Orthopaedics | Spine - Occipito-cervical (OC) surgery | OC fusion and fixation implant | Anterior cervical plate | Zimmer Biomet | 3 Level; 54mm inViZia Plate | 07.01617.003 | Standalone | DE0501622 | As per HSA registered indication(s)
Orthopaedics | Spine - Occipito-cervical (OC) surgery | OC fusion and fixation implant | Anterior cervical plate | Zimmer Biomet | 3 Level; 57mm inViZia Plate | 07.01617.004 | Standalone | DE0501622 | As per HSA registered indication(s)
Orthopaedics | Spine - Occipito-cervical (OC) surgery | OC fusion and fixation implant | Anterior cervical plate | Zimmer Biomet | 3 Level; 60mm inViZia Plate | 07.01617.005 | Standalone | DE0501622 | As per HSA registered indication(s)
Orthopaedics | Spine - Occipito-cervical (OC) surgery | OC fusion and fixation implant | Anterior cervical plate | Zimmer Biomet | 3 Level; 63mm inViZia Plate | 07.01617.006 | Standalone | DE0501622 | As per HSA registered indication(s)
Orthopaedics | Spine - Occipito-cervical (OC) surgery | OC fusion and fixation implant | Anterior cervical plate | Zimmer Biomet | 3 Level; 66mm inViZia Plate | 07.01617.007 | Standalone | DE0501622 | As per HSA registered indication(s)
Orthopaedics | Spine - Occipito-cervical (OC) surgery | OC fusion and fixation implant | Anterior cervical plate | Zimmer Biomet | 3 Level; 69mm inViZia Plate | 07.01617.008 | Standalone | DE0501622 | As per HSA registered indication(s)
Orthopaedics | Spine - Occipito-cervical (OC) surgery | OC fusion and fixation implant | Anterior cervical plate | Zimmer Biomet | 3 Level; 72mm inViZia Plate | 07.01617.009 | Standalone | DE0501622 | As per HSA registered indication(s)
Orthopaedics | Spine - Occipito-cervical (OC) surgery | OC fusion and fixation implant | OC rod | MEDTRONIC | 3.2/3.5mm x 120mm Adjustable Rod | 7755122 | Standalone | DE0007725 | As per HSA registered indication(s)
Orthopaedics | Spine - Occipito-cervical (OC) surgery | OC fusion and fixation implant | OC rod | MEDTRONIC | 3.2/3.5mm x 220mm Adjustable Rod | 7755123 | Standalone | DE0007725 | As per HSA registered indication(s)
Orthopaedics | Spine - Occipito-cervical (OC) surgery | OC fusion and fixation implant | OC rod | MEDTRONIC | 3.2MM TITANIUM ROD, 120MM | 6900120 | Standalone | DE0000749 | As per HSA registered indication(s)
Orthopaedics | Spine - Occipito-cervical (OC) surgery | OC fusion and fixation implant | OC rod | MEDTRONIC | 3.2MM TITANIUM ROD, 240MM | 6900240 | Standalone | DE0000749 | As per HSA registered indication(s)
Orthopaedics | Spine - Occipito-cervical (OC) surgery | OC fusion and fixation implant | OC rod | MEDTRONIC | 3.2mm x 200 Precurved Occipital Rod | 6955270 | Standalone | DE0007725 | As per HSA registered indication(s)
Orthopaedics | Spine - Occipito-cervical (OC) surgery | OC fusion and fixation implant | Cervical pedicle/lateral mass screw - Shank, tulip | MEDTRONIC | 3.5 X 10MM MAS CANC, TI | 6958710 | Standalone | DE0007725 | As per HSA registered indication(s)
Orthopaedics | Spine - Occipito-cervical (OC) surgery | OC fusion and fixation implant | Cervical pedicle/lateral mass screw - Shank, tulip | K2M | 3.5 x 10MM MINI DENALI POLYAXIAL SCREW | 1101-03510M | Standalone | DE0014119 | As per HSA registered indication(s)
Orthopaedics | Spine - Occipito-cervical (OC) surgery | OC fusion and fixation implant | Cervical pedicle/lateral mass screw - Shank, tulip | MEDTRONIC | 3.5 X 12MM MAS CANC, TI | 6958712 | Standalone | DE0007725 | As per HSA registered indication(s)
Orthopaedics | Spine - Occipito-cervical (OC) surgery | OC fusion and fixation implant | Cervical pedicle/lateral mass screw - Shank, tulip | K2M | 3.5 x 12MM MINI DENALI POLYAXIAL SCREW | 1101-03512M | Standalone | DE0014119 | As per HSA registered indication(s)
Orthopaedics | Spine - Occipito-cervical (OC) surgery | OC fusion and fixation implant | Cervical pedicle/lateral mass screw - Shank, tulip | MEDTRONIC | 3.5 X 14MM MAS CANC, TI | 6958714 | Standalone | DE0007725 | As per HSA registered indication(s)
Orthopaedics | Spine - Occipito-cervical (OC) surgery | OC fusion and fixation implant | Cervical pedicle/lateral mass screw - Shank, tulip | K2M | 3.5 x 14MM MINI DENALI POLYAXIAL SCREW | 1101-03514M | Standalone | DE0014119 | As per HSA registered indication(s)
Orthopaedics | Spine - Occipito-cervical (OC) surgery | OC fusion and fixation implant | Cervical pedicle/lateral mass screw - Shank, tulip | MEDTRONIC | 3.5 X 16MM MAS CANC, TI | 6958716 | Standalone | DE0007725 | As per HSA registered indication(s)
Orthopaedics | Spine - Occipito-cervical (OC) surgery | OC fusion and fixation implant | Cervical pedicle/lateral mass screw - Shank, tulip | K2M | 3.5 x 16MM MINI DENALI POLYAXIAL SCREW | 1101-03516M | Standalone | DE0014119 | As per HSA registered indication(s)
Orthopaedics | Spine - Occipito-cervical (OC) surgery | OC fusion and fixation implant | Cervical pedicle/lateral mass screw - Shank, tulip | MEDTRONIC | 3.5 X 18MM MAS CANC, TI | 6958718 | Standalone | DE0007725 | As per HSA registered indication(s)
Orthopaedics | Spine - Occipito-cervical (OC) surgery | OC fusion and fixation implant | Cervical pedicle/lateral mass screw - Shank, tulip | K2M | 3.5 x 18MM MINI DENALI POLYAXIAL SCREW | 1101-03518M | Standalone | DE0014119 | As per HSA registered indication(s)
Orthopaedics | Spine - Occipito-cervical (OC) surgery | OC fusion and fixation implant | Cervical pedicle/lateral mass screw - Shank, tulip | MEDTRONIC | 3.5 X 20MM MAS CANC, TI | 6958720 | Standalone | DE0007725 | As per HSA registered indication(s)
Orthopaedics | Spine - Occipito-cervical (OC) surgery | OC fusion and fixation implant | Cervical pedicle/lateral mass screw - Shank, tulip | K2M | 3.5 x 20MM MINI DENALI POLYAXIAL SCREW | 1101-03520M | Standalone | DE0014119 | As per HSA registered indication(s)
Orthopaedics | Spine - Occipito-cervical (OC) surgery | OC fusion and fixation implant | Cervical pedicle/lateral mass screw - Shank, tulip | MEDTRONIC | 3.5 X 22MM MAS CANC, TI | 6958722 | Standalone | DE0007725 | As per HSA registered indication(s)
Orthopaedics | Spine - Occipito-cervical (OC) surgery | OC fusion and fixation implant | Cervical pedicle/lateral mass screw - Shank, tulip | MEDTRONIC | 3.5 X 24MM MAS CANC, TI | 6958724 | Standalone | DE0007725 | As per HSA registered indication(s)
Orthopaedics | Spine - Occipito-cervical (OC) surgery | OC fusion and fixation implant | Cervical pedicle/lateral mass screw - Shank, tulip | K2M | 3.5 x 25MM MINI DENALI POLYAXIAL SCREW | 1101-03525M | Standalone | DE0014119 | As per HSA registered indication(s)
Orthopaedics | Spine - Occipito-cervical (OC) surgery | OC fusion and fixation implant | OC rod | GLOBUS MEDICAL | 3.5mm CoCr Occipital Rod 240mm, 100DEG | 782.953 | Standalone | DE0501901 | As per HSA registered indication(s)
Orthopaedics | Spine - Occipito-cervical (OC) surgery | OC fusion and fixation implant | OC rod | GLOBUS MEDICAL | 3.5mm CoCr Occipital Rod 240mm, 115DEG | 782.954 | Standalone | DE0501901 | As per HSA registered indication(s)
Orthopaedics | Spine - Occipito-cervical (OC) surgery | OC fusion and fixation implant | OC rod | GLOBUS MEDICAL | 3.5mm CoCr Occipital Rod 240mm, 130DEG | 782.955 | Standalone | DE0501901 | As per HSA registered indication(s)
Orthopaedics | Spine - Occipito-cervical (OC) surgery | OC fusion and fixation implant | OC rod | GLOBUS MEDICAL | 3.5mm CoCr Rod, 120mm | 782.802 | Standalone | DE0501901 | As per HSA registered indication(s)
Orthopaedics | Spine - Occipito-cervical (OC) surgery | OC fusion and fixation implant | OC rod | GLOBUS MEDICAL | 3.5mm CoCr Rod, 240mm | 782.803 | Standalone | DE0501901 | As per HSA registered indication(s)
Orthopaedics | Spine - Occipito-cervical (OC) surgery | OC fusion and fixation implant | OC rod | GLOBUS MEDICAL | 3.5mm CoCr Rod, 40mm | 782.804 | Standalone | DE0501901 | As per HSA registered indication(s)
Orthopaedics | Spine - Occipito-cervical (OC) surgery | OC fusion and fixation implant | OC rod | GLOBUS MEDICAL | 3.5mm CoCr Rod, 80mm | 782.801 | Standalone | DE0501901 | As per HSA registered indication(s)
Orthopaedics | Spine - Occipito-cervical (OC) surgery | OC fusion and fixation implant | Cervical pedicle/lateral mass screw - Shank, tulip | GLOBUS MEDICAL | 3.5mm ELLIPSE Polyaxial Screw, 10mm | 182.310 | Standalone | DE0501901 | As per HSA registered indication(s)
Orthopaedics | Spine - Occipito-cervical (OC) surgery | OC fusion and fixation implant | Cervical pedicle/lateral mass screw - Shank, tulip | GLOBUS MEDICAL | 3.5mm ELLIPSE Polyaxial Screw, 12mm | 182.312 | Standalone | DE0501901 | As per HSA registered indication(s)
Orthopaedics | Spine - Occipito-cervical (OC) surgery | OC fusion and fixation implant | Cervical pedicle/lateral mass screw - Shank, tulip | GLOBUS MEDICAL | 3.5mm ELLIPSE Polyaxial Screw, 14mm | 182.314 | Standalone | DE0501901 | As per HSA registered indication(s)
Orthopaedics | Spine - Occipito-cervical (OC) surgery | OC fusion and fixation implant | Cervical pedicle/lateral mass screw - Shank, tulip | GLOBUS MEDICAL | 3.5mm ELLIPSE Polyaxial Screw, 16mm | 182.316 | Standalone | DE0501901 | As per HSA registered indication(s)
Orthopaedics | Spine - Occipito-cervical (OC) surgery | OC fusion and fixation implant | Cervical pedicle/lateral mass screw - Shank, tulip | GLOBUS MEDICAL | 3.5mm ELLIPSE Polyaxial Screw, 18mm | 182.318 | Standalone | DE0501901 | As per HSA registered indication(s)
Orthopaedics | Spine - Occipito-cervical (OC) surgery | OC fusion and fixation implant | Cervical pedicle/lateral mass screw - Shank, tulip | GLOBUS MEDICAL | 3.5mm ELLIPSE Polyaxial Screw, 20mm | 182.320 | Standalone | DE0501901 | As per HSA registered indication(s)
Orthopaedics | Spine - Occipito-cervical (OC) surgery | OC fusion and fixation implant | Cervical pedicle/lateral mass screw - Shank, tulip | GLOBUS MEDICAL | 3.5mm ELLIPSE Polyaxial Screw, 22mm | 182.322 | Standalone | DE0501901 | As per HSA registered indication(s)
Orthopaedics | Spine - Occipito-cervical (OC) surgery | OC fusion and fixation implant | Cervical pedicle/lateral mass screw - Shank, tulip | GLOBUS MEDICAL | 3.5mm ELLIPSE Polyaxial Screw, 24mm | 182.324 | Standalone | DE0501901 | As per HSA registered indication(s)
Orthopaedics | Spine - Occipito-cervical (OC) surgery | OC fusion and fixation implant | Cervical pedicle/lateral mass screw - Shank, tulip | GLOBUS MEDICAL | 3.5mm ELLIPSE Polyaxial Screw, 26mm | 182.326 | Standalone | DE0501901 | As per HSA registered indication(s)
Orthopaedics | Spine - Occipito-cervical (OC) surgery | OC fusion and fixation implant | Cervical pedicle/lateral mass screw - Shank, tulip | GLOBUS MEDICAL | 3.5mm ELLIPSE Polyaxial Screw, 28mm | 182.328 | Standalone | DE0501901 | As per HSA registered indication(s)
Orthopaedics | Spine - Occipito-cervical (OC) surgery | OC fusion and fixation implant | Cervical pedicle/lateral mass screw - Shank, tulip | GLOBUS MEDICAL | 3.5mm ELLIPSE Polyaxial Screw, 30mm | 182.330 | Standalone | DE0501901 | As per HSA registered indication(s)
Orthopaedics | Spine - Occipito-cervical (OC) surgery | OC fusion and fixation implant | Cervical pedicle/lateral mass screw - Shank, tulip | GLOBUS MEDICAL | 3.5mm ELLIPSE Polyaxial Screw, 32mm | 182.332 | Standalone | DE0501901 | As per HSA registered indication(s)
Orthopaedics | Spine - Occipito-cervical (OC) surgery | OC fusion and fixation implant | Cervical pedicle/lateral mass screw - Shank, tulip | GLOBUS MEDICAL | 3.5mm ELLIPSE Polyaxial Screw, 34mm | 182.334 | Standalone | DE0501901 | As per HSA registered indication(s)
Orthopaedics | Spine - Occipito-cervical (OC) surgery | OC fusion and fixation implant | Cervical pedicle/lateral mass screw - Shank, tulip | GLOBUS MEDICAL | 3.5mm ELLIPSE Polyaxial Screw, 36mm | 182.336 | Standalone | DE0501901 | As per HSA registered indication(s)
Orthopaedics | Spine - Occipito-cervical (OC) surgery | OC fusion and fixation implant | Cervical pedicle/lateral mass screw - Shank, tulip | GLOBUS MEDICAL | 3.5mm ELLIPSE Polyaxial Screw, 38mm | 182.338 | Standalone | DE0501901 | As per HSA registered indication(s)
Orthopaedics | Spine - Occipito-cervical (OC) surgery | OC fusion and fixation implant | Cervical pedicle/lateral mass screw - Shank, tulip | GLOBUS MEDICAL | 3.5mm ELLIPSE Polyaxial Screw, 40mm | 182.340 | Standalone | DE0501901 | As per HSA registered indication(s)
Orthopaedics | Spine - Occipito-cervical (OC) surgery | OC fusion and fixation implant | Cervical pedicle/lateral mass screw - Shank, tulip | GLOBUS MEDICAL | 3.5mm ELLIPSE Polyaxial Screw, 42mm | 182.342 | Standalone | DE0501901 | As per HSA registered indication(s)
Orthopaedics | Spine - Occipito-cervical (OC) surgery | OC fusion and fixation implant | Cervical pedicle/lateral mass screw - Shank, tulip | GLOBUS MEDICAL | 3.5mm ELLIPSE Polyaxial Screw, 44mm | 182.344 | Standalone | DE0501901 | As per HSA registered indication(s)
Orthopaedics | Spine - Occipito-cervical (OC) surgery | OC fusion and fixation implant | Cervical pedicle/lateral mass screw - Shank, tulip | GLOBUS MEDICAL | 3.5mm ELLIPSE Polyaxial Screw, 46mm | 182.346 | Standalone | DE0501901 | As per HSA registered indication(s)
Orthopaedics | Spine - Occipito-cervical (OC) surgery | OC fusion and fixation implant | Cervical pedicle/lateral mass screw - Shank, tulip | GLOBUS MEDICAL | 3.5mm ELLIPSE Polyaxial Screw, 48mm | 182.348 | Standalone | DE0501901 | As per HSA registered indication(s)
Orthopaedics | Spine - Occipito-cervical (OC) surgery | OC fusion and fixation implant | Cervical pedicle/lateral mass screw - Shank, tulip | GLOBUS MEDICAL | 3.5mm ELLIPSE Polyaxial Screw, 50mm | 182.350 | Standalone | DE0501901 | As per HSA registered indication(s)
Orthopaedics | Spine - Occipito-cervical (OC) surgery | OC fusion and fixation implant | Cervical pedicle/lateral mass screw - Shank, tulip | GLOBUS MEDICAL | 3.5mm ELLIPSE Polyaxial Screw, 8mm | 182.308 | Standalone | DE0501901 | As per HSA registered indication(s)
Orthopaedics | Spine - Occipito-cervical (OC) surgery | OC fusion and fixation implant | Cervical pedicle/lateral mass screw - Shank, tulip | GLOBUS MEDICAL | 3.5mm Ellipse Polyaxial shoulder screw, 22mm | 182.222 | Standalone | DE0501901 | As per HSA registered indication(s)
Orthopaedics | Spine - Occipito-cervical (OC) surgery | OC fusion and fixation implant | Cervical pedicle/lateral mass screw - Shank, tulip | GLOBUS MEDICAL | 3.5mm Ellipse Polyaxial shoulder screw, 24mm | 182.224 | Standalone | DE0501901 | As per HSA registered indication(s)
Orthopaedics | Spine - Occipito-cervical (OC) surgery | OC fusion and fixation implant | Cervical pedicle/lateral mass screw - Shank, tulip | GLOBUS MEDICAL | 3.5mm Ellipse Polyaxial shoulder screw, 26mm | 182.226 | Standalone | DE0501901 | As per HSA registered indication(s)
Orthopaedics | Spine - Occipito-cervical (OC) surgery | OC fusion and fixation implant | Cervical pedicle/lateral mass screw - Shank, tulip | GLOBUS MEDICAL | 3.5mm Ellipse Polyaxial shoulder screw, 28mm | 182.228 | Standalone | DE0501901 | As per HSA registered indication(s)
Orthopaedics | Spine - Occipito-cervical (OC) surgery | OC fusion and fixation implant | Cervical pedicle/lateral mass screw - Shank, tulip | GLOBUS MEDICAL | 3.5mm Ellipse Polyaxial shoulder screw, 30mm | 182.230 | Standalone | DE0501901 | As per HSA registered indication(s)
Orthopaedics | Spine - Occipito-cervical (OC) surgery | OC fusion and fixation implant | Cervical pedicle/lateral mass screw - Shank, tulip | GLOBUS MEDICAL | 3.5mm Ellipse Polyaxial shoulder screw, 32mm | 182.232 | Standalone | DE0501901 | As per HSA registered indication(s)
Orthopaedics | Spine - Occipito-cervical (OC) surgery | OC fusion and fixation implant | Cervical pedicle/lateral mass screw - Shank, tulip | GLOBUS MEDICAL | 3.5mm Ellipse Polyaxial shoulder screw, 34mm | 182.234 | Standalone | DE0501901 | As per HSA registered indication(s)
Orthopaedics | Spine - Occipito-cervical (OC) surgery | OC fusion and fixation implant | Cervical pedicle/lateral mass screw - Shank, tulip | GLOBUS MEDICAL | 3.5mm Ellipse Polyaxial shoulder screw, 36mm | 182.236 | Standalone | DE0501901 | As per HSA registered indication(s)
Orthopaedics | Spine - Occipito-cervical (OC) surgery | OC fusion and fixation implant | Cervical pedicle/lateral mass screw - Shank, tulip | GLOBUS MEDICAL | 3.5mm Ellipse Polyaxial shoulder screw, 38mm | 182.238 | Standalone | DE0501901 | As per HSA registered indication(s)
Orthopaedics | Spine - Occipito-cervical (OC) surgery | OC fusion and fixation implant | Cervical pedicle/lateral mass screw - Shank, tulip | GLOBUS MEDICAL | 3.5mm Ellipse Polyaxial shoulder screw, 40mm | 182.240 | Standalone | DE0501901 | As per HSA registered indication(s)
Orthopaedics | Spine - Occipito-cervical (OC) surgery | OC fusion and fixation implant | OC rod | GLOBUS MEDICAL | 3.5mm ELLIPSE Rod, 120mm | 182.802 | Standalone | DE0501901 | As per HSA registered indication(s)
Orthopaedics | Spine - Occipito-cervical (OC) surgery | OC fusion and fixation implant | OC rod | GLOBUS MEDICAL | 3.5mm ELLIPSE Rod, 240mm | 182.803 | Standalone | DE0501901 | As per HSA registered indication(s)
Orthopaedics | Spine - Occipito-cervical (OC) surgery | OC fusion and fixation implant | OC rod | GLOBUS MEDICAL | 3.5mm ELLIPSE Rod, 40mm | 182.804 | Standalone | DE0501901 | As per HSA registered indication(s)
Orthopaedics | Spine - Occipito-cervical (OC) surgery | OC fusion and fixation implant | OC rod | GLOBUS MEDICAL | 3.5mm ELLIPSE Rod, 80mm | 182.801 | Standalone | DE0501901 | As per HSA registered indication(s)
Orthopaedics | Spine - Occipito-cervical (OC) surgery | OC fusion and fixation implant | OC rod | GLOBUS MEDICAL | 3.5mm Occipital Rod 240mm, 100 DEG | 182.953 | Standalone | DE0501901 | As per HSA registered indication(s)
Orthopaedics | Spine - Occipito-cervical (OC) surgery | OC fusion and fixation implant | OC rod | GLOBUS MEDICAL | 3.5mm Occipital Rod 240mm, 115 DEG | 182.954 | Standalone | DE0501901 | As per HSA registered indication(s)
Orthopaedics | Spine - Occipito-cervical (OC) surgery | OC fusion and fixation implant | OC rod | GLOBUS MEDICAL | 3.5mm Occipital Rod 240mm, 130 DEG | 182.955 | Standalone | DE0501901 | As per HSA registered indication(s)
Orthopaedics | Spine - Occipito-cervical (OC) surgery | OC fusion and fixation implant | OC rod | Zimmer Biomet | 3.5MM/3.8MM OCCIP TI ROD ADJ | 07.01711.001 | Standalone | DE0506515 | As per HSA registered indication(s)
Orthopaedics | Spine - Occipito-cervical (OC) surgery | OC fusion and fixation implant | Cervical pedicle/lateral mass screw - Shank, tulip | Zimmer Biomet | 3.5X22MM PA SM SHK SCR VRG BLU | 07.01707.001 | Standalone | DE0506515 | As per HSA registered indication(s)
Orthopaedics | Spine - Occipito-cervical (OC) surgery | OC fusion and fixation implant | Cervical pedicle/lateral mass screw - Shank, tulip | Zimmer Biomet | 3.5X24MM PA SM SHK SCR VRG BLU | 07.01707.003 | Standalone | DE0506515 | As per HSA registered indication(s)
Orthopaedics | Spine - Occipito-cervical (OC) surgery | OC fusion and fixation implant | Cervical pedicle/lateral mass screw - Shank, tulip | Zimmer Biomet | 3.5X26MM PA SM SHK SCR VRG BLU | 07.01707.005 | Standalone | DE0506515 | As per HSA registered indication(s)
Orthopaedics | Spine - Occipito-cervical (OC) surgery | OC fusion and fixation implant | Cervical pedicle/lateral mass screw - Shank, tulip | Zimmer Biomet | 3.5X28MM PA SM SHK SCR VRG BLU | 07.01707.007 | Standalone | DE0506515 | As per HSA registered indication(s)
Orthopaedics | Spine - Occipito-cervical (OC) surgery | OC fusion and fixation implant | Cervical pedicle/lateral mass screw - Shank, tulip | Zimmer Biomet | 3.5X30MM PA SM SHK SCR VRG BLU | 07.01707.009 | Standalone | DE0506515 | As per HSA registered indication(s)
Orthopaedics | Spine - Occipito-cervical (OC) surgery | OC fusion and fixation implant | Cervical pedicle/lateral mass screw - Shank, tulip | Zimmer Biomet | 3.5X32MM PA SM SHK SCR VRG BLU | 07.01707.011 | Standalone | DE0506515 | As per HSA registered indication(s)
Orthopaedics | Spine - Occipito-cervical (OC) surgery | OC fusion and fixation implant | Cervical pedicle/lateral mass screw - Shank, tulip | Zimmer Biomet | 3.5X34MM PA SM SHK SCR VRG BLU | 07.01707.013 | Standalone | DE0506515 | As per HSA registered indication(s)
Orthopaedics | Spine - Occipito-cervical (OC) surgery | OC fusion and fixation implant | Cervical pedicle/lateral mass screw - Shank, tulip | Zimmer Biomet | 3.5X36MM PA SM SHK SCR VRG BLU | 07.01707.015 | Standalone | DE0506515 | As per HSA registered indication(s)
Orthopaedics | Spine - Occipito-cervical (OC) surgery | OC fusion and fixation implant | Cervical pedicle/lateral mass screw - Shank, tulip | Zimmer Biomet | 3.5X38MM PA SM SHK SCR VRG BLU | 07.01707.017 | Standalone | DE0506515 | As per HSA registered indication(s)
Orthopaedics | Spine - Occipito-cervical (OC) surgery | OC fusion and fixation implant | Cervical pedicle/lateral mass screw - Shank, tulip | Zimmer Biomet | 3.5X40MM PA SM SHK SCR VRG BLU | 07.01707.019 | Standalone | DE0506515 | As per HSA registered indication(s)
Orthopaedics | Spine - Occipito-cervical (OC) surgery | Cervical interbody cage | Cervical interbody fixation accessories | GLOBUS MEDICAL | 3.6mm Bone Screw, Variable, Self-Drilling, 12mm | 184.152 | Standalone | DE0500939 | As per HSA registered indication(s)
Orthopaedics | Spine - Occipito-cervical (OC) surgery | Cervical interbody cage | Cervical interbody fixation accessories | GLOBUS MEDICAL | 3.6mm Bone Screw, Variable, Self-Drilling, 14mm | 184.154 | Standalone | DE0500939 | As per HSA registered indication(s)
Orthopaedics | Spine - Occipito-cervical (OC) surgery | Cervical interbody cage | Cervical interbody fixation accessories | GLOBUS MEDICAL | 3.6mm Bone Screw, Variable, Self-Drilling, 16mm | 184.156 | Standalone | DE0500939 | As per HSA registered indication(s)
Orthopaedics | Spine - Occipito-cervical (OC) surgery | Cervical interbody cage | Cervical interbody fixation accessories | GLOBUS MEDICAL | 3.6mm Bone Screw, Variable, Self-Drilling, 18mm | 184.158 | Standalone | DE0500939 | As per HSA registered indication(s)
Orthopaedics | Spine - Occipito-cervical (OC) surgery | Cervical interbody cage | Cervical interbody fixation accessories | GLOBUS MEDICAL | 3.6mm Bone Screw, Variable, Self-Tapping, 12mm | 184.112 | Standalone | DE0500939 | As per HSA registered indication(s)
Orthopaedics | Spine - Occipito-cervical (OC) surgery | Cervical interbody cage | Cervical interbody fixation accessories | GLOBUS MEDICAL | 3.6mm Bone Screw, Variable, Self-Tapping, 14mm | 184.114 | Standalone | DE0500939 | As per HSA registered indication(s)
Orthopaedics | Spine - Occipito-cervical (OC) surgery | Cervical interbody cage | Cervical interbody fixation accessories | GLOBUS MEDICAL | 3.6mm Bone Screw, Variable, Self-Tapping, 16mm | 184.116 | Standalone | DE0500939 | As per HSA registered indication(s)
Orthopaedics | Spine - Occipito-cervical (OC) surgery | Cervical interbody cage | Cervical interbody fixation accessories | GLOBUS MEDICAL | 3.6mm Bone Screw, Variable, Self-Tapping, 18mm | 184.118 | Standalone | DE0500939 | As per HSA registered indication(s)
Orthopaedics | Spine - Thoracolumbar (TL) and sacral surgery | TL and sacral fusion and fixation implant | TL rod connector system excluding locking screw | MEDTRONIC | 30-34MM X10 CROSSLINK, 6.35TI | 8116430 | Standalone | DE0000758 | As per HSA registered indication(s)
Orthopaedics | Spine - Thoracolumbar (TL) and sacral surgery | TL interbody cage | TL interbody core - Non-integrated | MEDTRONIC | 30mm x 10mm | 9193010 | Standalone | DE0006340 | As per HSA registered indication(s)
Orthopaedics | Spine - Thoracolumbar (TL) and sacral surgery | TL interbody cage | TL interbody core - Non-integrated | MEDTRONIC | 30mm x 11mm | 9193011 | Standalone | DE0006340 | As per HSA registered indication(s)
Orthopaedics | Spine - Thoracolumbar (TL) and sacral surgery | TL interbody cage | TL interbody core - Non-integrated | MEDTRONIC | 30mm x 12mm | 9193012 | Standalone | DE0006340 | As per HSA registered indication(s)
Orthopaedics | Spine - Thoracolumbar (TL) and sacral surgery | TL interbody cage | TL interbody core - Non-integrated | MEDTRONIC | 30mm x 13mm | 9193013 | Standalone | DE0006340 | As per HSA registered indication(s)
Orthopaedics | Spine - Thoracolumbar (TL) and sacral surgery | TL interbody cage | TL interbody core - Non-integrated | MEDTRONIC | 30mm x 14mm | 9193014 | Standalone | DE0006340 | As per HSA registered indication(s)
Orthopaedics | Spine - Thoracolumbar (TL) and sacral surgery | TL interbody cage | TL interbody core - Non-integrated | MEDTRONIC | 30mm x 15mm | 9193015 | Standalone | DE0006340 | As per HSA registered indication(s)
Orthopaedics | Spine - Thoracolumbar (TL) and sacral surgery | TL interbody cage | TL interbody core - Non-integrated | MEDTRONIC | 30mm x 7mm | 9193007 | Standalone | DE0006340 | As per HSA registered indication(s)
Orthopaedics | Spine - Thoracolumbar (TL) and sacral surgery | TL interbody cage | TL interbody core - Non-integrated | MEDTRONIC | 30mm x 8mm | 9193008 | Standalone | DE0006340 | As per HSA registered indication(s)
Orthopaedics | Spine - Thoracolumbar (TL) and sacral surgery | TL interbody cage | TL interbody core - Non-integrated | MEDTRONIC | 30mm x 9mm | 9193009 | Standalone | DE0006340 | As per HSA registered indication(s)
Orthopaedics | Spine - Thoracolumbar (TL) and sacral surgery | TL and sacral fusion and fixation implant | TL rod connector system excluding locking screw | MEDTRONIC | 30TO34MM X10 MULTI | 8115530 | Standalone | DE0000758 | As per HSA registered indication(s)
Orthopaedics | Spine - Thoracolumbar (TL) and sacral surgery | TL and sacral fusion and fixation implant | TL rod connector system excluding locking screw | MEDTRONIC | 31MM FXD LP TI 5.5 | 8115531 | Standalone | DE0000758 | As per HSA registered indication(s)
Orthopaedics | Spine - Thoracolumbar (TL) and sacral surgery | TL and sacral fusion and fixation implant | TL rod connector system excluding locking screw | MEDTRONIC | 34-36MM X10 CROSSLINK,6.35TI | 8116434 | Standalone | DE0000758 | As per HSA registered indication(s)
Orthopaedics | Spine - Thoracolumbar (TL) and sacral surgery | TL and sacral fusion and fixation implant | TL rod connector system excluding locking screw | MEDTRONIC | 34TO36MM X10 MULTI | 8115534 | Standalone | DE0000758 | As per HSA registered indication(s)
Orthopaedics | Spine - Thoracolumbar (TL) and sacral surgery | TL and sacral fusion and fixation implant | TL rod | Zimmer Biomet | 35mm Curved Rod (5.5 Ti) | 07.02015.004 | Standalone | DE0505870 | As per HSA registered indication(s) except for radiolucent implants which should be used as follows:  in patients with primary or metastatic spinal tumours who would benefit from post-operative high dose high precision beam therapy upon appropriate and stringent patient selection;  Patient selection should be done via standardised assessment such as the neurological-oncological-mechanical systemic (NOMS) framework; and  The assessment should be carried out by a multidisciplinary team (MDT), which may be inclusive of, but not limited to, radiation oncologists, spine surgeons and interventional radiologists, among others.
Orthopaedics | Spine - Thoracolumbar (TL) and sacral surgery | TL and sacral fusion and fixation implant | TL rod connector system excluding locking screw | MEDTRONIC | 36-39MM X10 CROSSLINK, 6.35TI | 8116436 | Standalone | DE0000758 | As per HSA registered indication(s)
Orthopaedics | Spine - Thoracolumbar (TL) and sacral surgery | TL interbody cage | TL interbody core - Non-integrated | MEDTRONIC | 36mm x 10mm | 9193610 | Standalone | DE0006340 | As per HSA registered indication(s)
Orthopaedics | Spine - Thoracolumbar (TL) and sacral surgery | TL interbody cage | TL interbody core - Non-integrated | MEDTRONIC | 36mm x 11mm | 9193611 | Standalone | DE0006340 | As per HSA registered indication(s)
Orthopaedics | Spine - Thoracolumbar (TL) and sacral surgery | TL interbody cage | TL interbody core - Non-integrated | MEDTRONIC | 36mm x 12mm | 9193612 | Standalone | DE0006340 | As per HSA registered indication(s)
Orthopaedics | Spine - Thoracolumbar (TL) and sacral surgery | TL interbody cage | TL interbody core - Non-integrated | MEDTRONIC | 36mm x 13mm | 9193613 | Standalone | DE0006340 | As per HSA registered indication(s)
Orthopaedics | Spine - Thoracolumbar (TL) and sacral surgery | TL interbody cage | TL interbody core - Non-integrated | MEDTRONIC | 36mm x 14mm | 9193614 | Standalone | DE0006340 | As per HSA registered indication(s)
Orthopaedics | Spine - Thoracolumbar (TL) and sacral surgery | TL interbody cage | TL interbody core - Non-integrated | MEDTRONIC | 36mm x 7mm | 9193607 | Standalone | DE0006340 | As per HSA registered indication(s)
Orthopaedics | Spine - Thoracolumbar (TL) and sacral surgery | TL interbody cage | TL interbody core - Non-integrated | MEDTRONIC | 36mm x 8mm | 9193608 | Standalone | DE0006340 | As per HSA registered indication(s)
Orthopaedics | Spine - Thoracolumbar (TL) and sacral surgery | TL interbody cage | TL interbody core - Non-integrated | MEDTRONIC | 36mm x 9mm | 9193609 | Standalone | DE0006340 | As per HSA registered indication(s)
Orthopaedics | Spine - Thoracolumbar (TL) and sacral surgery | TL and sacral fusion and fixation implant | TL rod connector system excluding locking screw | MEDTRONIC | 36TO39MM X10 MULTI | 8115536 | Standalone | DE0000758 | As per HSA registered indication(s)
Orthopaedics | Spine - Thoracolumbar (TL) and sacral surgery | TL and sacral fusion and fixation implant | TL rod connector system excluding locking screw | MEDTRONIC | 39-45MM X10 CROSSLINK,6.35 TI | 8116439 | Standalone | DE0000758 | As per HSA registered indication(s)
Orthopaedics | Spine - Thoracolumbar (TL) and sacral surgery | TL and sacral fusion and fixation implant | TL rod connector system excluding locking screw | MEDTRONIC | 39TO45MM X10 MULTI | 8115539 | Standalone | DE0000758 | As per HSA registered indication(s)
Orthopaedics | Spine - Occipito-cervical (OC) surgery | OC fusion and fixation implant | Anterior cervical plate | K2M | 4 Level 101 mm - Plate | AA01-44F101V | Standalone | DE0508089 | As per HSA registered indication(s)
Orthopaedics | Spine - Occipito-cervical (OC) surgery | OC fusion and fixation implant | Anterior cervical plate | K2M | 4 Level 61 mm - Plate | AA01-44F61V | Standalone | DE0508089 | As per HSA registered indication(s)
Orthopaedics | Spine - Occipito-cervical (OC) surgery | OC fusion and fixation implant | Anterior cervical plate | K2M | 4 Level 65 mm - Plate | AA01-44F65V | Standalone | DE0508089 | As per HSA registered indication(s)
Orthopaedics | Spine - Occipito-cervical (OC) surgery | OC fusion and fixation implant | Anterior cervical plate | K2M | 4 Level 69 mm - Plate | AA01-44F69V | Standalone | DE0508089 | As per HSA registered indication(s)
Orthopaedics | Spine - Occipito-cervical (OC) surgery | OC fusion and fixation implant | Anterior cervical plate | K2M | 4 Level 73 mm - Plate | AA01-44F73V | Standalone | DE0508089 | As per HSA registered indication(s)
Orthopaedics | Spine - Occipito-cervical (OC) surgery | OC fusion and fixation implant | Anterior cervical plate | K2M | 4 Level 77 mm - Plate | AA01-44F77V | Standalone | DE0508089 | As per HSA registered indication(s)
Orthopaedics | Spine - Occipito-cervical (OC) surgery | OC fusion and fixation implant | Anterior cervical plate | K2M | 4 Level 81 mm - Plate | AA01-44F81V | Standalone | DE0508089 | As per HSA registered indication(s)
Orthopaedics | Spine - Occipito-cervical (OC) surgery | OC fusion and fixation implant | Anterior cervical plate | K2M | 4 Level 85 mm - Plate | AA01-44F85V | Standalone | DE0508089 | As per HSA registered indication(s)
Orthopaedics | Spine - Occipito-cervical (OC) surgery | OC fusion and fixation implant | Anterior cervical plate | K2M | 4 Level 89 mm - Plate | AA01-44F89V | Standalone | DE0508089 | As per HSA registered indication(s)
Orthopaedics | Spine - Occipito-cervical (OC) surgery | OC fusion and fixation implant | Anterior cervical plate | K2M | 4 Level 93 mm - Plate | AA01-44F93V | Standalone | DE0508089 | As per HSA registered indication(s)
Orthopaedics | Spine - Occipito-cervical (OC) surgery | OC fusion and fixation implant | Anterior cervical plate | K2M | 4 Level 97 mm - Plate | AA01-44F97V | Standalone | DE0508089 | As per HSA registered indication(s)
Orthopaedics | Spine - Occipito-cervical (OC) surgery | OC fusion and fixation implant | Anterior cervical plate | Zimmer Biomet | 4 Level; 68mm inViZia Plate | 07.01618.001 | Standalone | DE0501622 | As per HSA registered indication(s)
Orthopaedics | Spine - Occipito-cervical (OC) surgery | OC fusion and fixation implant | Anterior cervical plate | Zimmer Biomet | 4 Level; 76mm inViZia Plate | 07.01618.003 | Standalone | DE0501622 | As per HSA registered indication(s)
Orthopaedics | Spine - Occipito-cervical (OC) surgery | OC fusion and fixation implant | Anterior cervical plate | Zimmer Biomet | 4 Level; 80mm inViZia Plate | 07.01618.004 | Standalone | DE0501622 | As per HSA registered indication(s)
Orthopaedics | Spine - Occipito-cervical (OC) surgery | OC fusion and fixation implant | Anterior cervical plate | Zimmer Biomet | 4 Level; 84mm inViZia Plate | 07.01618.005 | Standalone | DE0501622 | As per HSA registered indication(s)
Orthopaedics | Spine - Occipito-cervical (OC) surgery | OC fusion and fixation implant | Anterior cervical plate | Zimmer Biomet | 4 Level; 88mm inViZia Plate | 07.01618.006 | Standalone | DE0501622 | As per HSA registered indication(s)
Orthopaedics | Spine - Occipito-cervical (OC) surgery | OC fusion and fixation implant | Anterior cervical plate | Zimmer Biomet | 4 Level; 92mm inViZia Plate | 07.01618.007 | Standalone | DE0501622 | As per HSA registered indication(s)
Orthopaedics | Spine - Occipito-cervical (OC) surgery | OC fusion and fixation implant | Cervical pedicle/lateral mass screw - Shank, tulip | MEDTRONIC | 4.0 X 10MM MAS CANC, TI | 6958810 | Standalone | DE0007725 | As per HSA registered indication(s)
Orthopaedics | Spine - Occipito-cervical (OC) surgery | OC fusion and fixation implant | Cervical pedicle/lateral mass screw - Shank, tulip | K2M | 4.0 x 10MM MINI DENALI POLYAXIAL SCREW | 1101-04010M | Standalone | DE0014119 | As per HSA registered indication(s)
Orthopaedics | Spine - Occipito-cervical (OC) surgery | OC fusion and fixation implant | Cervical pedicle/lateral mass screw - Shank, tulip | MEDTRONIC | 4.0 X 12MM MAS CANC, TI | 6958812 | Standalone | DE0007725 | As per HSA registered indication(s)
Orthopaedics | Spine - Occipito-cervical (OC) surgery | OC fusion and fixation implant | Cervical pedicle/lateral mass screw - Shank, tulip | K2M | 4.0 x 12MM MINI DENALI POLYAXIAL SCREW | 1101-04012M | Standalone | DE0014119 | As per HSA registered indication(s)
Orthopaedics | Spine - Occipito-cervical (OC) surgery | OC fusion and fixation implant | Cervical pedicle/lateral mass screw - Shank, tulip | MEDTRONIC | 4.0 X 14MM MAS CANC, TI | 6958814 | Standalone | DE0007725 | As per HSA registered indication(s)
Orthopaedics | Spine - Occipito-cervical (OC) surgery | OC fusion and fixation implant | Cervical pedicle/lateral mass screw - Shank, tulip | K2M | 4.0 x 14MM MINI DENALI POLYAXIAL SCREW | 1101-04014M | Standalone | DE0014119 | As per HSA registered indication(s)
Orthopaedics | Spine - Occipito-cervical (OC) surgery | OC fusion and fixation implant | Cervical pedicle/lateral mass screw - Shank, tulip | MEDTRONIC | 4.0 X 16MM MAS CANC, TI | 6958816 | Standalone | DE0007725 | As per HSA registered indication(s)
Orthopaedics | Spine - Occipito-cervical (OC) surgery | OC fusion and fixation implant | Cervical pedicle/lateral mass screw - Shank, tulip | K2M | 4.0 x 16MM MINI DENALI POLYAXIAL SCREW | 1101-04016M | Standalone | DE0014119 | As per HSA registered indication(s)
Orthopaedics | Spine - Occipito-cervical (OC) surgery | OC fusion and fixation implant | Cervical pedicle/lateral mass screw - Shank, tulip | MEDTRONIC | 4.0 X 18MM MAS CANC, TI | 6958818 | Standalone | DE0007725 | As per HSA registered indication(s)
Orthopaedics | Spine - Occipito-cervical (OC) surgery | OC fusion and fixation implant | Cervical pedicle/lateral mass screw - Shank, tulip | K2M | 4.0 x 18MM MINI DENALI POLYAXIAL SCREW | 1101-04018M | Standalone | DE0014119 | As per HSA registered indication(s)
Orthopaedics | Spine - Occipito-cervical (OC) surgery | OC fusion and fixation implant | Cervical pedicle/lateral mass screw - Shank, tulip | MEDTRONIC | 4.0 X 20MM MAS CANC, TI | 6958820 | Standalone | DE0007725 | As per HSA registered indication(s)
Orthopaedics | Spine - Occipito-cervical (OC) surgery | OC fusion and fixation implant | Cervical pedicle/lateral mass screw - Shank, tulip | K2M | 4.0 x 20MM MINI DENALI POLYAXIAL SCREW | 1101-04020M | Standalone | DE0014119 | As per HSA registered indication(s)
Orthopaedics | Spine - Occipito-cervical (OC) surgery | OC fusion and fixation implant | Cervical pedicle/lateral mass screw - Shank, tulip | MEDTRONIC | 4.0 X 22MM MAS CANC, TI | 6958822 | Standalone | DE0007725 | As per HSA registered indication(s)
Orthopaedics | Spine - Occipito-cervical (OC) surgery | OC fusion and fixation implant | Cervical pedicle/lateral mass screw - Shank, tulip | MEDTRONIC | 4.0 X 24MM MAS CANC, TI | 6958824 | Standalone | DE0007725 | As per HSA registered indication(s)
Orthopaedics | Spine - Occipito-cervical (OC) surgery | OC fusion and fixation implant | Cervical pedicle/lateral mass screw - Shank, tulip | K2M | 4.0 x 25MM MINI DENALI POLYAXIAL SCREW | 1101-04025M | Standalone | DE0014119 | As per HSA registered indication(s)
Orthopaedics | Spine - Occipito-cervical (OC) surgery | OC fusion and fixation implant | Cervical pedicle/lateral mass screw - Shank, tulip | MEDTRONIC | 4.0 X 26MM MAS CORTICAL, TI | 6958826 | Standalone | DE0007725 | As per HSA registered indication(s)
Orthopaedics | Spine - Occipito-cervical (OC) surgery | OC fusion and fixation implant | Cervical pedicle/lateral mass screw - Shank, tulip | MEDTRONIC | 4.0 X 26MM-13MM PAR-THRD MAS | 6958826PT | Standalone | DE0007725 | As per HSA registered indication(s)
Orthopaedics | Spine - Occipito-cervical (OC) surgery | OC fusion and fixation implant | Cervical pedicle/lateral mass screw - Shank, tulip | MEDTRONIC | 4.0 X 28MM MAS CORTICAL, TI | 6958828 | Standalone | DE0007725 | As per HSA registered indication(s)
Orthopaedics | Spine - Occipito-cervical (OC) surgery | OC fusion and fixation implant | Cervical pedicle/lateral mass screw - Shank, tulip | MEDTRONIC | 4.0 X 28MM-14MM PAR THRD MAS | 6958828PT | Standalone | DE0007725 | As per HSA registered indication(s)
Orthopaedics | Spine - Occipito-cervical (OC) surgery | OC fusion and fixation implant | Cervical pedicle/lateral mass screw - Shank, tulip | MEDTRONIC | 4.0 X 30MM MAS CORTICAL, TI | 6958830 | Standalone | DE0007725 | As per HSA registered indication(s)
Orthopaedics | Spine - Occipito-cervical (OC) surgery | OC fusion and fixation implant | Cervical pedicle/lateral mass screw - Shank, tulip | K2M | 4.0 x 30MM MINI DENALI POLYAXIAL SCREW | 1101-04030M | Standalone | DE0014119 | As per HSA registered indication(s)
Orthopaedics | Spine - Occipito-cervical (OC) surgery | OC fusion and fixation implant | Cervical pedicle/lateral mass screw - Shank, tulip | MEDTRONIC | 4.0 X 30MM-15MM PAR THRD MAS | 6958830PT | Standalone | DE0007725 | As per HSA registered indication(s)
Orthopaedics | Spine - Occipito-cervical (OC) surgery | OC fusion and fixation implant | Cervical pedicle/lateral mass screw - Shank, tulip | MEDTRONIC | 4.0 X 32MM MAS CORTICAL, TI | 6958832 | Standalone | DE0007725 | As per HSA registered indication(s)
Orthopaedics | Spine - Occipito-cervical (OC) surgery | OC fusion and fixation implant | Cervical pedicle/lateral mass screw - Shank, tulip | MEDTRONIC | 4.0 X 32MM-16MM PAR THRD MAS | 6958832PT | Standalone | DE0007725 | As per HSA registered indication(s)
Orthopaedics | Spine - Occipito-cervical (OC) surgery | OC fusion and fixation implant | Cervical pedicle/lateral mass screw - Shank, tulip | MEDTRONIC | 4.0 X 34MM MAS CORTICAL, TI | 6958834 | Standalone | DE0007725 | As per HSA registered indication(s)
Orthopaedics | Spine - Occipito-cervical (OC) surgery | OC fusion and fixation implant | Cervical pedicle/lateral mass screw - Shank, tulip | MEDTRONIC | 4.0 X 34MM-17MM PAR THRD MAS | 6958834PT | Standalone | DE0007725 | As per HSA registered indication(s)
Orthopaedics | Spine - Occipito-cervical (OC) surgery | OC fusion and fixation implant | Cervical pedicle/lateral mass screw - Shank, tulip | MEDTRONIC | 4.0 X 36MM MAS CORTICAL, TI | 6958836 | Standalone | DE0007725 | As per HSA registered indication(s)
Orthopaedics | Spine - Occipito-cervical (OC) surgery | OC fusion and fixation implant | Cervical pedicle/lateral mass screw - Shank, tulip | MEDTRONIC | 4.0 X 36MM-18MM PAR THRD MAS | 6958836PT | Standalone | DE0007725 | As per HSA registered indication(s)
Orthopaedics | Spine - Occipito-cervical (OC) surgery | OC fusion and fixation implant | Cervical pedicle/lateral mass screw - Shank, tulip | MEDTRONIC | 4.0 X 38MM MAS CORTICAL, TI | 6958838 | Standalone | DE0007725 | As per HSA registered indication(s)
Orthopaedics | Spine - Occipito-cervical (OC) surgery | OC fusion and fixation implant | Cervical pedicle/lateral mass screw - Shank, tulip | MEDTRONIC | 4.0 X 38MM-19MM PAR THRD MAS | 6958838PT | Standalone | DE0007725 | As per HSA registered indication(s)
Orthopaedics | Spine - Occipito-cervical (OC) surgery | OC fusion and fixation implant | Cervical pedicle/lateral mass screw - Shank, tulip | MEDTRONIC | 4.0 X 40MM MAS CORTICAL, TI | 6958840 | Standalone | DE0007725 | As per HSA registered indication(s)
Orthopaedics | Spine - Occipito-cervical (OC) surgery | OC fusion and fixation implant | Cervical pedicle/lateral mass screw - Shank, tulip | MEDTRONIC | 4.0 X 40MM-20MM PAR THRD MAS | 6958840PT | Standalone | DE0007725 | As per HSA registered indication(s)
Orthopaedics | Spine - Occipito-cervical (OC) surgery | OC fusion and fixation implant | Cervical pedicle/lateral mass screw - Shank, tulip | MEDTRONIC | 4.0 X 42MM MAS CORTICAL, TI | 6958842 | Standalone | DE0007725 | As per HSA registered indication(s)
Orthopaedics | Spine - Occipito-cervical (OC) surgery | OC fusion and fixation implant | Cervical pedicle/lateral mass screw - Shank, tulip | MEDTRONIC | 4.0 X 44MM MAS CORTICAL, TI | 6958844 | Standalone | DE0007725 | As per HSA registered indication(s)
Orthopaedics | Spine - Occipito-cervical (OC) surgery | OC fusion and fixation implant | Cervical pedicle/lateral mass screw - Shank, tulip | MEDTRONIC | 4.0 X 46MM MAS CORTICAL, TI | 6958846 | Standalone | DE0007725 | As per HSA registered indication(s)
Orthopaedics | Spine - Occipito-cervical (OC) surgery | OC fusion and fixation implant | Cervical pedicle/lateral mass screw - Shank, tulip | MEDTRONIC | 4.0 X 48MM MAS CORTICAL, TI | 6958848 | Standalone | DE0007725 | As per HSA registered indication(s)
Orthopaedics | Spine - Occipito-cervical (OC) surgery | OC fusion and fixation implant | Cervical pedicle/lateral mass screw - Shank, tulip | MEDTRONIC | 4.0 X 50MM MAS CORTICAL, TI | 6958850 | Standalone | DE0007725 | As per HSA registered indication(s)
Orthopaedics | Spine - Occipito-cervical (OC) surgery | OC fusion and fixation implant | Cervical pedicle/lateral mass screw - Shank, tulip | MEDTRONIC | 4.0 X 52MM MAS CORTICAL, TI | 6958852 | Standalone | DE0007725 | As per HSA registered indication(s)
Orthopaedics | Spine - Occipito-cervical (OC) surgery | OC fusion and fixation implant | Cervical pedicle/lateral mass screw - Shank, tulip | GLOBUS MEDICAL | 4.0mm ELLIPSE Polyaxial Screw, 10mm | 182.410 | Standalone | DE0501901 | As per HSA registered indication(s)
Orthopaedics | Spine - Occipito-cervical (OC) surgery | OC fusion and fixation implant | Cervical pedicle/lateral mass screw - Shank, tulip | GLOBUS MEDICAL | 4.0mm ELLIPSE Polyaxial Screw, 12mm | 182.412 | Standalone | DE0501901 | As per HSA registered indication(s)
Orthopaedics | Spine - Occipito-cervical (OC) surgery | OC fusion and fixation implant | Cervical pedicle/lateral mass screw - Shank, tulip | GLOBUS MEDICAL | 4.0mm ELLIPSE Polyaxial Screw, 14mm | 182.414 | Standalone | DE0501901 | As per HSA registered indication(s)
Orthopaedics | Spine - Occipito-cervical (OC) surgery | OC fusion and fixation implant | Cervical pedicle/lateral mass screw - Shank, tulip | GLOBUS MEDICAL | 4.0mm ELLIPSE Polyaxial Screw, 16mm | 182.416 | Standalone | DE0501901 | As per HSA registered indication(s)
Orthopaedics | Spine - Occipito-cervical (OC) surgery | OC fusion and fixation implant | Cervical pedicle/lateral mass screw - Shank, tulip | GLOBUS MEDICAL | 4.0mm ELLIPSE Polyaxial Screw, 18mm | 182.418 | Standalone | DE0501901 | As per HSA registered indication(s)
Orthopaedics | Spine - Occipito-cervical (OC) surgery | OC fusion and fixation implant | Cervical pedicle/lateral mass screw - Shank, tulip | GLOBUS MEDICAL | 4.0mm ELLIPSE Polyaxial Screw, 20mm | 182.420 | Standalone | DE0501901 | As per HSA registered indication(s)
Orthopaedics | Spine - Occipito-cervical (OC) surgery | OC fusion and fixation implant | Cervical pedicle/lateral mass screw - Shank, tulip | GLOBUS MEDICAL | 4.0mm ELLIPSE Polyaxial Screw, 22mm | 182.422 | Standalone | DE0501901 | As per HSA registered indication(s)
Orthopaedics | Spine - Occipito-cervical (OC) surgery | OC fusion and fixation implant | Cervical pedicle/lateral mass screw - Shank, tulip | GLOBUS MEDICAL | 4.0mm ELLIPSE Polyaxial Screw, 24mm | 182.424 | Standalone | DE0501901 | As per HSA registered indication(s)
Orthopaedics | Spine - Occipito-cervical (OC) surgery | OC fusion and fixation implant | Cervical pedicle/lateral mass screw - Shank, tulip | GLOBUS MEDICAL | 4.0mm ELLIPSE Polyaxial Screw, 26mm | 182.426 | Standalone | DE0501901 | As per HSA registered indication(s)
Orthopaedics | Spine - Occipito-cervical (OC) surgery | OC fusion and fixation implant | Cervical pedicle/lateral mass screw - Shank, tulip | GLOBUS MEDICAL | 4.0mm ELLIPSE Polyaxial Screw, 28mm | 182.428 | Standalone | DE0501901 | As per HSA registered indication(s)
Orthopaedics | Spine - Occipito-cervical (OC) surgery | OC fusion and fixation implant | Cervical pedicle/lateral mass screw - Shank, tulip | GLOBUS MEDICAL | 4.0mm ELLIPSE Polyaxial Screw, 30mm | 182.430 | Standalone | DE0501901 | As per HSA registered indication(s)
Orthopaedics | Spine - Occipito-cervical (OC) surgery | OC fusion and fixation implant | Cervical pedicle/lateral mass screw - Shank, tulip | GLOBUS MEDICAL | 4.0mm ELLIPSE Polyaxial Screw, 32mm | 182.432 | Standalone | DE0501901 | As per HSA registered indication(s)
Orthopaedics | Spine - Occipito-cervical (OC) surgery | OC fusion and fixation implant | Cervical pedicle/lateral mass screw - Shank, tulip | GLOBUS MEDICAL | 4.0mm ELLIPSE Polyaxial Screw, 34mm | 182.434 | Standalone | DE0501901 | As per HSA registered indication(s)
Orthopaedics | Spine - Occipito-cervical (OC) surgery | OC fusion and fixation implant | Cervical pedicle/lateral mass screw - Shank, tulip | GLOBUS MEDICAL | 4.0mm ELLIPSE Polyaxial Screw, 36mm | 182.436 | Standalone | DE0501901 | As per HSA registered indication(s)
Orthopaedics | Spine - Occipito-cervical (OC) surgery | OC fusion and fixation implant | Cervical pedicle/lateral mass screw - Shank, tulip | GLOBUS MEDICAL | 4.0mm ELLIPSE Polyaxial Screw, 38mm | 182.438 | Standalone | DE0501901 | As per HSA registered indication(s)
Orthopaedics | Spine - Occipito-cervical (OC) surgery | OC fusion and fixation implant | Cervical pedicle/lateral mass screw - Shank, tulip | GLOBUS MEDICAL | 4.0mm ELLIPSE Polyaxial Screw, 40mm | 182.440 | Standalone | DE0501901 | As per HSA registered indication(s)
Orthopaedics | Spine - Occipito-cervical (OC) surgery | OC fusion and fixation implant | Cervical pedicle/lateral mass screw - Shank, tulip | GLOBUS MEDICAL | 4.0mm ELLIPSE Polyaxial Screw, 42mm | 182.442 | Standalone | DE0501901 | As per HSA registered indication(s)
Orthopaedics | Spine - Occipito-cervical (OC) surgery | OC fusion and fixation implant | Cervical pedicle/lateral mass screw - Shank, tulip | GLOBUS MEDICAL | 4.0mm ELLIPSE Polyaxial Screw, 44mm | 182.444 | Standalone | DE0501901 | As per HSA registered indication(s)
Orthopaedics | Spine - Occipito-cervical (OC) surgery | OC fusion and fixation implant | Cervical pedicle/lateral mass screw - Shank, tulip | GLOBUS MEDICAL | 4.0mm ELLIPSE Polyaxial Screw, 46mm | 182.446 | Standalone | DE0501901 | As per HSA registered indication(s)
Orthopaedics | Spine - Occipito-cervical (OC) surgery | OC fusion and fixation implant | Cervical pedicle/lateral mass screw - Shank, tulip | GLOBUS MEDICAL | 4.0mm ELLIPSE Polyaxial Screw, 48mm | 182.448 | Standalone | DE0501901 | As per HSA registered indication(s)
Orthopaedics | Spine - Occipito-cervical (OC) surgery | OC fusion and fixation implant | Cervical pedicle/lateral mass screw - Shank, tulip | GLOBUS MEDICAL | 4.0mm ELLIPSE Polyaxial Screw, 50mm | 182.450 | Standalone | DE0501901 | As per HSA registered indication(s)
Orthopaedics | Spine - Thoracolumbar (TL) and sacral surgery | TL and sacral fusion and fixation implant | TL pedicle screw - Shank, tulip | GLOBUS MEDICAL | 4.0mm REVERE Pedicle Screw, 20mm | 124.430 | Standalone | DE0501225 | As per HSA registered indication(s) except for radiolucent implants which should be used as follows:  in patients with primary or metastatic spinal tumours who would benefit from post-operative high dose high precision beam therapy upon appropriate and stringent patient selection;  Patient selection should be done via standardised assessment such as the neurological-oncological-mechanical systemic (NOMS) framework; and  The assessment should be carried out by a multidisciplinary team (MDT), which may be inclusive of, but not limited to, radiation oncologists, spine surgeons and interventional radiologists, among others.
Orthopaedics | Spine - Thoracolumbar (TL) and sacral surgery | TL and sacral fusion and fixation implant | TL pedicle screw - Shank, tulip | GLOBUS MEDICAL | 4.0mm REVERE Pedicle Screw, 25mm | 124.431 | Standalone | DE0501225 | As per HSA registered indication(s) except for radiolucent implants which should be used as follows:  in patients with primary or metastatic spinal tumours who would benefit from post-operative high dose high precision beam therapy upon appropriate and stringent patient selection;  Patient selection should be done via standardised assessment such as the neurological-oncological-mechanical systemic (NOMS) framework; and  The assessment should be carried out by a multidisciplinary team (MDT), which may be inclusive of, but not limited to, radiation oncologists, spine surgeons and interventional radiologists, among others.
Orthopaedics | Spine - Thoracolumbar (TL) and sacral surgery | TL and sacral fusion and fixation implant | TL pedicle screw - Shank, tulip | GLOBUS MEDICAL | 4.0mm REVERE Pedicle Screw, 30mm | 124.432 | Standalone | DE0501225 | As per HSA registered indication(s) except for radiolucent implants which should be used as follows:  in patients with primary or metastatic spinal tumours who would benefit from post-operative high dose high precision beam therapy upon appropriate and stringent patient selection;  Patient selection should be done via standardised assessment such as the neurological-oncological-mechanical systemic (NOMS) framework; and  The assessment should be carried out by a multidisciplinary team (MDT), which may be inclusive of, but not limited to, radiation oncologists, spine surgeons and interventional radiologists, among others.
Orthopaedics | Spine - Thoracolumbar (TL) and sacral surgery | TL and sacral fusion and fixation implant | TL pedicle screw - Shank, tulip | GLOBUS MEDICAL | 4.0mm REVERE Pedicle Screw, 35mm | 124.433 | Standalone | DE0501225 | As per HSA registered indication(s) except for radiolucent implants which should be used as follows:  in patients with primary or metastatic spinal tumours who would benefit from post-operative high dose high precision beam therapy upon appropriate and stringent patient selection;  Patient selection should be done via standardised assessment such as the neurological-oncological-mechanical systemic (NOMS) framework; and  The assessment should be carried out by a multidisciplinary team (MDT), which may be inclusive of, but not limited to, radiation oncologists, spine surgeons and interventional radiologists, among others.
Orthopaedics | Spine - Thoracolumbar (TL) and sacral surgery | TL and sacral fusion and fixation implant | TL pedicle screw - Shank, tulip | GLOBUS MEDICAL | 4.0mm REVERE Pedicle Screw, 40mm | 124.434 | Standalone | DE0501225 | As per HSA registered indication(s) except for radiolucent implants which should be used as follows:  in patients with primary or metastatic spinal tumours who would benefit from post-operative high dose high precision beam therapy upon appropriate and stringent patient selection;  Patient selection should be done via standardised assessment such as the neurological-oncological-mechanical systemic (NOMS) framework; and  The assessment should be carried out by a multidisciplinary team (MDT), which may be inclusive of, but not limited to, radiation oncologists, spine surgeons and interventional radiologists, among others.
Orthopaedics | Spine - Thoracolumbar (TL) and sacral surgery | TL and sacral fusion and fixation implant | TL pedicle screw - Shank, tulip | GLOBUS MEDICAL | 4.0mm REVERE Pedicle Screw, 45mm | 124.435 | Standalone | DE0501225 | As per HSA registered indication(s) except for radiolucent implants which should be used as follows:  in patients with primary or metastatic spinal tumours who would benefit from post-operative high dose high precision beam therapy upon appropriate and stringent patient selection;  Patient selection should be done via standardised assessment such as the neurological-oncological-mechanical systemic (NOMS) framework; and  The assessment should be carried out by a multidisciplinary team (MDT), which may be inclusive of, but not limited to, radiation oncologists, spine surgeons and interventional radiologists, among others.
Orthopaedics | Spine - Occipito-cervical (OC) surgery | OC fusion and fixation implant | Cervical pedicle/lateral mass screw - Shank, tulip | Zimmer Biomet | 4.0X22MM PA SM SHK SCR VRG GLD | 07.01707.020 | Standalone | DE0506515 | As per HSA registered indication(s)
Orthopaedics | Spine - Occipito-cervical (OC) surgery | OC fusion and fixation implant | Cervical pedicle/lateral mass screw - Shank, tulip | Zimmer Biomet | 4.0X24MM PA SM SHK SCR VRG GLD | 07.01707.022 | Standalone | DE0506515 | As per HSA registered indication(s)
Orthopaedics | Spine - Occipito-cervical (OC) surgery | OC fusion and fixation implant | Cervical pedicle/lateral mass screw - Shank, tulip | Zimmer Biomet | 4.0X26MM PA SM SHK SCR VRG GLD | 07.01707.024 | Standalone | DE0506515 | As per HSA registered indication(s)
Orthopaedics | Spine - Occipito-cervical (OC) surgery | OC fusion and fixation implant | Cervical pedicle/lateral mass screw - Shank, tulip | Zimmer Biomet | 4.0X28MM PA SM SHK SCR VRG GLD | 07.01707.026 | Standalone | DE0506515 | As per HSA registered indication(s)
Orthopaedics | Spine - Occipito-cervical (OC) surgery | OC fusion and fixation implant | Cervical pedicle/lateral mass screw - Shank, tulip | Zimmer Biomet | 4.0X30MM PA SM SHK SCR VRG GLD | 07.01707.028 | Standalone | DE0506515 | As per HSA registered indication(s)
Orthopaedics | Spine - Occipito-cervical (OC) surgery | OC fusion and fixation implant | Cervical pedicle/lateral mass screw - Shank, tulip | Zimmer Biomet | 4.0X32MM PA SM SHK SCR VRG GLD | 07.01707.030 | Standalone | DE0506515 | As per HSA registered indication(s)
Orthopaedics | Spine - Occipito-cervical (OC) surgery | OC fusion and fixation implant | Cervical pedicle/lateral mass screw - Shank, tulip | Zimmer Biomet | 4.0X34MM PA SM SHK SCR VRG GLD | 07.01707.032 | Standalone | DE0506515 | As per HSA registered indication(s)
Orthopaedics | Spine - Occipito-cervical (OC) surgery | OC fusion and fixation implant | Cervical pedicle/lateral mass screw - Shank, tulip | Zimmer Biomet | 4.0X36MM PA SM SHK SCR VRG GLD | 07.01707.034 | Standalone | DE0506515 | As per HSA registered indication(s)
Orthopaedics | Spine - Occipito-cervical (OC) surgery | OC fusion and fixation implant | Cervical pedicle/lateral mass screw - Shank, tulip | Zimmer Biomet | 4.0X38MM PA SM SHK SCR VRG GLD | 07.01707.036 | Standalone | DE0506515 | As per HSA registered indication(s)
Orthopaedics | Spine - Occipito-cervical (OC) surgery | OC fusion and fixation implant | Cervical pedicle/lateral mass screw - Shank, tulip | Zimmer Biomet | 4.0X40MM PA SM SHK SCR VRG GLD | 07.01707.038 | Standalone | DE0506515 | As per HSA registered indication(s)
Orthopaedics | Spine - Occipito-cervical (OC) surgery | Cervical interbody cage | Cervical interbody fixation accessories | GLOBUS MEDICAL | 4.2mm Bone Screw, Variable, Self-Drilling, 12mm | 184.052 | Standalone | DE0500939 | As per HSA registered indication(s)
Orthopaedics | Spine - Occipito-cervical (OC) surgery | Cervical interbody cage | Cervical interbody fixation accessories | GLOBUS MEDICAL | 4.2mm Bone Screw, Variable, Self-Drilling, 14mm | 184.054 | Standalone | DE0500939 | As per HSA registered indication(s)
Orthopaedics | Spine - Occipito-cervical (OC) surgery | Cervical interbody cage | Cervical interbody fixation accessories | GLOBUS MEDICAL | 4.2mm Bone Screw, Variable, Self-Drilling, 16mm | 184.056 | Standalone | DE0500939 | As per HSA registered indication(s)
Orthopaedics | Spine - Occipito-cervical (OC) surgery | Cervical interbody cage | Cervical interbody fixation accessories | GLOBUS MEDICAL | 4.2mm Bone Screw, Variable, Self-Drilling, 18mm | 184.058 | Standalone | DE0500939 | As per HSA registered indication(s)
Orthopaedics | Spine - Occipito-cervical (OC) surgery | Cervical interbody cage | Cervical interbody fixation accessories | GLOBUS MEDICAL | 4.2mm Bone Screw, Variable, Self-Tapping, 12mm | 184.012 | Standalone | DE0500939 | As per HSA registered indication(s)
Orthopaedics | Spine - Occipito-cervical (OC) surgery | Cervical interbody cage | Cervical interbody fixation accessories | GLOBUS MEDICAL | 4.2mm Bone Screw, Variable, Self-Tapping, 14mm | 184.014 | Standalone | DE0500939 | As per HSA registered indication(s)
Orthopaedics | Spine - Occipito-cervical (OC) surgery | Cervical interbody cage | Cervical interbody fixation accessories | GLOBUS MEDICAL | 4.2mm Bone Screw, Variable, Self-Tapping, 16mm | 184.016 | Standalone | DE0500939 | As per HSA registered indication(s)
Orthopaedics | Spine - Occipito-cervical (OC) surgery | Cervical interbody cage | Cervical interbody fixation accessories | GLOBUS MEDICAL | 4.2mm Bone Screw, Variable, Self-Tapping, 18mm | 184.018 | Standalone | DE0500939 | As per HSA registered indication(s)
Orthopaedics | Spine - Occipito-cervical (OC) surgery | OC fusion and fixation implant | Fixation screw for plates | GLOBUS MEDICAL | 4.2mm Fixed Angle Screw, Self-Drilling, 10mm | 150.010 | Standalone | DE0504099 | As per HSA registered indication(s)
Orthopaedics | Spine - Occipito-cervical (OC) surgery | OC fusion and fixation implant | Fixation screw for plates | GLOBUS MEDICAL | 4.2mm Fixed Angle Screw, Self-Drilling, 12mm | 150.012 | Standalone | DE0504099 | As per HSA registered indication(s)
Orthopaedics | Spine - Occipito-cervical (OC) surgery | OC fusion and fixation implant | Fixation screw for plates | GLOBUS MEDICAL | 4.2mm Fixed Angle Screw, Self-Drilling, 14mm | 150.014 | Standalone | DE0504099 | As per HSA registered indication(s)
Orthopaedics | Spine - Occipito-cervical (OC) surgery | OC fusion and fixation implant | Fixation screw for plates | GLOBUS MEDICAL | 4.2mm Fixed Angle Screw, Self-Drilling, 16mm | 150.016 | Standalone | DE0504099 | As per HSA registered indication(s)
Orthopaedics | Spine - Occipito-cervical (OC) surgery | OC fusion and fixation implant | Fixation screw for plates | GLOBUS MEDICAL | 4.2mm Fixed Angle Screw, Self-Drilling, 18mm | 150.018 | Standalone | DE0504099 | As per HSA registered indication(s)
Orthopaedics | Spine - Occipito-cervical (OC) surgery | OC fusion and fixation implant | Fixation screw for plates | GLOBUS MEDICAL | 4.2mm Fixed Angle Screw, Self-Drilling, 20mm | 150.020 | Standalone | DE0504099 | As per HSA registered indication(s)
Orthopaedics | Spine - Occipito-cervical (OC) surgery | OC fusion and fixation implant | Fixation screw for plates | GLOBUS MEDICAL | 4.2mm Fixed Angle Screw, Self-Tapping 10mm | 150.030 | Standalone | DE0504099 | As per HSA registered indication(s)
Orthopaedics | Spine - Occipito-cervical (OC) surgery | OC fusion and fixation implant | Fixation screw for plates | GLOBUS MEDICAL | 4.2mm Fixed Angle Screw, Self-Tapping 12mm | 150.032 | Standalone | DE0504099 | As per HSA registered indication(s)
Orthopaedics | Spine - Occipito-cervical (OC) surgery | OC fusion and fixation implant | Fixation screw for plates | GLOBUS MEDICAL | 4.2mm Fixed Angle Screw, Self-Tapping 14mm | 150.034 | Standalone | DE0504099 | As per HSA registered indication(s)
Orthopaedics | Spine - Occipito-cervical (OC) surgery | OC fusion and fixation implant | Fixation screw for plates | GLOBUS MEDICAL | 4.2mm Fixed Angle Screw, Self-Tapping 16mm | 150.036 | Standalone | DE0504099 | As per HSA registered indication(s)
Orthopaedics | Spine - Occipito-cervical (OC) surgery | OC fusion and fixation implant | Fixation screw for plates | GLOBUS MEDICAL | 4.2mm Fixed Angle Screw, Self-Tapping 18mm | 150.038 | Standalone | DE0504099 | As per HSA registered indication(s)
Orthopaedics | Spine - Occipito-cervical (OC) surgery | OC fusion and fixation implant | Fixation screw for plates | GLOBUS MEDICAL | 4.2mm Fixed Angle Screw, Self-Tapping 20mm | 150.040 | Standalone | DE0504099 | As per HSA registered indication(s)
Orthopaedics | Spine - Occipito-cervical (OC) surgery | OC fusion and fixation implant | Fixation screw for plates | Zimmer Biomet | 4.2mm self-drilling, fixed angle screws 12mm | 07.00811.003 | Standalone | DE0501622 | As per HSA registered indication(s)
Orthopaedics | Spine - Occipito-cervical (OC) surgery | OC fusion and fixation implant | Fixation screw for plates | Zimmer Biomet | 4.2mm self-drilling, fixed angle screws 14mm | 07.00811.005 | Standalone | DE0501622 | As per HSA registered indication(s)
Orthopaedics | Spine - Occipito-cervical (OC) surgery | OC fusion and fixation implant | Fixation screw for plates | Zimmer Biomet | 4.2mm self-drilling, fixed angle screws 16mm | 07.00811.007 | Standalone | DE0501622 | As per HSA registered indication(s)
Orthopaedics | Spine - Occipito-cervical (OC) surgery | OC fusion and fixation implant | Fixation screw for plates | Zimmer Biomet | 4.2mm self-drilling, variable angle screws 12mm | 07.00812.003 | Standalone | DE0501622 | As per HSA registered indication(s)
Orthopaedics | Spine - Occipito-cervical (OC) surgery | OC fusion and fixation implant | Fixation screw for plates | Zimmer Biomet | 4.2mm self-drilling, variable angle screws 14mm | 07.00812.005 | Standalone | DE0501622 | As per HSA registered indication(s)
Orthopaedics | Spine - Occipito-cervical (OC) surgery | OC fusion and fixation implant | Fixation screw for plates | Zimmer Biomet | 4.2mm self-drilling, variable angle screws 16mm | 07.00812.007 | Standalone | DE0501622 | As per HSA registered indication(s)
Orthopaedics | Spine - Occipito-cervical (OC) surgery | OC fusion and fixation implant | Fixation screw for plates | Zimmer Biomet | 4.2mm self-tapping, fixed angle screws 12mm | 07.00119.001 | Standalone | DE0501622 | As per HSA registered indication(s)
Orthopaedics | Spine - Occipito-cervical (OC) surgery | OC fusion and fixation implant | Fixation screw for plates | Zimmer Biomet | 4.2mm self-tapping, fixed angle screws 14mm | 07.00119.002 | Standalone | DE0501622 | As per HSA registered indication(s)
Orthopaedics | Spine - Occipito-cervical (OC) surgery | OC fusion and fixation implant | Fixation screw for plates | Zimmer Biomet | 4.2mm self-tapping, fixed angle screws 16mm | 07.00119.003 | Standalone | DE0501622 | As per HSA registered indication(s)
Orthopaedics | Spine - Occipito-cervical (OC) surgery | OC fusion and fixation implant | Fixation screw for plates | Zimmer Biomet | 4.2mm self-tapping, fixed angle screws 18mm | 07.00119.004 | Standalone | DE0501622 | As per HSA registered indication(s)
Orthopaedics | Spine - Occipito-cervical (OC) surgery | OC fusion and fixation implant | Fixation screw for plates | Zimmer Biomet | 4.2mm self-tapping, fixed angle screws 20mm | 07.00119.011 | Standalone | DE0501622 | As per HSA registered indication(s)
Orthopaedics | Spine - Occipito-cervical (OC) surgery | OC fusion and fixation implant | Fixation screw for plates | Zimmer Biomet | 4.2mm self-tapping, variable angle screws 12mm | 07.00117.001 | Standalone | DE0501622 | As per HSA registered indication(s)
Orthopaedics | Spine - Occipito-cervical (OC) surgery | OC fusion and fixation implant | Fixation screw for plates | Zimmer Biomet | 4.2mm self-tapping, variable angle screws 14mm | 07.00117.002 | Standalone | DE0501622 | As per HSA registered indication(s)
Orthopaedics | Spine - Occipito-cervical (OC) surgery | OC fusion and fixation implant | Fixation screw for plates | Zimmer Biomet | 4.2mm self-tapping, variable angle screws 16mm | 07.00117.003 | Standalone | DE0501622 | As per HSA registered indication(s)
Orthopaedics | Spine - Occipito-cervical (OC) surgery | OC fusion and fixation implant | Fixation screw for plates | Zimmer Biomet | 4.2mm self-tapping, variable angle screws 18mm | 07.00117.004 | Standalone | DE0501622 | As per HSA registered indication(s)
Orthopaedics | Spine - Occipito-cervical (OC) surgery | OC fusion and fixation implant | Fixation screw for plates | Zimmer Biomet | 4.2mm self-tapping, variable angle screws 20mm | 07.00117.011 | Standalone | DE0501622 | As per HSA registered indication(s)
Orthopaedics | Spine - Occipito-cervical (OC) surgery | OC fusion and fixation implant | Fixation screw for plates | GLOBUS MEDICAL | 4.2mm Variable Angle Screw, Self-Drilling, 10mm | 150.610 | Standalone | DE0504099 | As per HSA registered indication(s)
Orthopaedics | Spine - Occipito-cervical (OC) surgery | OC fusion and fixation implant | Fixation screw for plates | GLOBUS MEDICAL | 4.2mm Variable Angle Screw, Self-Drilling, 12mm | 150.612 | Standalone | DE0504099 | As per HSA registered indication(s)
Orthopaedics | Spine - Occipito-cervical (OC) surgery | OC fusion and fixation implant | Fixation screw for plates | GLOBUS MEDICAL | 4.2mm Variable Angle Screw, Self-Drilling, 14mm | 150.614 | Standalone | DE0504099 | As per HSA registered indication(s)
Orthopaedics | Spine - Occipito-cervical (OC) surgery | OC fusion and fixation implant | Fixation screw for plates | GLOBUS MEDICAL | 4.2mm Variable Angle Screw, Self-Drilling, 16mm | 150.616 | Standalone | DE0504099 | As per HSA registered indication(s)
Orthopaedics | Spine - Occipito-cervical (OC) surgery | OC fusion and fixation implant | Fixation screw for plates | GLOBUS MEDICAL | 4.2mm Variable Angle Screw, Self-Drilling, 18mm | 150.618 | Standalone | DE0504099 | As per HSA registered indication(s)
Orthopaedics | Spine - Occipito-cervical (OC) surgery | OC fusion and fixation implant | Fixation screw for plates | GLOBUS MEDICAL | 4.2mm Variable Angle Screw, Self-Drilling, 20mm | 150.620 | Standalone | DE0504099 | As per HSA registered indication(s)
Orthopaedics | Spine - Occipito-cervical (OC) surgery | OC fusion and fixation implant | Fixation screw for plates | GLOBUS MEDICAL | 4.2mm Variable Angle Screw, Self-Tapping 10mm | 150.810 | Standalone | DE0504099 | As per HSA registered indication(s)
Orthopaedics | Spine - Occipito-cervical (OC) surgery | OC fusion and fixation implant | Fixation screw for plates | GLOBUS MEDICAL | 4.2mm Variable Angle Screw, Self-Tapping 12mm | 150.812 | Standalone | DE0504099 | As per HSA registered indication(s)
Orthopaedics | Spine - Occipito-cervical (OC) surgery | OC fusion and fixation implant | Fixation screw for plates | GLOBUS MEDICAL | 4.2mm Variable Angle Screw, Self-Tapping 14mm | 150.814 | Standalone | DE0504099 | As per HSA registered indication(s)
Orthopaedics | Spine - Occipito-cervical (OC) surgery | OC fusion and fixation implant | Fixation screw for plates | GLOBUS MEDICAL | 4.2mm Variable Angle Screw, Self-Tapping 16mm | 150.816 | Standalone | DE0504099 | As per HSA registered indication(s)
Orthopaedics | Spine - Occipito-cervical (OC) surgery | OC fusion and fixation implant | Fixation screw for plates | GLOBUS MEDICAL | 4.2mm Variable Angle Screw, Self-Tapping 18mm | 150.818 | Standalone | DE0504099 | As per HSA registered indication(s)
Orthopaedics | Spine - Occipito-cervical (OC) surgery | OC fusion and fixation implant | Fixation screw for plates | GLOBUS MEDICAL | 4.2mm Variable Angle Screw, Self-Tapping 20mm | 150.820 | Standalone | DE0504099 | As per HSA registered indication(s)
Orthopaedics | Spine - Occipito-cervical (OC) surgery | OC fusion and fixation implant | Cervical pedicle/lateral mass screw - Shank, tulip | MEDTRONIC | 4.5 X 10MM MULTI AXIAL SCREW | 6958910 | Standalone | DE0007725 | As per HSA registered indication(s)
Orthopaedics | Spine - Occipito-cervical (OC) surgery | OC fusion and fixation implant | Cervical pedicle/lateral mass screw - Shank, tulip | MEDTRONIC | 4.5 X 12MM MULTI AXIAL SCREW | 6958912 | Standalone | DE0007725 | As per HSA registered indication(s)
Orthopaedics | Spine - Occipito-cervical (OC) surgery | OC fusion and fixation implant | Cervical pedicle/lateral mass screw - Shank, tulip | MEDTRONIC | 4.5 X 14MM MULTI AXIAL SCREW | 6958914 | Standalone | DE0007725 | As per HSA registered indication(s)
Orthopaedics | Spine - Occipito-cervical (OC) surgery | OC fusion and fixation implant | Cervical pedicle/lateral mass screw - Shank, tulip | MEDTRONIC | 4.5 X 16MM MULTI AXIAL SCREW | 6958916 | Standalone | DE0007725 | As per HSA registered indication(s)
Orthopaedics | Spine - Occipito-cervical (OC) surgery | OC fusion and fixation implant | Cervical pedicle/lateral mass screw - Shank, tulip | MEDTRONIC | 4.5 X 18MM MULTI AXIAL SCREW | 6958918 | Standalone | DE0007725 | As per HSA registered indication(s)
Orthopaedics | Spine - Occipito-cervical (OC) surgery | OC fusion and fixation implant | Cervical pedicle/lateral mass screw - Shank, tulip | K2M | 4.5 x 20MM MINI DENALI POLYAXIAL SCREW | 1101-04520M | Standalone | DE0014119 | As per HSA registered indication(s)
Orthopaedics | Spine - Occipito-cervical (OC) surgery | OC fusion and fixation implant | Cervical pedicle/lateral mass screw - Shank, tulip | MEDTRONIC | 4.5 X 20MM MULTI AXIAL SCREW | 6958920 | Standalone | DE0007725 | As per HSA registered indication(s)
Orthopaedics | Spine - Occipito-cervical (OC) surgery | OC fusion and fixation implant | Cervical pedicle/lateral mass screw - Shank, tulip | K2M | 4.5 x 22MM MINI DENALI POLYAXIAL SCREW | 1101-04522M | Standalone | DE0014119 | As per HSA registered indication(s)
Orthopaedics | Spine - Occipito-cervical (OC) surgery | OC fusion and fixation implant | Cervical pedicle/lateral mass screw - Shank, tulip | MEDTRONIC | 4.5 X 22MM MULTI AXIAL SCREW | 6958922 | Standalone | DE0007725 | As per HSA registered indication(s)
Orthopaedics | Spine - Occipito-cervical (OC) surgery | OC fusion and fixation implant | Cervical pedicle/lateral mass screw - Shank, tulip | K2M | 4.5 x 24MM MINI DENALI POLYAXIAL SCREW | 1101-04524M | Standalone | DE0014119 | As per HSA registered indication(s)
Orthopaedics | Spine - Occipito-cervical (OC) surgery | OC fusion and fixation implant | Cervical pedicle/lateral mass screw - Shank, tulip | MEDTRONIC | 4.5 X 24MM MULTI AXIAL SCREW | 6958924 | Standalone | DE0007725 | As per HSA registered indication(s)
Orthopaedics | Spine - Occipito-cervical (OC) surgery | OC fusion and fixation implant | Cervical pedicle/lateral mass screw - Shank, tulip | K2M | 4.5 x 26MM MINI DENALI POLYAXIAL SCREW | 1101-04526M | Standalone | DE0014119 | As per HSA registered indication(s)
Orthopaedics | Spine - Occipito-cervical (OC) surgery | OC fusion and fixation implant | Cervical pedicle/lateral mass screw - Shank, tulip | MEDTRONIC | 4.5 X 26MM MULTI AXIAL SCREW | 6958926 | Standalone | DE0007725 | As per HSA registered indication(s)
Orthopaedics | Spine - Occipito-cervical (OC) surgery | OC fusion and fixation implant | Cervical pedicle/lateral mass screw - Shank, tulip | K2M | 4.5 x 28MM MINI DENALI POLYAXIAL SCREW | 1101-04528M | Standalone | DE0014119 | As per HSA registered indication(s)
Orthopaedics | Spine - Occipito-cervical (OC) surgery | OC fusion and fixation implant | Cervical pedicle/lateral mass screw - Shank, tulip | MEDTRONIC | 4.5 X 28MM MULTI AXIAL SCREW | 6958928 | Standalone | DE0007725 | As per HSA registered indication(s)
Orthopaedics | Spine - Occipito-cervical (OC) surgery | OC fusion and fixation implant | Cervical pedicle/lateral mass screw - Shank, tulip | K2M | 4.5 x 30MM MINI DENALI POLYAXIAL SCREW | 1101-04530M | Standalone | DE0014119 | As per HSA registered indication(s)
Orthopaedics | Spine - Occipito-cervical (OC) surgery | OC fusion and fixation implant | Cervical pedicle/lateral mass screw - Shank, tulip | MEDTRONIC | 4.5 X 30MM MULTI AXIAL SCREW | 6958930 | Standalone | DE0007725 | As per HSA registered indication(s)
Orthopaedics | Spine - Occipito-cervical (OC) surgery | OC fusion and fixation implant | Cervical pedicle/lateral mass screw - Shank, tulip | K2M | 4.5 x 32MM MINI DENALI POLYAXIAL SCREW | 1101-04532M | Standalone | DE0014119 | As per HSA registered indication(s)
Orthopaedics | Spine - Occipito-cervical (OC) surgery | OC fusion and fixation implant | Cervical pedicle/lateral mass screw - Shank, tulip | MEDTRONIC | 4.5 X 32MM MULTI AXIAL SCREW | 6958932 | Standalone | DE0007725 | As per HSA registered indication(s)
Orthopaedics | Spine - Occipito-cervical (OC) surgery | OC fusion and fixation implant | Cervical pedicle/lateral mass screw - Shank, tulip | K2M | 4.5 x 34MM MINI DENALI POLYAXIAL SCREW | 1101-04534M | Standalone | DE0014119 | As per HSA registered indication(s)
Orthopaedics | Spine - Occipito-cervical (OC) surgery | OC fusion and fixation implant | Cervical pedicle/lateral mass screw - Shank, tulip | MEDTRONIC | 4.5 X 34MM MULTI AXIAL SCREW | 6958934 | Standalone | DE0007725 | As per HSA registered indication(s)
Orthopaedics | Spine - Occipito-cervical (OC) surgery | OC fusion and fixation implant | Cervical pedicle/lateral mass screw - Shank, tulip | MEDTRONIC | 4.5 X 36MM MULTI AXIAL SCREW | 6958936 | Standalone | DE0007725 | As per HSA registered indication(s)
Orthopaedics | Spine - Occipito-cervical (OC) surgery | OC fusion and fixation implant | Cervical pedicle/lateral mass screw - Shank, tulip | MEDTRONIC | 4.5 X 38MM MULTI AXIAL SCREW | 6958938 | Standalone | DE0007725 | As per HSA registered indication(s)
Orthopaedics | Spine - Occipito-cervical (OC) surgery | OC fusion and fixation implant | Cervical pedicle/lateral mass screw - Shank, tulip | MEDTRONIC | 4.5 X 40MM MULTI AXIAL SCREW | 6958940 | Standalone | DE0007725 | As per HSA registered indication(s)
Orthopaedics | Spine - Occipito-cervical (OC) surgery | OC fusion and fixation implant | Cervical pedicle/lateral mass screw - Shank, tulip | MEDTRONIC | 4.5 X 42MM MULTI AXIAL SCREW | 6958942 | Standalone | DE0007725 | As per HSA registered indication(s)
Orthopaedics | Spine - Occipito-cervical (OC) surgery | OC fusion and fixation implant | Cervical pedicle/lateral mass screw - Shank, tulip | GLOBUS MEDICAL | 4.5mm ELLIPSE Polyaxial Screw, 10mm | 182.510 | Standalone | DE0501901 | As per HSA registered indication(s)
Orthopaedics | Spine - Occipito-cervical (OC) surgery | OC fusion and fixation implant | Cervical pedicle/lateral mass screw - Shank, tulip | GLOBUS MEDICAL | 4.5mm ELLIPSE Polyaxial Screw, 12mm | 182.512 | Standalone | DE0501901 | As per HSA registered indication(s)
Orthopaedics | Spine - Occipito-cervical (OC) surgery | OC fusion and fixation implant | Cervical pedicle/lateral mass screw - Shank, tulip | GLOBUS MEDICAL | 4.5mm ELLIPSE Polyaxial Screw, 14mm | 182.514 | Standalone | DE0501901 | As per HSA registered indication(s)
Orthopaedics | Spine - Occipito-cervical (OC) surgery | OC fusion and fixation implant | Cervical pedicle/lateral mass screw - Shank, tulip | GLOBUS MEDICAL | 4.5mm ELLIPSE Polyaxial Screw, 16mm | 182.516 | Standalone | DE0501901 | As per HSA registered indication(s)
Orthopaedics | Spine - Occipito-cervical (OC) surgery | OC fusion and fixation implant | Cervical pedicle/lateral mass screw - Shank, tulip | GLOBUS MEDICAL | 4.5mm ELLIPSE Polyaxial Screw, 18mm | 182.518 | Standalone | DE0501901 | As per HSA registered indication(s)
Orthopaedics | Spine - Occipito-cervical (OC) surgery | OC fusion and fixation implant | Cervical pedicle/lateral mass screw - Shank, tulip | GLOBUS MEDICAL | 4.5mm ELLIPSE Polyaxial Screw, 20mm | 182.520 | Standalone | DE0501901 | As per HSA registered indication(s)
Orthopaedics | Spine - Occipito-cervical (OC) surgery | OC fusion and fixation implant | Cervical pedicle/lateral mass screw - Shank, tulip | GLOBUS MEDICAL | 4.5mm ELLIPSE Polyaxial Screw, 22mm | 182.522 | Standalone | DE0501901 | As per HSA registered indication(s)
Orthopaedics | Spine - Occipito-cervical (OC) surgery | OC fusion and fixation implant | Cervical pedicle/lateral mass screw - Shank, tulip | GLOBUS MEDICAL | 4.5mm ELLIPSE Polyaxial Screw, 24mm | 182.524 | Standalone | DE0501901 | As per HSA registered indication(s)
Orthopaedics | Spine - Occipito-cervical (OC) surgery | OC fusion and fixation implant | Cervical pedicle/lateral mass screw - Shank, tulip | GLOBUS MEDICAL | 4.5mm ELLIPSE Polyaxial Screw, 26mm | 182.526 | Standalone | DE0501901 | As per HSA registered indication(s)
Orthopaedics | Spine - Occipito-cervical (OC) surgery | OC fusion and fixation implant | Cervical pedicle/lateral mass screw - Shank, tulip | GLOBUS MEDICAL | 4.5mm ELLIPSE Polyaxial Screw, 28mm | 182.528 | Standalone | DE0501901 | As per HSA registered indication(s)
Orthopaedics | Spine - Occipito-cervical (OC) surgery | OC fusion and fixation implant | Cervical pedicle/lateral mass screw - Shank, tulip | GLOBUS MEDICAL | 4.5mm ELLIPSE Polyaxial Screw, 30mm | 182.530 | Standalone | DE0501901 | As per HSA registered indication(s)
Orthopaedics | Spine - Occipito-cervical (OC) surgery | OC fusion and fixation implant | Cervical pedicle/lateral mass screw - Shank, tulip | GLOBUS MEDICAL | 4.5mm ELLIPSE Polyaxial Screw, 32mm | 182.532 | Standalone | DE0501901 | As per HSA registered indication(s)
Orthopaedics | Spine - Occipito-cervical (OC) surgery | OC fusion and fixation implant | Cervical pedicle/lateral mass screw - Shank, tulip | GLOBUS MEDICAL | 4.5mm ELLIPSE Polyaxial Screw, 34mm | 182.534 | Standalone | DE0501901 | As per HSA registered indication(s)
Orthopaedics | Spine - Occipito-cervical (OC) surgery | OC fusion and fixation implant | Cervical pedicle/lateral mass screw - Shank, tulip | GLOBUS MEDICAL | 4.5mm ELLIPSE Polyaxial Screw, 36mm | 182.536 | Standalone | DE0501901 | As per HSA registered indication(s)
Orthopaedics | Spine - Occipito-cervical (OC) surgery | OC fusion and fixation implant | Cervical pedicle/lateral mass screw - Shank, tulip | GLOBUS MEDICAL | 4.5mm ELLIPSE Polyaxial Screw, 38mm | 182.538 | Standalone | DE0501901 | As per HSA registered indication(s)
Orthopaedics | Spine - Occipito-cervical (OC) surgery | OC fusion and fixation implant | Cervical pedicle/lateral mass screw - Shank, tulip | GLOBUS MEDICAL | 4.5mm ELLIPSE Polyaxial Screw, 40mm | 182.540 | Standalone | DE0501901 | As per HSA registered indication(s)
Orthopaedics | Spine - Occipito-cervical (OC) surgery | OC fusion and fixation implant | Cervical pedicle/lateral mass screw - Shank, tulip | GLOBUS MEDICAL | 4.5mm ELLIPSE Polyaxial Screw, 42mm | 182.542 | Standalone | DE0501901 | As per HSA registered indication(s)
Orthopaedics | Spine - Occipito-cervical (OC) surgery | OC fusion and fixation implant | Cervical pedicle/lateral mass screw - Shank, tulip | GLOBUS MEDICAL | 4.5mm ELLIPSE Polyaxial Screw, 44mm | 182.544 | Standalone | DE0501901 | As per HSA registered indication(s)
Orthopaedics | Spine - Occipito-cervical (OC) surgery | OC fusion and fixation implant | Cervical pedicle/lateral mass screw - Shank, tulip | GLOBUS MEDICAL | 4.5mm ELLIPSE Polyaxial Screw, 46mm | 182.546 | Standalone | DE0501901 | As per HSA registered indication(s)
Orthopaedics | Spine - Occipito-cervical (OC) surgery | OC fusion and fixation implant | Cervical pedicle/lateral mass screw - Shank, tulip | GLOBUS MEDICAL | 4.5mm ELLIPSE Polyaxial Screw, 48mm | 182.548 | Standalone | DE0501901 | As per HSA registered indication(s)
Orthopaedics | Spine - Occipito-cervical (OC) surgery | OC fusion and fixation implant | Cervical pedicle/lateral mass screw - Shank, tulip | GLOBUS MEDICAL | 4.5mm ELLIPSE Polyaxial Screw, 50mm | 182.550 | Standalone | DE0501901 | As per HSA registered indication(s)
Orthopaedics | Spine - Thoracolumbar (TL) and sacral surgery | TL and sacral fusion and fixation implant | TL pedicle screw - Shank, tulip | GLOBUS MEDICAL | 4.5mm REVERE HA Pedicle Screw, 30mm | 1024.0442S | Standalone | DE0501225 | As per HSA registered indication(s) except for radiolucent implants which should be used as follows:  in patients with primary or metastatic spinal tumours who would benefit from post-operative high dose high precision beam therapy upon appropriate and stringent patient selection;  Patient selection should be done via standardised assessment such as the neurological-oncological-mechanical systemic (NOMS) framework; and  The assessment should be carried out by a multidisciplinary team (MDT), which may be inclusive of, but not limited to, radiation oncologists, spine surgeons and interventional radiologists, among others.
Orthopaedics | Spine - Thoracolumbar (TL) and sacral surgery | TL and sacral fusion and fixation implant | TL pedicle screw - Shank, tulip | GLOBUS MEDICAL | 4.5mm REVERE HA Pedicle Screw, 35mm | 1024.0443S | Standalone | DE0501225 | As per HSA registered indication(s) except for radiolucent implants which should be used as follows:  in patients with primary or metastatic spinal tumours who would benefit from post-operative high dose high precision beam therapy upon appropriate and stringent patient selection;  Patient selection should be done via standardised assessment such as the neurological-oncological-mechanical systemic (NOMS) framework; and  The assessment should be carried out by a multidisciplinary team (MDT), which may be inclusive of, but not limited to, radiation oncologists, spine surgeons and interventional radiologists, among others.
Orthopaedics | Spine - Thoracolumbar (TL) and sacral surgery | TL and sacral fusion and fixation implant | TL pedicle screw - Shank, tulip | GLOBUS MEDICAL | 4.5mm REVERE HA Pedicle Screw, 40mm | 1024.0444S | Standalone | DE0501225 | As per HSA registered indication(s) except for radiolucent implants which should be used as follows:  in patients with primary or metastatic spinal tumours who would benefit from post-operative high dose high precision beam therapy upon appropriate and stringent patient selection;  Patient selection should be done via standardised assessment such as the neurological-oncological-mechanical systemic (NOMS) framework; and  The assessment should be carried out by a multidisciplinary team (MDT), which may be inclusive of, but not limited to, radiation oncologists, spine surgeons and interventional radiologists, among others.
Orthopaedics | Spine - Thoracolumbar (TL) and sacral surgery | TL and sacral fusion and fixation implant | TL pedicle screw - Shank, tulip | GLOBUS MEDICAL | 4.5mm REVERE HA Pedicle Screw, 45mm | 1024.0445S | Standalone | DE0501225 | As per HSA registered indication(s) except for radiolucent implants which should be used as follows:  in patients with primary or metastatic spinal tumours who would benefit from post-operative high dose high precision beam therapy upon appropriate and stringent patient selection;  Patient selection should be done via standardised assessment such as the neurological-oncological-mechanical systemic (NOMS) framework; and  The assessment should be carried out by a multidisciplinary team (MDT), which may be inclusive of, but not limited to, radiation oncologists, spine surgeons and interventional radiologists, among others.
Orthopaedics | Spine - Thoracolumbar (TL) and sacral surgery | TL and sacral fusion and fixation implant | TL pedicle screw - Shank, tulip | GLOBUS MEDICAL | 4.5mm REVERE Monoaxial Screw 25mm | 124.241 | Standalone | DE0501225 | As per HSA registered indication(s) except for radiolucent implants which should be used as follows:  in patients with primary or metastatic spinal tumours who would benefit from post-operative high dose high precision beam therapy upon appropriate and stringent patient selection;  Patient selection should be done via standardised assessment such as the neurological-oncological-mechanical systemic (NOMS) framework; and  The assessment should be carried out by a multidisciplinary team (MDT), which may be inclusive of, but not limited to, radiation oncologists, spine surgeons and interventional radiologists, among others.
Orthopaedics | Spine - Thoracolumbar (TL) and sacral surgery | TL and sacral fusion and fixation implant | TL pedicle screw - Shank, tulip | GLOBUS MEDICAL | 4.5mm REVERE Monoaxial Screw 30mm | 124.242 | Standalone | DE0501225 | As per HSA registered indication(s) except for radiolucent implants which should be used as follows:  in patients with primary or metastatic spinal tumours who would benefit from post-operative high dose high precision beam therapy upon appropriate and stringent patient selection;  Patient selection should be done via standardised assessment such as the neurological-oncological-mechanical systemic (NOMS) framework; and  The assessment should be carried out by a multidisciplinary team (MDT), which may be inclusive of, but not limited to, radiation oncologists, spine surgeons and interventional radiologists, among others.
Orthopaedics | Spine - Thoracolumbar (TL) and sacral surgery | TL and sacral fusion and fixation implant | TL pedicle screw - Shank, tulip | GLOBUS MEDICAL | 4.5mm REVERE Monoaxial Screw 35mm | 124.243 | Standalone | DE0501225 | As per HSA registered indication(s) except for radiolucent implants which should be used as follows:  in patients with primary or metastatic spinal tumours who would benefit from post-operative high dose high precision beam therapy upon appropriate and stringent patient selection;  Patient selection should be done via standardised assessment such as the neurological-oncological-mechanical systemic (NOMS) framework; and  The assessment should be carried out by a multidisciplinary team (MDT), which may be inclusive of, but not limited to, radiation oncologists, spine surgeons and interventional radiologists, among others.
Orthopaedics | Spine - Thoracolumbar (TL) and sacral surgery | TL and sacral fusion and fixation implant | TL pedicle screw - Shank, tulip | GLOBUS MEDICAL | 4.5mm REVERE Monoaxial Screw 40mm | 124.244 | Standalone | DE0501225 | As per HSA registered indication(s) except for radiolucent implants which should be used as follows:  in patients with primary or metastatic spinal tumours who would benefit from post-operative high dose high precision beam therapy upon appropriate and stringent patient selection;  Patient selection should be done via standardised assessment such as the neurological-oncological-mechanical systemic (NOMS) framework; and  The assessment should be carried out by a multidisciplinary team (MDT), which may be inclusive of, but not limited to, radiation oncologists, spine surgeons and interventional radiologists, among others.
Orthopaedics | Spine - Thoracolumbar (TL) and sacral surgery | TL and sacral fusion and fixation implant | TL pedicle screw - Shank, tulip | GLOBUS MEDICAL | 4.5mm REVERE Monoaxial Screw 45mm | 124.245 | Standalone | DE0501225 | As per HSA registered indication(s) except for radiolucent implants which should be used as follows:  in patients with primary or metastatic spinal tumours who would benefit from post-operative high dose high precision beam therapy upon appropriate and stringent patient selection;  Patient selection should be done via standardised assessment such as the neurological-oncological-mechanical systemic (NOMS) framework; and  The assessment should be carried out by a multidisciplinary team (MDT), which may be inclusive of, but not limited to, radiation oncologists, spine surgeons and interventional radiologists, among others.
Orthopaedics | Spine - Thoracolumbar (TL) and sacral surgery | TL and sacral fusion and fixation implant | TL pedicle screw - Shank, tulip | GLOBUS MEDICAL | 4.5mm REVERE Pedicle Screw 25mm | 124.441 | Standalone | DE0501225 | As per HSA registered indication(s) except for radiolucent implants which should be used as follows:  in patients with primary or metastatic spinal tumours who would benefit from post-operative high dose high precision beam therapy upon appropriate and stringent patient selection;  Patient selection should be done via standardised assessment such as the neurological-oncological-mechanical systemic (NOMS) framework; and  The assessment should be carried out by a multidisciplinary team (MDT), which may be inclusive of, but not limited to, radiation oncologists, spine surgeons and interventional radiologists, among others.
Orthopaedics | Spine - Thoracolumbar (TL) and sacral surgery | TL and sacral fusion and fixation implant | TL pedicle screw - Shank, tulip | GLOBUS MEDICAL | 4.5mm REVERE Pedicle Screw 30mm | 124.442 | Standalone | DE0501225 | As per HSA registered indication(s) except for radiolucent implants which should be used as follows:  in patients with primary or metastatic spinal tumours who would benefit from post-operative high dose high precision beam therapy upon appropriate and stringent patient selection;  Patient selection should be done via standardised assessment such as the neurological-oncological-mechanical systemic (NOMS) framework; and  The assessment should be carried out by a multidisciplinary team (MDT), which may be inclusive of, but not limited to, radiation oncologists, spine surgeons and interventional radiologists, among others.
Orthopaedics | Spine - Thoracolumbar (TL) and sacral surgery | TL and sacral fusion and fixation implant | TL pedicle screw - Shank, tulip | GLOBUS MEDICAL | 4.5mm REVERE Pedicle Screw 35mm | 124.443 | Standalone | DE0501225 | As per HSA registered indication(s) except for radiolucent implants which should be used as follows:  in patients with primary or metastatic spinal tumours who would benefit from post-operative high dose high precision beam therapy upon appropriate and stringent patient selection;  Patient selection should be done via standardised assessment such as the neurological-oncological-mechanical systemic (NOMS) framework; and  The assessment should be carried out by a multidisciplinary team (MDT), which may be inclusive of, but not limited to, radiation oncologists, spine surgeons and interventional radiologists, among others.
Orthopaedics | Spine - Thoracolumbar (TL) and sacral surgery | TL and sacral fusion and fixation implant | TL pedicle screw - Shank, tulip | GLOBUS MEDICAL | 4.5mm REVERE Pedicle Screw 40mm | 124.444 | Standalone | DE0501225 | As per HSA registered indication(s) except for radiolucent implants which should be used as follows:  in patients with primary or metastatic spinal tumours who would benefit from post-operative high dose high precision beam therapy upon appropriate and stringent patient selection;  Patient selection should be done via standardised assessment such as the neurological-oncological-mechanical systemic (NOMS) framework; and  The assessment should be carried out by a multidisciplinary team (MDT), which may be inclusive of, but not limited to, radiation oncologists, spine surgeons and interventional radiologists, among others.
Orthopaedics | Spine - Thoracolumbar (TL) and sacral surgery | TL and sacral fusion and fixation implant | TL pedicle screw - Shank, tulip | GLOBUS MEDICAL | 4.5mm REVERE Pedicle Screw 45mm | 124.445 | Standalone | DE0501225 | As per HSA registered indication(s) except for radiolucent implants which should be used as follows:  in patients with primary or metastatic spinal tumours who would benefit from post-operative high dose high precision beam therapy upon appropriate and stringent patient selection;  Patient selection should be done via standardised assessment such as the neurological-oncological-mechanical systemic (NOMS) framework; and  The assessment should be carried out by a multidisciplinary team (MDT), which may be inclusive of, but not limited to, radiation oncologists, spine surgeons and interventional radiologists, among others.
Orthopaedics | Spine - Occipito-cervical (OC) surgery | OC fusion and fixation implant | Fixation screw for plates | MEDTRONIC | 4.5mm x 10mm Occipital Screw | 7750510 | Standalone | DE0007725 | As per HSA registered indication(s)
Orthopaedics | Spine - Occipito-cervical (OC) surgery | OC fusion and fixation implant | Fixation screw for plates | MEDTRONIC | 4.5mm x 12mm Occipital Screw | 7750512 | Standalone | DE0007725 | As per HSA registered indication(s)
Orthopaedics | Spine - Occipito-cervical (OC) surgery | OC fusion and fixation implant | Fixation screw for plates | MEDTRONIC | 4.5mm x 14mm Occipital Screw | 7750514 | Standalone | DE0007725 | As per HSA registered indication(s)
Orthopaedics | Spine - Occipito-cervical (OC) surgery | OC fusion and fixation implant | Fixation screw for plates | MEDTRONIC | 4.5mm x 16mm Occipital Screw | 7750516 | Standalone | DE0007725 | As per HSA registered indication(s)
Orthopaedics | Spine - Occipito-cervical (OC) surgery | OC fusion and fixation implant | Fixation screw for plates | MEDTRONIC | 4.5mm x 18mm Occipital Screw | 7750518 | Standalone | DE0007725 | As per HSA registered indication(s)
Orthopaedics | Spine - Thoracolumbar (TL) and sacral surgery | TL and sacral fusion and fixation implant | TL pedicle screw - Shank, tulip | MEDTRONIC | 4.5mm x 30mm Cann Legacy MAS | 7574530 | Standalone | DE0006694 | As per HSA registered indication(s) except for radiolucent implants which should be used as follows:  in patients with primary or metastatic spinal tumours who would benefit from post-operative high dose high precision beam therapy upon appropriate and stringent patient selection;  Patient selection should be done via standardised assessment such as the neurological-oncological-mechanical systemic (NOMS) framework; and  The assessment should be carried out by a multidisciplinary team (MDT), which may be inclusive of, but not limited to, radiation oncologists, spine surgeons and interventional radiologists, among others.
Orthopaedics | Spine - Thoracolumbar (TL) and sacral surgery | TL and sacral fusion and fixation implant | TL pedicle screw - Shank, tulip | MEDTRONIC | 4.5mm x 35mm Cann Legacy MAS | 7574535 | Standalone | DE0006694 | As per HSA registered indication(s) except for radiolucent implants which should be used as follows:  in patients with primary or metastatic spinal tumours who would benefit from post-operative high dose high precision beam therapy upon appropriate and stringent patient selection;  Patient selection should be done via standardised assessment such as the neurological-oncological-mechanical systemic (NOMS) framework; and  The assessment should be carried out by a multidisciplinary team (MDT), which may be inclusive of, but not limited to, radiation oncologists, spine surgeons and interventional radiologists, among others.
Orthopaedics | Spine - Thoracolumbar (TL) and sacral surgery | TL and sacral fusion and fixation implant | TL pedicle screw - Shank, tulip | MEDTRONIC | 4.5mm x 40mm Cann Legacy MAS | 7574540 | Standalone | DE0006694 | As per HSA registered indication(s) except for radiolucent implants which should be used as follows:  in patients with primary or metastatic spinal tumours who would benefit from post-operative high dose high precision beam therapy upon appropriate and stringent patient selection;  Patient selection should be done via standardised assessment such as the neurological-oncological-mechanical systemic (NOMS) framework; and  The assessment should be carried out by a multidisciplinary team (MDT), which may be inclusive of, but not limited to, radiation oncologists, spine surgeons and interventional radiologists, among others.
Orthopaedics | Spine - Occipito-cervical (OC) surgery | OC fusion and fixation implant | Fixation screw for plates | MEDTRONIC | 4.5mm x 6mm Occipital Screw | 7750506 | Standalone | DE0007725 | As per HSA registered indication(s)
Orthopaedics | Spine - Occipito-cervical (OC) surgery | OC fusion and fixation implant | Fixation screw for plates | MEDTRONIC | 4.5mm x 8mm Occipital Screw | 7750508 | Standalone | DE0007725 | As per HSA registered indication(s)
Orthopaedics | Spine - Occipito-cervical (OC) surgery | OC fusion and fixation implant | Fixation screw for plates | Zimmer Biomet | 4.5X06MM OCCIP SCR VIRAGE BLUE | 07.01696.001 | Standalone | DE0506515 | As per HSA registered indication(s)
Orthopaedics | Spine - Occipito-cervical (OC) surgery | OC fusion and fixation implant | Fixation screw for plates | Zimmer Biomet | 4.5X08MM OCCIP SCR VIRAGE BLUE | 07.01696.004 | Standalone | DE0506515 | As per HSA registered indication(s)
Orthopaedics | Spine - Occipito-cervical (OC) surgery | OC fusion and fixation implant | Fixation screw for plates | Zimmer Biomet | 4.5X12MM OCCIP SCR VIRAGE BLUE | 07.01696.007 | Standalone | DE0506515 | As per HSA registered indication(s)
Orthopaedics | Spine - Occipito-cervical (OC) surgery | OC fusion and fixation implant | Fixation screw for plates | Zimmer Biomet | 4.5X14MM OCCIP SCR VIRAGE BLUE | 07.01696.009 | Standalone | DE0506515 | As per HSA registered indication(s)
Orthopaedics | Spine - Occipito-cervical (OC) surgery | OC fusion and fixation implant | Fixation screw for plates | Zimmer Biomet | 4.5X16MM OCCIP SCR VIRAGE BLUE | 07.01696.011 | Standalone | DE0506515 | As per HSA registered indication(s)
Orthopaedics | Spine - Thoracolumbar (TL) and sacral surgery | TL and sacral fusion and fixation implant | TL pedicle screw - Shank, tulip | GLOBUS MEDICAL | 4.5x25mm Uniplanar Screw, CREO, Threaded | 5119.5327 | Standalone | DE0502342 | As per HSA registered indication(s) except for radiolucent implants which should be used as follows:  in patients with primary or metastatic spinal tumours who would benefit from post-operative high dose high precision beam therapy upon appropriate and stringent patient selection;  Patient selection should be done via standardised assessment such as the neurological-oncological-mechanical systemic (NOMS) framework; and  The assessment should be carried out by a multidisciplinary team (MDT), which may be inclusive of, but not limited to, radiation oncologists, spine surgeons and interventional radiologists, among others.
Orthopaedics | Spine - Thoracolumbar (TL) and sacral surgery | TL and sacral fusion and fixation implant | TL pedicle screw - Shank, tulip | GLOBUS MEDICAL | 4.5x30mm Uniplanar Screw, CREO, Threaded | 5119.5332 | Standalone | DE0502342 | As per HSA registered indication(s) except for radiolucent implants which should be used as follows:  in patients with primary or metastatic spinal tumours who would benefit from post-operative high dose high precision beam therapy upon appropriate and stringent patient selection;  Patient selection should be done via standardised assessment such as the neurological-oncological-mechanical systemic (NOMS) framework; and  The assessment should be carried out by a multidisciplinary team (MDT), which may be inclusive of, but not limited to, radiation oncologists, spine surgeons and interventional radiologists, among others.
Orthopaedics | Spine - Thoracolumbar (TL) and sacral surgery | TL and sacral fusion and fixation implant | TL pedicle screw - Shank, tulip | GLOBUS MEDICAL | 4.5x35mm Uniplanar Screw, CREO, Threaded | 5119.5337 | Standalone | DE0502342 | As per HSA registered indication(s) except for radiolucent implants which should be used as follows:  in patients with primary or metastatic spinal tumours who would benefit from post-operative high dose high precision beam therapy upon appropriate and stringent patient selection;  Patient selection should be done via standardised assessment such as the neurological-oncological-mechanical systemic (NOMS) framework; and  The assessment should be carried out by a multidisciplinary team (MDT), which may be inclusive of, but not limited to, radiation oncologists, spine surgeons and interventional radiologists, among others.
Orthopaedics | Spine - Thoracolumbar (TL) and sacral surgery | TL and sacral fusion and fixation implant | TL pedicle screw - Shank, tulip | GLOBUS MEDICAL | 4.5x40mm Uniplanar Screw, CREO, Threaded | 5119.5342 | Standalone | DE0502342 | As per HSA registered indication(s) except for radiolucent implants which should be used as follows:  in patients with primary or metastatic spinal tumours who would benefit from post-operative high dose high precision beam therapy upon appropriate and stringent patient selection;  Patient selection should be done via standardised assessment such as the neurological-oncological-mechanical systemic (NOMS) framework; and  The assessment should be carried out by a multidisciplinary team (MDT), which may be inclusive of, but not limited to, radiation oncologists, spine surgeons and interventional radiologists, among others.
Orthopaedics | Spine - Occipito-cervical (OC) surgery | OC fusion and fixation implant | Fixation screw for plates | GLOBUS MEDICAL | 4.6mm Fixed Angle Screw, Self-Drilling, 10mm | 150.510 | Standalone | DE0504099 | As per HSA registered indication(s)
Orthopaedics | Spine - Occipito-cervical (OC) surgery | OC fusion and fixation implant | Fixation screw for plates | GLOBUS MEDICAL | 4.6mm Fixed Angle Screw, Self-Drilling, 12mm | 150.512 | Standalone | DE0504099 | As per HSA registered indication(s)
Orthopaedics | Spine - Occipito-cervical (OC) surgery | OC fusion and fixation implant | Fixation screw for plates | GLOBUS MEDICAL | 4.6mm Fixed Angle Screw, Self-Drilling, 14mm | 150.514 | Standalone | DE0504099 | As per HSA registered indication(s)
Orthopaedics | Spine - Occipito-cervical (OC) surgery | OC fusion and fixation implant | Fixation screw for plates | GLOBUS MEDICAL | 4.6mm Fixed Angle Screw, Self-Drilling, 16mm | 150.516 | Standalone | DE0504099 | As per HSA registered indication(s)
Orthopaedics | Spine - Occipito-cervical (OC) surgery | OC fusion and fixation implant | Fixation screw for plates | GLOBUS MEDICAL | 4.6mm Fixed Angle Screw, Self-Drilling, 18mm | 150.518 | Standalone | DE0504099 | As per HSA registered indication(s)
Orthopaedics | Spine - Occipito-cervical (OC) surgery | OC fusion and fixation implant | Fixation screw for plates | GLOBUS MEDICAL | 4.6mm Fixed Angle Screw, Self-Drilling, 20mm | 150.520 | Standalone | DE0504099 | As per HSA registered indication(s)
Orthopaedics | Spine - Occipito-cervical (OC) surgery | OC fusion and fixation implant | Fixation screw for plates | GLOBUS MEDICAL | 4.6mm Fixed Angle Screw, Self-Tapping 10mm | 150.530 | Standalone | DE0504099 | As per HSA registered indication(s)
Orthopaedics | Spine - Occipito-cervical (OC) surgery | OC fusion and fixation implant | Fixation screw for plates | GLOBUS MEDICAL | 4.6mm Fixed Angle Screw, Self-Tapping 12mm | 150.532 | Standalone | DE0504099 | As per HSA registered indication(s)
Orthopaedics | Spine - Occipito-cervical (OC) surgery | OC fusion and fixation implant | Fixation screw for plates | GLOBUS MEDICAL | 4.6mm Fixed Angle Screw, Self-Tapping 14mm | 150.534 | Standalone | DE0504099 | As per HSA registered indication(s)
Orthopaedics | Spine - Occipito-cervical (OC) surgery | OC fusion and fixation implant | Fixation screw for plates | GLOBUS MEDICAL | 4.6mm Fixed Angle Screw, Self-Tapping 16mm | 150.536 | Standalone | DE0504099 | As per HSA registered indication(s)
Orthopaedics | Spine - Occipito-cervical (OC) surgery | OC fusion and fixation implant | Fixation screw for plates | GLOBUS MEDICAL | 4.6mm Fixed Angle Screw, Self-Tapping 18mm | 150.538 | Standalone | DE0504099 | As per HSA registered indication(s)
Orthopaedics | Spine - Occipito-cervical (OC) surgery | OC fusion and fixation implant | Fixation screw for plates | GLOBUS MEDICAL | 4.6mm Fixed Angle Screw, Self-Tapping 20mm | 150.540 | Standalone | DE0504099 | As per HSA registered indication(s)
Orthopaedics | Spine - Occipito-cervical (OC) surgery | OC fusion and fixation implant | Fixation screw for plates | Zimmer Biomet | 4.6mm self-tapping, fixed angle screws 12mm | 07.00120.001 | Standalone | DE0501622 | As per HSA registered indication(s)
Orthopaedics | Spine - Occipito-cervical (OC) surgery | OC fusion and fixation implant | Fixation screw for plates | Zimmer Biomet | 4.6mm self-tapping, fixed angle screws 14mm | 07.00120.002 | Standalone | DE0501622 | As per HSA registered indication(s)
Orthopaedics | Spine - Occipito-cervical (OC) surgery | OC fusion and fixation implant | Fixation screw for plates | Zimmer Biomet | 4.6mm self-tapping, fixed angle screws 16mm | 07.00120.003 | Standalone | DE0501622 | As per HSA registered indication(s)
Orthopaedics | Spine - Occipito-cervical (OC) surgery | OC fusion and fixation implant | Fixation screw for plates | Zimmer Biomet | 4.6mm self-tapping, fixed angle screws 18mm | 07.00120.004 | Standalone | DE0501622 | As per HSA registered indication(s)
Orthopaedics | Spine - Occipito-cervical (OC) surgery | OC fusion and fixation implant | Fixation screw for plates | Zimmer Biomet | 4.6mm self-tapping, fixed angle screws 20mm | 07.00120.011 | Standalone | DE0501622 | As per HSA registered indication(s)
Orthopaedics | Spine - Occipito-cervical (OC) surgery | OC fusion and fixation implant | Fixation screw for plates | Zimmer Biomet | 4.6mm self-tapping, variable angle screws 12mm | 07.00118.001 | Standalone | DE0501622 | As per HSA registered indication(s)
Orthopaedics | Spine - Occipito-cervical (OC) surgery | OC fusion and fixation implant | Fixation screw for plates | Zimmer Biomet | 4.6mm self-tapping, variable angle screws 14mm | 07.00118.002 | Standalone | DE0501622 | As per HSA registered indication(s)
Orthopaedics | Spine - Occipito-cervical (OC) surgery | OC fusion and fixation implant | Fixation screw for plates | Zimmer Biomet | 4.6mm self-tapping, variable angle screws 16mm | 07.00118.003 | Standalone | DE0501622 | As per HSA registered indication(s)
Orthopaedics | Spine - Occipito-cervical (OC) surgery | OC fusion and fixation implant | Fixation screw for plates | Zimmer Biomet | 4.6mm self-tapping, variable angle screws 18mm | 07.00118.004 | Standalone | DE0501622 | As per HSA registered indication(s)
Orthopaedics | Spine - Occipito-cervical (OC) surgery | OC fusion and fixation implant | Fixation screw for plates | Zimmer Biomet | 4.6mm self-tapping, variable angle screws 20mm | 07.00118.011 | Standalone | DE0501622 | As per HSA registered indication(s)
Orthopaedics | Spine - Occipito-cervical (OC) surgery | OC fusion and fixation implant | Fixation screw for plates | GLOBUS MEDICAL | 4.6mm Variable Angle Screw, Self-Drilling, 10mm | 150.710 | Standalone | DE0504099 | As per HSA registered indication(s)
Orthopaedics | Spine - Occipito-cervical (OC) surgery | OC fusion and fixation implant | Fixation screw for plates | GLOBUS MEDICAL | 4.6mm Variable Angle Screw, Self-Drilling, 12mm | 150.712 | Standalone | DE0504099 | As per HSA registered indication(s)
Orthopaedics | Spine - Occipito-cervical (OC) surgery | OC fusion and fixation implant | Fixation screw for plates | GLOBUS MEDICAL | 4.6mm Variable Angle Screw, Self-Drilling, 14mm | 150.714 | Standalone | DE0504099 | As per HSA registered indication(s)
Orthopaedics | Spine - Occipito-cervical (OC) surgery | OC fusion and fixation implant | Fixation screw for plates | GLOBUS MEDICAL | 4.6mm Variable Angle Screw, Self-Drilling, 16mm | 150.716 | Standalone | DE0504099 | As per HSA registered indication(s)
Orthopaedics | Spine - Occipito-cervical (OC) surgery | OC fusion and fixation implant | Fixation screw for plates | GLOBUS MEDICAL | 4.6mm Variable Angle Screw, Self-Drilling, 18mm | 150.718 | Standalone | DE0504099 | As per HSA registered indication(s)
Orthopaedics | Spine - Occipito-cervical (OC) surgery | OC fusion and fixation implant | Fixation screw for plates | GLOBUS MEDICAL | 4.6mm Variable Angle Screw, Self-Drilling, 20mm | 150.720 | Standalone | DE0504099 | As per HSA registered indication(s)
Orthopaedics | Spine - Occipito-cervical (OC) surgery | OC fusion and fixation implant | Fixation screw for plates | GLOBUS MEDICAL | 4.6mm Variable Angle Screw, Self-Tapping 10mm | 150.910 | Standalone | DE0504099 | As per HSA registered indication(s)
Orthopaedics | Spine - Occipito-cervical (OC) surgery | OC fusion and fixation implant | Fixation screw for plates | GLOBUS MEDICAL | 4.6mm Variable Angle Screw, Self-Tapping 12mm | 150.912 | Standalone | DE0504099 | As per HSA registered indication(s)
Orthopaedics | Spine - Occipito-cervical (OC) surgery | OC fusion and fixation implant | Fixation screw for plates | GLOBUS MEDICAL | 4.6mm Variable Angle Screw, Self-Tapping 14mm | 150.914 | Standalone | DE0504099 | As per HSA registered indication(s)
Orthopaedics | Spine - Occipito-cervical (OC) surgery | OC fusion and fixation implant | Fixation screw for plates | GLOBUS MEDICAL | 4.6mm Variable Angle Screw, Self-Tapping 16mm | 150.916 | Standalone | DE0504099 | As per HSA registered indication(s)
Orthopaedics | Spine - Occipito-cervical (OC) surgery | OC fusion and fixation implant | Fixation screw for plates | GLOBUS MEDICAL | 4.6mm Variable Angle Screw, Self-Tapping 18mm | 150.918 | Standalone | DE0504099 | As per HSA registered indication(s)
Orthopaedics | Spine - Occipito-cervical (OC) surgery | OC fusion and fixation implant | Fixation screw for plates | GLOBUS MEDICAL | 4.6mm Variable Angle Screw, Self-Tapping 20mm | 150.920 | Standalone | DE0504099 | As per HSA registered indication(s)
Orthopaedics | Spine - Thoracolumbar (TL) and sacral surgery | TL and sacral fusion and fixation implant | TL rod connector system excluding locking screw | MEDTRONIC | 4.75 MLT CROSSLINK PLATE 25-27MM | 5442325 | Standalone | DE0501165 | As per HSA registered indication(s)
Orthopaedics | Spine - Thoracolumbar (TL) and sacral surgery | TL and sacral fusion and fixation implant | TL rod connector system excluding locking screw | MEDTRONIC | 4.75 MLT CROSSLINK PLATE 27-31MM | 5442327 | Standalone | DE0501165 | As per HSA registered indication(s)
Orthopaedics | Spine - Thoracolumbar (TL) and sacral surgery | TL and sacral fusion and fixation implant | TL rod connector system excluding locking screw | MEDTRONIC | 4.75 MLT CROSSLINK PLATE 30-32MM | 5442330 | Standalone | DE0501165 | As per HSA registered indication(s)
Orthopaedics | Spine - Thoracolumbar (TL) and sacral surgery | TL and sacral fusion and fixation implant | TL rod connector system excluding locking screw | MEDTRONIC | 4.75 MLT CROSSLINK PLATE 32-36MM | 5442332 | Standalone | DE0501165 | As per HSA registered indication(s)
Orthopaedics | Spine - Thoracolumbar (TL) and sacral surgery | TL and sacral fusion and fixation implant | TL rod connector system excluding locking screw | MEDTRONIC | 4.75 MLT CROSSLINK PLATE 35-42MM | 5442335 | Standalone | DE0501165 | As per HSA registered indication(s)
Orthopaedics | Spine - Thoracolumbar (TL) and sacral surgery | TL and sacral fusion and fixation implant | TL rod connector system excluding locking screw | MEDTRONIC | 4.75 MLT CROSSLINK PLATE 41-54MM | 5442341 | Standalone | DE0501165 | As per HSA registered indication(s)
Orthopaedics | Spine - Thoracolumbar (TL) and sacral surgery | TL and sacral fusion and fixation implant | TL rod connector system excluding locking screw | MEDTRONIC | 4.75 MLT CROSSLINK PLATE 52-75MM | 5442352 | Standalone | DE0501165 | As per HSA registered indication(s)
Orthopaedics | Spine - Thoracolumbar (TL) and sacral surgery | TL and sacral fusion and fixation implant | TL rod connector system excluding locking screw | MEDTRONIC | 4.75 MLT CROSSLINK PLATE 60-90MM | 5442360 | Standalone | DE0501165 | As per HSA registered indication(s)
Orthopaedics | Spine - Thoracolumbar (TL) and sacral surgery | TL and sacral fusion and fixation implant | TL rod connector system excluding locking screw | MEDTRONIC | 4.75/4.75 Ti CLOSED LAT CONN, L 20 | 5444120 | Standalone | DE0008698 | As per HSA registered indication(s)
Orthopaedics | Spine - Thoracolumbar (TL) and sacral surgery | TL and sacral fusion and fixation implant | TL rod connector system excluding locking screw | MEDTRONIC | 4.75/4.75 Ti CLOSED LAT CONN, L 25 | 5444125 | Standalone | DE0008698 | As per HSA registered indication(s)
Orthopaedics | Spine - Thoracolumbar (TL) and sacral surgery | TL and sacral fusion and fixation implant | TL rod connector system excluding locking screw | MEDTRONIC | 4.75/4.75 Ti CLOSED LAT CONN, L 35 | 5444135 | Standalone | DE0008698 | As per HSA registered indication(s)
Orthopaedics | Spine - Thoracolumbar (TL) and sacral surgery | TL and sacral fusion and fixation implant | TL rod connector system excluding locking screw | MEDTRONIC | 4.75/4.75 Ti SIDE LOAD LAT CONN, L 20 | 5444220 | Standalone | DE0008698 | As per HSA registered indication(s)
Orthopaedics | Spine - Thoracolumbar (TL) and sacral surgery | TL and sacral fusion and fixation implant | TL rod connector system excluding locking screw | MEDTRONIC | 4.75/4.75 Ti SIDE LOAD LAT CONN, L 25 | 5444225 | Standalone | DE0008698 | As per HSA registered indication(s)
Orthopaedics | Spine - Thoracolumbar (TL) and sacral surgery | TL and sacral fusion and fixation implant | TL rod connector system excluding locking screw | MEDTRONIC | 4.75/4.75 Ti SIDE LOAD LAT CONN, L 35 | 5444235 | Standalone | DE0008698 | As per HSA registered indication(s)
Orthopaedics | Spine - Thoracolumbar (TL) and sacral surgery | TL and sacral fusion and fixation implant | TL rod connector system excluding locking screw | MEDTRONIC | 4.75/5.5 Ti CLOSED LAT CONN, L 20 | 5454120 | Standalone | DE0008698 | As per HSA registered indication(s)
Orthopaedics | Spine - Thoracolumbar (TL) and sacral surgery | TL and sacral fusion and fixation implant | TL rod connector system excluding locking screw | MEDTRONIC | 4.75/5.5 Ti CLOSED LAT CONN, L 25 | 5454125 | Standalone | DE0008698 | As per HSA registered indication(s)
Orthopaedics | Spine - Thoracolumbar (TL) and sacral surgery | TL and sacral fusion and fixation implant | TL rod connector system excluding locking screw | MEDTRONIC | 4.75/5.5 Ti CLOSED LAT CONN, L 35 | 5454135 | Standalone | DE0008698 | As per HSA registered indication(s)
Orthopaedics | Spine - Thoracolumbar (TL) and sacral surgery | TL and sacral fusion and fixation implant | TL rod connector system excluding locking screw | MEDTRONIC | 4.75/5.5 Ti SIDE LOAD LAT CONN, L 20 | 5454220 | Standalone | DE0008698 | As per HSA registered indication(s)
Orthopaedics | Spine - Thoracolumbar (TL) and sacral surgery | TL and sacral fusion and fixation implant | TL rod connector system excluding locking screw | MEDTRONIC | 4.75/5.5 Ti SIDE LOAD LAT CONN, L 25 | 5454225 | Standalone | DE0008698 | As per HSA registered indication(s)
Orthopaedics | Spine - Thoracolumbar (TL) and sacral surgery | TL and sacral fusion and fixation implant | TL rod connector system excluding locking screw | MEDTRONIC | 4.75/5.5 Ti SIDE LOAD LAT CONN, L 35 | 5454235 | Standalone | DE0008698 | As per HSA registered indication(s)
Orthopaedics | Spine - Thoracolumbar (TL) and sacral surgery | TL and sacral fusion and fixation implant | TL rod | Zimmer Biomet | 40mm Curved Rod (5.5 Ti) | 07.02015.005 | Standalone | DE0505870 | As per HSA registered indication(s) except for radiolucent implants which should be used as follows:  in patients with primary or metastatic spinal tumours who would benefit from post-operative high dose high precision beam therapy upon appropriate and stringent patient selection;  Patient selection should be done via standardised assessment such as the neurological-oncological-mechanical systemic (NOMS) framework; and  The assessment should be carried out by a multidisciplinary team (MDT), which may be inclusive of, but not limited to, radiation oncologists, spine surgeons and interventional radiologists, among others.
Orthopaedics | Spine - Thoracolumbar (TL) and sacral surgery | TL and sacral fusion and fixation implant | TL rod connector system excluding locking screw | MEDTRONIC | 45-58MM X10 CROSSLINK6.35 TI | 8116445 | Standalone | DE0000758 | As per HSA registered indication(s)
Orthopaedics | Spine - Thoracolumbar (TL) and sacral surgery | TL and sacral fusion and fixation implant | TL rod | Zimmer Biomet | 45mm Curved Rod (5.5 Ti) | 07.02015.006 | Standalone | DE0505870 | As per HSA registered indication(s) except for radiolucent implants which should be used as follows:  in patients with primary or metastatic spinal tumours who would benefit from post-operative high dose high precision beam therapy upon appropriate and stringent patient selection;  Patient selection should be done via standardised assessment such as the neurological-oncological-mechanical systemic (NOMS) framework; and  The assessment should be carried out by a multidisciplinary team (MDT), which may be inclusive of, but not limited to, radiation oncologists, spine surgeons and interventional radiologists, among others.
Orthopaedics | Spine - Thoracolumbar (TL) and sacral surgery | TL and sacral fusion and fixation implant | TL rod connector system excluding locking screw | MEDTRONIC | 45TO58MM X10 MULTI | 8115545 | Standalone | DE0000758 | As per HSA registered indication(s)
Orthopaedics | Spine - Occipito-cervical (OC) surgery | OC fusion and fixation implant | Anterior cervical plate | Zimmer Biomet | 4Level; 72mm inViZia Plate | 07.01618.002 | Standalone | DE0501622 | As per HSA registered indication(s)
Orthopaedics | Spine - Occipito-cervical (OC) surgery | OC fusion and fixation implant | Anterior cervical plate | K2M | 5 Level 100 mm - Plate | AA01-45F100V | Standalone | DE0508089 | As per HSA registered indication(s)
Orthopaedics | Spine - Occipito-cervical (OC) surgery | OC fusion and fixation implant | Anterior cervical plate | K2M | 5 Level 105 mm - Plate | AA01-45F105V | Standalone | DE0508089 | As per HSA registered indication(s)
Orthopaedics | Spine - Occipito-cervical (OC) surgery | OC fusion and fixation implant | Anterior cervical plate | K2M | 5 Level 110 mm - Plate | AA01-45F110V | Standalone | DE0508089 | As per HSA registered indication(s)
Orthopaedics | Spine - Occipito-cervical (OC) surgery | OC fusion and fixation implant | Anterior cervical plate | K2M | 5 Level 95 mm - Plate | AA01-45F95V | Standalone | DE0508089 | As per HSA registered indication(s)
Orthopaedics | Spine - Thoracolumbar (TL) and sacral surgery | TL and sacral fusion and fixation implant | TL pedicle screw - Shank, tulip | GLOBUS MEDICAL | 5.0mm REVOLVE Monoaxial Screw, 25mm | 585.341 | Standalone | DE0501604 | As per HSA registered indication(s) except for radiolucent implants which should be used as follows:  in patients with primary or metastatic spinal tumours who would benefit from post-operative high dose high precision beam therapy upon appropriate and stringent patient selection;  Patient selection should be done via standardised assessment such as the neurological-oncological-mechanical systemic (NOMS) framework; and  The assessment should be carried out by a multidisciplinary team (MDT), which may be inclusive of, but not limited to, radiation oncologists, spine surgeons and interventional radiologists, among others.
Orthopaedics | Spine - Thoracolumbar (TL) and sacral surgery | TL and sacral fusion and fixation implant | TL pedicle screw - Shank, tulip | GLOBUS MEDICAL | 5.0mm REVOLVE Monoaxial Screw, 30mm | 585.342 | Standalone | DE0501604 | As per HSA registered indication(s) except for radiolucent implants which should be used as follows:  in patients with primary or metastatic spinal tumours who would benefit from post-operative high dose high precision beam therapy upon appropriate and stringent patient selection;  Patient selection should be done via standardised assessment such as the neurological-oncological-mechanical systemic (NOMS) framework; and  The assessment should be carried out by a multidisciplinary team (MDT), which may be inclusive of, but not limited to, radiation oncologists, spine surgeons and interventional radiologists, among others.
Orthopaedics | Spine - Thoracolumbar (TL) and sacral surgery | TL and sacral fusion and fixation implant | TL pedicle screw - Shank, tulip | GLOBUS MEDICAL | 5.0mm REVOLVE Monoaxial Screw, 35mm | 585.343 | Standalone | DE0501604 | As per HSA registered indication(s) except for radiolucent implants which should be used as follows:  in patients with primary or metastatic spinal tumours who would benefit from post-operative high dose high precision beam therapy upon appropriate and stringent patient selection;  Patient selection should be done via standardised assessment such as the neurological-oncological-mechanical systemic (NOMS) framework; and  The assessment should be carried out by a multidisciplinary team (MDT), which may be inclusive of, but not limited to, radiation oncologists, spine surgeons and interventional radiologists, among others.
Orthopaedics | Spine - Thoracolumbar (TL) and sacral surgery | TL and sacral fusion and fixation implant | TL pedicle screw - Shank, tulip | GLOBUS MEDICAL | 5.0mm REVOLVE Monoaxial Screw, 40mm | 585.344 | Standalone | DE0501604 | As per HSA registered indication(s) except for radiolucent implants which should be used as follows:  in patients with primary or metastatic spinal tumours who would benefit from post-operative high dose high precision beam therapy upon appropriate and stringent patient selection;  Patient selection should be done via standardised assessment such as the neurological-oncological-mechanical systemic (NOMS) framework; and  The assessment should be carried out by a multidisciplinary team (MDT), which may be inclusive of, but not limited to, radiation oncologists, spine surgeons and interventional radiologists, among others.
Orthopaedics | Spine - Thoracolumbar (TL) and sacral surgery | TL and sacral fusion and fixation implant | TL pedicle screw - Shank, tulip | GLOBUS MEDICAL | 5.0mm REVOLVE Monoaxial Screw, 45mm | 585.345 | Standalone | DE0501604 | As per HSA registered indication(s) except for radiolucent implants which should be used as follows:  in patients with primary or metastatic spinal tumours who would benefit from post-operative high dose high precision beam therapy upon appropriate and stringent patient selection;  Patient selection should be done via standardised assessment such as the neurological-oncological-mechanical systemic (NOMS) framework; and  The assessment should be carried out by a multidisciplinary team (MDT), which may be inclusive of, but not limited to, radiation oncologists, spine surgeons and interventional radiologists, among others.
Orthopaedics | Spine - Thoracolumbar (TL) and sacral surgery | TL and sacral fusion and fixation implant | TL pedicle screw - Shank, tulip | GLOBUS MEDICAL | 5.0mm REVOLVE Monoaxial Screw, 50mm | 585.346 | Standalone | DE0501604 | As per HSA registered indication(s) except for radiolucent implants which should be used as follows:  in patients with primary or metastatic spinal tumours who would benefit from post-operative high dose high precision beam therapy upon appropriate and stringent patient selection;  Patient selection should be done via standardised assessment such as the neurological-oncological-mechanical systemic (NOMS) framework; and  The assessment should be carried out by a multidisciplinary team (MDT), which may be inclusive of, but not limited to, radiation oncologists, spine surgeons and interventional radiologists, among others.
Orthopaedics | Spine - Thoracolumbar (TL) and sacral surgery | TL and sacral fusion and fixation implant | TL pedicle screw - Shank, tulip | GLOBUS MEDICAL | 5.0mm REVOLVE Monoaxial Screw, 55mm | 585.347 | Standalone | DE0501604 | As per HSA registered indication(s) except for radiolucent implants which should be used as follows:  in patients with primary or metastatic spinal tumours who would benefit from post-operative high dose high precision beam therapy upon appropriate and stringent patient selection;  Patient selection should be done via standardised assessment such as the neurological-oncological-mechanical systemic (NOMS) framework; and  The assessment should be carried out by a multidisciplinary team (MDT), which may be inclusive of, but not limited to, radiation oncologists, spine surgeons and interventional radiologists, among others.
Orthopaedics | Spine - Thoracolumbar (TL) and sacral surgery | TL and sacral fusion and fixation implant | TL pedicle screw - Shank, tulip | GLOBUS MEDICAL | 5.0mm REVOLVE Polyaxial Pedicle Screw, 25mm | 185.441 | Standalone | DE0501604 | As per HSA registered indication(s) except for radiolucent implants which should be used as follows:  in patients with primary or metastatic spinal tumours who would benefit from post-operative high dose high precision beam therapy upon appropriate and stringent patient selection;  Patient selection should be done via standardised assessment such as the neurological-oncological-mechanical systemic (NOMS) framework; and  The assessment should be carried out by a multidisciplinary team (MDT), which may be inclusive of, but not limited to, radiation oncologists, spine surgeons and interventional radiologists, among others.
Orthopaedics | Spine - Thoracolumbar (TL) and sacral surgery | TL and sacral fusion and fixation implant | TL pedicle screw - Shank, tulip | GLOBUS MEDICAL | 5.0mm REVOLVE Polyaxial Pedicle Screw, 30mm | 185.442 | Standalone | DE0501604 | As per HSA registered indication(s) except for radiolucent implants which should be used as follows:  in patients with primary or metastatic spinal tumours who would benefit from post-operative high dose high precision beam therapy upon appropriate and stringent patient selection;  Patient selection should be done via standardised assessment such as the neurological-oncological-mechanical systemic (NOMS) framework; and  The assessment should be carried out by a multidisciplinary team (MDT), which may be inclusive of, but not limited to, radiation oncologists, spine surgeons and interventional radiologists, among others.
Orthopaedics | Spine - Thoracolumbar (TL) and sacral surgery | TL and sacral fusion and fixation implant | TL pedicle screw - Shank, tulip | GLOBUS MEDICAL | 5.0mm REVOLVE Polyaxial Pedicle Screw, 35mm | 185.443 | Standalone | DE0501604 | As per HSA registered indication(s) except for radiolucent implants which should be used as follows:  in patients with primary or metastatic spinal tumours who would benefit from post-operative high dose high precision beam therapy upon appropriate and stringent patient selection;  Patient selection should be done via standardised assessment such as the neurological-oncological-mechanical systemic (NOMS) framework; and  The assessment should be carried out by a multidisciplinary team (MDT), which may be inclusive of, but not limited to, radiation oncologists, spine surgeons and interventional radiologists, among others.
Orthopaedics | Spine - Thoracolumbar (TL) and sacral surgery | TL and sacral fusion and fixation implant | TL pedicle screw - Shank, tulip | GLOBUS MEDICAL | 5.0mm REVOLVE Polyaxial Pedicle Screw, 40mm | 185.444 | Standalone | DE0501604 | As per HSA registered indication(s) except for radiolucent implants which should be used as follows:  in patients with primary or metastatic spinal tumours who would benefit from post-operative high dose high precision beam therapy upon appropriate and stringent patient selection;  Patient selection should be done via standardised assessment such as the neurological-oncological-mechanical systemic (NOMS) framework; and  The assessment should be carried out by a multidisciplinary team (MDT), which may be inclusive of, but not limited to, radiation oncologists, spine surgeons and interventional radiologists, among others.
Orthopaedics | Spine - Thoracolumbar (TL) and sacral surgery | TL and sacral fusion and fixation implant | TL pedicle screw - Shank, tulip | GLOBUS MEDICAL | 5.0mm REVOLVE Polyaxial Pedicle Screw, 45mm | 185.445 | Standalone | DE0501604 | As per HSA registered indication(s) except for radiolucent implants which should be used as follows:  in patients with primary or metastatic spinal tumours who would benefit from post-operative high dose high precision beam therapy upon appropriate and stringent patient selection;  Patient selection should be done via standardised assessment such as the neurological-oncological-mechanical systemic (NOMS) framework; and  The assessment should be carried out by a multidisciplinary team (MDT), which may be inclusive of, but not limited to, radiation oncologists, spine surgeons and interventional radiologists, among others.
Orthopaedics | Spine - Thoracolumbar (TL) and sacral surgery | TL and sacral fusion and fixation implant | TL pedicle screw - Shank, tulip | GLOBUS MEDICAL | 5.0mm REVOLVE Polyaxial Pedicle Screw, 50mm | 185.446 | Standalone | DE0501604 | As per HSA registered indication(s) except for radiolucent implants which should be used as follows:  in patients with primary or metastatic spinal tumours who would benefit from post-operative high dose high precision beam therapy upon appropriate and stringent patient selection;  Patient selection should be done via standardised assessment such as the neurological-oncological-mechanical systemic (NOMS) framework; and  The assessment should be carried out by a multidisciplinary team (MDT), which may be inclusive of, but not limited to, radiation oncologists, spine surgeons and interventional radiologists, among others.
Orthopaedics | Spine - Thoracolumbar (TL) and sacral surgery | TL and sacral fusion and fixation implant | TL pedicle screw - Shank, tulip | GLOBUS MEDICAL | 5.0mm REVOLVE Polyaxial Pedicle Screw, 55mm | 185.447 | Standalone | DE0501604 | As per HSA registered indication(s) except for radiolucent implants which should be used as follows:  in patients with primary or metastatic spinal tumours who would benefit from post-operative high dose high precision beam therapy upon appropriate and stringent patient selection;  Patient selection should be done via standardised assessment such as the neurological-oncological-mechanical systemic (NOMS) framework; and  The assessment should be carried out by a multidisciplinary team (MDT), which may be inclusive of, but not limited to, radiation oncologists, spine surgeons and interventional radiologists, among others.
Orthopaedics | Spine - Thoracolumbar (TL) and sacral surgery | TL and sacral fusion and fixation implant | TL pedicle screw - Shank, tulip | GLOBUS MEDICAL | 5.0mm REVOLVE Uniplanar Fracture Screw, 25mm | 585.241 | Standalone | DE0501604 | As per HSA registered indication(s) except for radiolucent implants which should be used as follows:  in patients with primary or metastatic spinal tumours who would benefit from post-operative high dose high precision beam therapy upon appropriate and stringent patient selection;  Patient selection should be done via standardised assessment such as the neurological-oncological-mechanical systemic (NOMS) framework; and  The assessment should be carried out by a multidisciplinary team (MDT), which may be inclusive of, but not limited to, radiation oncologists, spine surgeons and interventional radiologists, among others.
Orthopaedics | Spine - Thoracolumbar (TL) and sacral surgery | TL and sacral fusion and fixation implant | TL pedicle screw - Shank, tulip | GLOBUS MEDICAL | 5.0mm REVOLVE Uniplanar Fracture Screw, 30mm | 585.242 | Standalone | DE0501604 | As per HSA registered indication(s) except for radiolucent implants which should be used as follows:  in patients with primary or metastatic spinal tumours who would benefit from post-operative high dose high precision beam therapy upon appropriate and stringent patient selection;  Patient selection should be done via standardised assessment such as the neurological-oncological-mechanical systemic (NOMS) framework; and  The assessment should be carried out by a multidisciplinary team (MDT), which may be inclusive of, but not limited to, radiation oncologists, spine surgeons and interventional radiologists, among others.
Orthopaedics | Spine - Thoracolumbar (TL) and sacral surgery | TL and sacral fusion and fixation implant | TL pedicle screw - Shank, tulip | GLOBUS MEDICAL | 5.0mm REVOLVE Uniplanar Fracture Screw, 35mm | 585.243 | Standalone | DE0501604 | As per HSA registered indication(s) except for radiolucent implants which should be used as follows:  in patients with primary or metastatic spinal tumours who would benefit from post-operative high dose high precision beam therapy upon appropriate and stringent patient selection;  Patient selection should be done via standardised assessment such as the neurological-oncological-mechanical systemic (NOMS) framework; and  The assessment should be carried out by a multidisciplinary team (MDT), which may be inclusive of, but not limited to, radiation oncologists, spine surgeons and interventional radiologists, among others.
Orthopaedics | Spine - Thoracolumbar (TL) and sacral surgery | TL and sacral fusion and fixation implant | TL pedicle screw - Shank, tulip | GLOBUS MEDICAL | 5.0mm REVOLVE Uniplanar Fracture Screw, 40mm | 585.244 | Standalone | DE0501604 | As per HSA registered indication(s) except for radiolucent implants which should be used as follows:  in patients with primary or metastatic spinal tumours who would benefit from post-operative high dose high precision beam therapy upon appropriate and stringent patient selection;  Patient selection should be done via standardised assessment such as the neurological-oncological-mechanical systemic (NOMS) framework; and  The assessment should be carried out by a multidisciplinary team (MDT), which may be inclusive of, but not limited to, radiation oncologists, spine surgeons and interventional radiologists, among others.
Orthopaedics | Spine - Thoracolumbar (TL) and sacral surgery | TL and sacral fusion and fixation implant | TL pedicle screw - Shank, tulip | GLOBUS MEDICAL | 5.0mm REVOLVE Uniplanar Fracture Screw, 45mm | 585.245 | Standalone | DE0501604 | As per HSA registered indication(s) except for radiolucent implants which should be used as follows:  in patients with primary or metastatic spinal tumours who would benefit from post-operative high dose high precision beam therapy upon appropriate and stringent patient selection;  Patient selection should be done via standardised assessment such as the neurological-oncological-mechanical systemic (NOMS) framework; and  The assessment should be carried out by a multidisciplinary team (MDT), which may be inclusive of, but not limited to, radiation oncologists, spine surgeons and interventional radiologists, among others.
Orthopaedics | Spine - Thoracolumbar (TL) and sacral surgery | TL and sacral fusion and fixation implant | TL pedicle screw - Shank, tulip | GLOBUS MEDICAL | 5.0mm REVOLVE Uniplanar Fracture Screw, 50mm | 585.246 | Standalone | DE0501604 | As per HSA registered indication(s) except for radiolucent implants which should be used as follows:  in patients with primary or metastatic spinal tumours who would benefit from post-operative high dose high precision beam therapy upon appropriate and stringent patient selection;  Patient selection should be done via standardised assessment such as the neurological-oncological-mechanical systemic (NOMS) framework; and  The assessment should be carried out by a multidisciplinary team (MDT), which may be inclusive of, but not limited to, radiation oncologists, spine surgeons and interventional radiologists, among others.
Orthopaedics | Spine - Thoracolumbar (TL) and sacral surgery | TL and sacral fusion and fixation implant | TL pedicle screw - Shank, tulip | GLOBUS MEDICAL | 5.0mm REVOLVE Uniplanar Fracture Screw, 55mm | 585.247 | Standalone | DE0501604 | As per HSA registered indication(s) except for radiolucent implants which should be used as follows:  in patients with primary or metastatic spinal tumours who would benefit from post-operative high dose high precision beam therapy upon appropriate and stringent patient selection;  Patient selection should be done via standardised assessment such as the neurological-oncological-mechanical systemic (NOMS) framework; and  The assessment should be carried out by a multidisciplinary team (MDT), which may be inclusive of, but not limited to, radiation oncologists, spine surgeons and interventional radiologists, among others.
Orthopaedics | Spine - Thoracolumbar (TL) and sacral surgery | TL and sacral fusion and fixation implant | TL pedicle screw - Shank, tulip | GLOBUS MEDICAL | 5.0mm REVOLVE Uniplanar Screw, 25mm | 585.141 | Standalone | DE0501604 | As per HSA registered indication(s) except for radiolucent implants which should be used as follows:  in patients with primary or metastatic spinal tumours who would benefit from post-operative high dose high precision beam therapy upon appropriate and stringent patient selection;  Patient selection should be done via standardised assessment such as the neurological-oncological-mechanical systemic (NOMS) framework; and  The assessment should be carried out by a multidisciplinary team (MDT), which may be inclusive of, but not limited to, radiation oncologists, spine surgeons and interventional radiologists, among others.
Orthopaedics | Spine - Thoracolumbar (TL) and sacral surgery | TL and sacral fusion and fixation implant | TL pedicle screw - Shank, tulip | GLOBUS MEDICAL | 5.0mm REVOLVE Uniplanar Screw, 30mm | 585.142 | Standalone | DE0501604 | As per HSA registered indication(s) except for radiolucent implants which should be used as follows:  in patients with primary or metastatic spinal tumours who would benefit from post-operative high dose high precision beam therapy upon appropriate and stringent patient selection;  Patient selection should be done via standardised assessment such as the neurological-oncological-mechanical systemic (NOMS) framework; and  The assessment should be carried out by a multidisciplinary team (MDT), which may be inclusive of, but not limited to, radiation oncologists, spine surgeons and interventional radiologists, among others.
Orthopaedics | Spine - Thoracolumbar (TL) and sacral surgery | TL and sacral fusion and fixation implant | TL pedicle screw - Shank, tulip | GLOBUS MEDICAL | 5.0mm REVOLVE Uniplanar Screw, 35mm | 585.143 | Standalone | DE0501604 | As per HSA registered indication(s) except for radiolucent implants which should be used as follows:  in patients with primary or metastatic spinal tumours who would benefit from post-operative high dose high precision beam therapy upon appropriate and stringent patient selection;  Patient selection should be done via standardised assessment such as the neurological-oncological-mechanical systemic (NOMS) framework; and  The assessment should be carried out by a multidisciplinary team (MDT), which may be inclusive of, but not limited to, radiation oncologists, spine surgeons and interventional radiologists, among others.
Orthopaedics | Spine - Thoracolumbar (TL) and sacral surgery | TL and sacral fusion and fixation implant | TL pedicle screw - Shank, tulip | GLOBUS MEDICAL | 5.0mm REVOLVE Uniplanar Screw, 40mm | 585.144 | Standalone | DE0501604 | As per HSA registered indication(s) except for radiolucent implants which should be used as follows:  in patients with primary or metastatic spinal tumours who would benefit from post-operative high dose high precision beam therapy upon appropriate and stringent patient selection;  Patient selection should be done via standardised assessment such as the neurological-oncological-mechanical systemic (NOMS) framework; and  The assessment should be carried out by a multidisciplinary team (MDT), which may be inclusive of, but not limited to, radiation oncologists, spine surgeons and interventional radiologists, among others.
Orthopaedics | Spine - Thoracolumbar (TL) and sacral surgery | TL and sacral fusion and fixation implant | TL pedicle screw - Shank, tulip | GLOBUS MEDICAL | 5.0mm REVOLVE Uniplanar Screw, 45mm | 585.145 | Standalone | DE0501604 | As per HSA registered indication(s) except for radiolucent implants which should be used as follows:  in patients with primary or metastatic spinal tumours who would benefit from post-operative high dose high precision beam therapy upon appropriate and stringent patient selection;  Patient selection should be done via standardised assessment such as the neurological-oncological-mechanical systemic (NOMS) framework; and  The assessment should be carried out by a multidisciplinary team (MDT), which may be inclusive of, but not limited to, radiation oncologists, spine surgeons and interventional radiologists, among others.
Orthopaedics | Spine - Thoracolumbar (TL) and sacral surgery | TL and sacral fusion and fixation implant | TL pedicle screw - Shank, tulip | GLOBUS MEDICAL | 5.0mm REVOLVE Uniplanar Screw, 50mm | 585.146 | Standalone | DE0501604 | As per HSA registered indication(s) except for radiolucent implants which should be used as follows:  in patients with primary or metastatic spinal tumours who would benefit from post-operative high dose high precision beam therapy upon appropriate and stringent patient selection;  Patient selection should be done via standardised assessment such as the neurological-oncological-mechanical systemic (NOMS) framework; and  The assessment should be carried out by a multidisciplinary team (MDT), which may be inclusive of, but not limited to, radiation oncologists, spine surgeons and interventional radiologists, among others.
Orthopaedics | Spine - Thoracolumbar (TL) and sacral surgery | TL and sacral fusion and fixation implant | TL pedicle screw - Shank, tulip | GLOBUS MEDICAL | 5.0mm REVOLVE Uniplanar Screw, 55mm | 585.147 | Standalone | DE0501604 | As per HSA registered indication(s) except for radiolucent implants which should be used as follows:  in patients with primary or metastatic spinal tumours who would benefit from post-operative high dose high precision beam therapy upon appropriate and stringent patient selection;  Patient selection should be done via standardised assessment such as the neurological-oncological-mechanical systemic (NOMS) framework; and  The assessment should be carried out by a multidisciplinary team (MDT), which may be inclusive of, but not limited to, radiation oncologists, spine surgeons and interventional radiologists, among others.
Orthopaedics | Spine - Occipito-cervical (OC) surgery | OC fusion and fixation implant | Fixation screw for plates | MEDTRONIC | 5.0mm x 10mm Occipital Screw | 7750610 | Standalone | DE0007725 | As per HSA registered indication(s)
Orthopaedics | Spine - Occipito-cervical (OC) surgery | OC fusion and fixation implant | Fixation screw for plates | MEDTRONIC | 5.0mm x 12mm Occipital Screw | 7750612 | Standalone | DE0007725 | As per HSA registered indication(s)
Orthopaedics | Spine - Occipito-cervical (OC) surgery | OC fusion and fixation implant | Fixation screw for plates | MEDTRONIC | 5.0mm x 14mm Occipital Screw | 7750614 | Standalone | DE0007725 | As per HSA registered indication(s)
Orthopaedics | Spine - Occipito-cervical (OC) surgery | OC fusion and fixation implant | Fixation screw for plates | MEDTRONIC | 5.0mm x 16mm Occipital Screw | 7750616 | Standalone | DE0007725 | As per HSA registered indication(s)
Orthopaedics | Spine - Occipito-cervical (OC) surgery | OC fusion and fixation implant | Fixation screw for plates | MEDTRONIC | 5.0mm x 18mm Occipital Screw | 7750618 | Standalone | DE0007725 | As per HSA registered indication(s)
Orthopaedics | Spine - Occipito-cervical (OC) surgery | OC fusion and fixation implant | Fixation screw for plates | MEDTRONIC | 5.0mm x 6mm Occipital Screw | 7750606 | Standalone | DE0007725 | As per HSA registered indication(s)
Orthopaedics | Spine - Occipito-cervical (OC) surgery | OC fusion and fixation implant | Fixation screw for plates | MEDTRONIC | 5.0mm x 8mm Occipital Screw | 7750608 | Standalone | DE0007725 | As per HSA registered indication(s)
Orthopaedics | Spine - Thoracolumbar (TL) and sacral surgery | TL and sacral fusion and fixation implant | TL pedicle screw - Shank, tulip | GLOBUS MEDICAL | 5.0x25mm Uniplanar Screw, CREO, Threaded | 5119.5427 | Standalone | DE0502342 | As per HSA registered indication(s) except for radiolucent implants which should be used as follows:  in patients with primary or metastatic spinal tumours who would benefit from post-operative high dose high precision beam therapy upon appropriate and stringent patient selection;  Patient selection should be done via standardised assessment such as the neurological-oncological-mechanical systemic (NOMS) framework; and  The assessment should be carried out by a multidisciplinary team (MDT), which may be inclusive of, but not limited to, radiation oncologists, spine surgeons and interventional radiologists, among others.
Orthopaedics | Spine - Thoracolumbar (TL) and sacral surgery | TL and sacral fusion and fixation implant | TL pedicle screw - Shank, tulip | GLOBUS MEDICAL | 5.0x30mm Uniplanar Screw, CREO, Threaded | 5119.5432 | Standalone | DE0502342 | As per HSA registered indication(s) except for radiolucent implants which should be used as follows:  in patients with primary or metastatic spinal tumours who would benefit from post-operative high dose high precision beam therapy upon appropriate and stringent patient selection;  Patient selection should be done via standardised assessment such as the neurological-oncological-mechanical systemic (NOMS) framework; and  The assessment should be carried out by a multidisciplinary team (MDT), which may be inclusive of, but not limited to, radiation oncologists, spine surgeons and interventional radiologists, among others.
Orthopaedics | Spine - Thoracolumbar (TL) and sacral surgery | TL and sacral fusion and fixation implant | TL pedicle screw - Shank, tulip | GLOBUS MEDICAL | 5.0x35mm Uniplanar Screw, CREO, Threaded | 5119.5437 | Standalone | DE0502342 | As per HSA registered indication(s) except for radiolucent implants which should be used as follows:  in patients with primary or metastatic spinal tumours who would benefit from post-operative high dose high precision beam therapy upon appropriate and stringent patient selection;  Patient selection should be done via standardised assessment such as the neurological-oncological-mechanical systemic (NOMS) framework; and  The assessment should be carried out by a multidisciplinary team (MDT), which may be inclusive of, but not limited to, radiation oncologists, spine surgeons and interventional radiologists, among others.
Orthopaedics | Spine - Thoracolumbar (TL) and sacral surgery | TL and sacral fusion and fixation implant | TL pedicle screw - Shank, tulip | GLOBUS MEDICAL | 5.0x40mm Uniplanar Screw, CREO, Threaded | 5119.5442 | Standalone | DE0502342 | As per HSA registered indication(s) except for radiolucent implants which should be used as follows:  in patients with primary or metastatic spinal tumours who would benefit from post-operative high dose high precision beam therapy upon appropriate and stringent patient selection;  Patient selection should be done via standardised assessment such as the neurological-oncological-mechanical systemic (NOMS) framework; and  The assessment should be carried out by a multidisciplinary team (MDT), which may be inclusive of, but not limited to, radiation oncologists, spine surgeons and interventional radiologists, among others.
Orthopaedics | Spine - Occipito-cervical (OC) surgery | OC fusion and fixation implant | Fixation screw for plates | Zimmer Biomet | 5.25X10MM OCC SCR VIRAGE GOLD | 07.01696.018 | Standalone | DE0506515 | As per HSA registered indication(s)
Orthopaedics | Spine - Occipito-cervical (OC) surgery | OC fusion and fixation implant | Fixation screw for plates | Zimmer Biomet | 5.25X12MM OCC SCR VIRAGE GOLD | 07.01696.020 | Standalone | DE0506515 | As per HSA registered indication(s)
Orthopaedics | Spine - Occipito-cervical (OC) surgery | OC fusion and fixation implant | Fixation screw for plates | Zimmer Biomet | 5.25X14MM OCC SCR VIRAGE GOLD | 07.01696.022 | Standalone | DE0506515 | As per HSA registered indication(s)
Orthopaedics | Spine - Occipito-cervical (OC) surgery | OC fusion and fixation implant | Fixation screw for plates | Zimmer Biomet | 5.25X16MM OCC SCR VIRAGE GOLD | 07.01696.024 | Standalone | DE0506515 | As per HSA registered indication(s)
Orthopaedics | Spine - Occipito-cervical (OC) surgery | OC fusion and fixation implant | Fixation screw for plates | Zimmer Biomet | 5.25X6MM OCCIP SCR VIRAGE GOLD | 07.01696.014 | Standalone | DE0506515 | As per HSA registered indication(s)
Orthopaedics | Spine - Occipito-cervical (OC) surgery | OC fusion and fixation implant | Fixation screw for plates | Zimmer Biomet | 5.25X8MM OCCIP SCR VIRAGE GOLD | 07.01696.016 | Standalone | DE0506515 | As per HSA registered indication(s)
Orthopaedics | Spine - Thoracolumbar (TL) and sacral surgery | TL and sacral fusion and fixation implant | TL pedicle screw - Shank, tulip | MEDTRONIC | 5.5 FAS 4.5X25 TI | 55410004525 | Standalone | DE0008698 | As per HSA registered indication(s) except for radiolucent implants which should be used as follows:  in patients with primary or metastatic spinal tumours who would benefit from post-operative high dose high precision beam therapy upon appropriate and stringent patient selection;  Patient selection should be done via standardised assessment such as the neurological-oncological-mechanical systemic (NOMS) framework; and  The assessment should be carried out by a multidisciplinary team (MDT), which may be inclusive of, but not limited to, radiation oncologists, spine surgeons and interventional radiologists, among others.
Orthopaedics | Spine - Thoracolumbar (TL) and sacral surgery | TL and sacral fusion and fixation implant | TL pedicle screw - Shank, tulip | MEDTRONIC | 5.5 FAS 4.5X30 TI | 55410004530 | Standalone | DE0008698 | As per HSA registered indication(s) except for radiolucent implants which should be used as follows:  in patients with primary or metastatic spinal tumours who would benefit from post-operative high dose high precision beam therapy upon appropriate and stringent patient selection;  Patient selection should be done via standardised assessment such as the neurological-oncological-mechanical systemic (NOMS) framework; and  The assessment should be carried out by a multidisciplinary team (MDT), which may be inclusive of, but not limited to, radiation oncologists, spine surgeons and interventional radiologists, among others.
Orthopaedics | Spine - Thoracolumbar (TL) and sacral surgery | TL and sacral fusion and fixation implant | TL pedicle screw - Shank, tulip | MEDTRONIC | 5.5 FAS 4.5X35 TI | 55410004535 | Standalone | DE0008698 | As per HSA registered indication(s) except for radiolucent implants which should be used as follows:  in patients with primary or metastatic spinal tumours who would benefit from post-operative high dose high precision beam therapy upon appropriate and stringent patient selection;  Patient selection should be done via standardised assessment such as the neurological-oncological-mechanical systemic (NOMS) framework; and  The assessment should be carried out by a multidisciplinary team (MDT), which may be inclusive of, but not limited to, radiation oncologists, spine surgeons and interventional radiologists, among others.
Orthopaedics | Spine - Thoracolumbar (TL) and sacral surgery | TL and sacral fusion and fixation implant | TL pedicle screw - Shank, tulip | MEDTRONIC | 5.5 FAS 4.5X40 TI | 55410004540 | Standalone | DE0008698 | As per HSA registered indication(s) except for radiolucent implants which should be used as follows:  in patients with primary or metastatic spinal tumours who would benefit from post-operative high dose high precision beam therapy upon appropriate and stringent patient selection;  Patient selection should be done via standardised assessment such as the neurological-oncological-mechanical systemic (NOMS) framework; and  The assessment should be carried out by a multidisciplinary team (MDT), which may be inclusive of, but not limited to, radiation oncologists, spine surgeons and interventional radiologists, among others.
Orthopaedics | Spine - Thoracolumbar (TL) and sacral surgery | TL and sacral fusion and fixation implant | TL pedicle screw - Shank, tulip | MEDTRONIC | 5.5 FAS 4.5X45 TI | 55410004545 | Standalone | DE0008698 | As per HSA registered indication(s) except for radiolucent implants which should be used as follows:  in patients with primary or metastatic spinal tumours who would benefit from post-operative high dose high precision beam therapy upon appropriate and stringent patient selection;  Patient selection should be done via standardised assessment such as the neurological-oncological-mechanical systemic (NOMS) framework; and  The assessment should be carried out by a multidisciplinary team (MDT), which may be inclusive of, but not limited to, radiation oncologists, spine surgeons and interventional radiologists, among others.
Orthopaedics | Spine - Thoracolumbar (TL) and sacral surgery | TL and sacral fusion and fixation implant | TL pedicle screw - Shank, tulip | MEDTRONIC | 5.5 FAS 5.0X25 TI | 55410005025 | Standalone | DE0008698 | As per HSA registered indication(s) except for radiolucent implants which should be used as follows:  in patients with primary or metastatic spinal tumours who would benefit from post-operative high dose high precision beam therapy upon appropriate and stringent patient selection;  Patient selection should be done via standardised assessment such as the neurological-oncological-mechanical systemic (NOMS) framework; and  The assessment should be carried out by a multidisciplinary team (MDT), which may be inclusive of, but not limited to, radiation oncologists, spine surgeons and interventional radiologists, among others.
Orthopaedics | Spine - Thoracolumbar (TL) and sacral surgery | TL and sacral fusion and fixation implant | TL pedicle screw - Shank, tulip | MEDTRONIC | 5.5 FAS 5.0X30 TI | 55410005030 | Standalone | DE0008698 | As per HSA registered indication(s) except for radiolucent implants which should be used as follows:  in patients with primary or metastatic spinal tumours who would benefit from post-operative high dose high precision beam therapy upon appropriate and stringent patient selection;  Patient selection should be done via standardised assessment such as the neurological-oncological-mechanical systemic (NOMS) framework; and  The assessment should be carried out by a multidisciplinary team (MDT), which may be inclusive of, but not limited to, radiation oncologists, spine surgeons and interventional radiologists, among others.
Orthopaedics | Spine - Thoracolumbar (TL) and sacral surgery | TL and sacral fusion and fixation implant | TL pedicle screw - Shank, tulip | MEDTRONIC | 5.5 FAS 5.0X35 TI | 55410005035 | Standalone | DE0008698 | As per HSA registered indication(s) except for radiolucent implants which should be used as follows:  in patients with primary or metastatic spinal tumours who would benefit from post-operative high dose high precision beam therapy upon appropriate and stringent patient selection;  Patient selection should be done via standardised assessment such as the neurological-oncological-mechanical systemic (NOMS) framework; and  The assessment should be carried out by a multidisciplinary team (MDT), which may be inclusive of, but not limited to, radiation oncologists, spine surgeons and interventional radiologists, among others.
Orthopaedics | Spine - Thoracolumbar (TL) and sacral surgery | TL and sacral fusion and fixation implant | TL pedicle screw - Shank, tulip | MEDTRONIC | 5.5 FAS 5.0X40 TI | 55410005040 | Standalone | DE0008698 | As per HSA registered indication(s) except for radiolucent implants which should be used as follows:  in patients with primary or metastatic spinal tumours who would benefit from post-operative high dose high precision beam therapy upon appropriate and stringent patient selection;  Patient selection should be done via standardised assessment such as the neurological-oncological-mechanical systemic (NOMS) framework; and  The assessment should be carried out by a multidisciplinary team (MDT), which may be inclusive of, but not limited to, radiation oncologists, spine surgeons and interventional radiologists, among others.
Orthopaedics | Spine - Thoracolumbar (TL) and sacral surgery | TL and sacral fusion and fixation implant | TL pedicle screw - Shank, tulip | MEDTRONIC | 5.5 FAS 5.0X45 TI | 55410005045 | Standalone | DE0008698 | As per HSA registered indication(s) except for radiolucent implants which should be used as follows:  in patients with primary or metastatic spinal tumours who would benefit from post-operative high dose high precision beam therapy upon appropriate and stringent patient selection;  Patient selection should be done via standardised assessment such as the neurological-oncological-mechanical systemic (NOMS) framework; and  The assessment should be carried out by a multidisciplinary team (MDT), which may be inclusive of, but not limited to, radiation oncologists, spine surgeons and interventional radiologists, among others.
Orthopaedics | Spine - Thoracolumbar (TL) and sacral surgery | TL and sacral fusion and fixation implant | TL pedicle screw - Shank, tulip | MEDTRONIC | 5.5 FAS 5.5X30 TI | 55410005530 | Standalone | DE0008698 | As per HSA registered indication(s) except for radiolucent implants which should be used as follows:  in patients with primary or metastatic spinal tumours who would benefit from post-operative high dose high precision beam therapy upon appropriate and stringent patient selection;  Patient selection should be done via standardised assessment such as the neurological-oncological-mechanical systemic (NOMS) framework; and  The assessment should be carried out by a multidisciplinary team (MDT), which may be inclusive of, but not limited to, radiation oncologists, spine surgeons and interventional radiologists, among others.
Orthopaedics | Spine - Thoracolumbar (TL) and sacral surgery | TL and sacral fusion and fixation implant | TL pedicle screw - Shank, tulip | MEDTRONIC | 5.5 FAS 5.5X35 TI | 55410005535 | Standalone | DE0008698 | As per HSA registered indication(s) except for radiolucent implants which should be used as follows:  in patients with primary or metastatic spinal tumours who would benefit from post-operative high dose high precision beam therapy upon appropriate and stringent patient selection;  Patient selection should be done via standardised assessment such as the neurological-oncological-mechanical systemic (NOMS) framework; and  The assessment should be carried out by a multidisciplinary team (MDT), which may be inclusive of, but not limited to, radiation oncologists, spine surgeons and interventional radiologists, among others.
Orthopaedics | Spine - Thoracolumbar (TL) and sacral surgery | TL and sacral fusion and fixation implant | TL pedicle screw - Shank, tulip | MEDTRONIC | 5.5 FAS 5.5X40 TI | 55410005540 | Standalone | DE0008698 | As per HSA registered indication(s) except for radiolucent implants which should be used as follows:  in patients with primary or metastatic spinal tumours who would benefit from post-operative high dose high precision beam therapy upon appropriate and stringent patient selection;  Patient selection should be done via standardised assessment such as the neurological-oncological-mechanical systemic (NOMS) framework; and  The assessment should be carried out by a multidisciplinary team (MDT), which may be inclusive of, but not limited to, radiation oncologists, spine surgeons and interventional radiologists, among others.
Orthopaedics | Spine - Thoracolumbar (TL) and sacral surgery | TL and sacral fusion and fixation implant | TL pedicle screw - Shank, tulip | MEDTRONIC | 5.5 FAS 5.5X45 TI | 55410005545 | Standalone | DE0008698 | As per HSA registered indication(s) except for radiolucent implants which should be used as follows:  in patients with primary or metastatic spinal tumours who would benefit from post-operative high dose high precision beam therapy upon appropriate and stringent patient selection;  Patient selection should be done via standardised assessment such as the neurological-oncological-mechanical systemic (NOMS) framework; and  The assessment should be carried out by a multidisciplinary team (MDT), which may be inclusive of, but not limited to, radiation oncologists, spine surgeons and interventional radiologists, among others.
Orthopaedics | Spine - Thoracolumbar (TL) and sacral surgery | TL and sacral fusion and fixation implant | TL pedicle screw - Shank, tulip | MEDTRONIC | 5.5 FAS 5.5X50 TI | 55410005550 | Standalone | DE0008698 | As per HSA registered indication(s) except for radiolucent implants which should be used as follows:  in patients with primary or metastatic spinal tumours who would benefit from post-operative high dose high precision beam therapy upon appropriate and stringent patient selection;  Patient selection should be done via standardised assessment such as the neurological-oncological-mechanical systemic (NOMS) framework; and  The assessment should be carried out by a multidisciplinary team (MDT), which may be inclusive of, but not limited to, radiation oncologists, spine surgeons and interventional radiologists, among others.
Orthopaedics | Spine - Thoracolumbar (TL) and sacral surgery | TL and sacral fusion and fixation implant | TL pedicle screw - Shank, tulip | MEDTRONIC | 5.5 FAS 6.5X30 TI | 55410006530 | Standalone | DE0008698 | As per HSA registered indication(s) except for radiolucent implants which should be used as follows:  in patients with primary or metastatic spinal tumours who would benefit from post-operative high dose high precision beam therapy upon appropriate and stringent patient selection;  Patient selection should be done via standardised assessment such as the neurological-oncological-mechanical systemic (NOMS) framework; and  The assessment should be carried out by a multidisciplinary team (MDT), which may be inclusive of, but not limited to, radiation oncologists, spine surgeons and interventional radiologists, among others.
Orthopaedics | Spine - Thoracolumbar (TL) and sacral surgery | TL and sacral fusion and fixation implant | TL pedicle screw - Shank, tulip | MEDTRONIC | 5.5 FAS 6.5X35 TI | 55410006535 | Standalone | DE0008698 | As per HSA registered indication(s) except for radiolucent implants which should be used as follows:  in patients with primary or metastatic spinal tumours who would benefit from post-operative high dose high precision beam therapy upon appropriate and stringent patient selection;  Patient selection should be done via standardised assessment such as the neurological-oncological-mechanical systemic (NOMS) framework; and  The assessment should be carried out by a multidisciplinary team (MDT), which may be inclusive of, but not limited to, radiation oncologists, spine surgeons and interventional radiologists, among others.
Orthopaedics | Spine - Thoracolumbar (TL) and sacral surgery | TL and sacral fusion and fixation implant | TL pedicle screw - Shank, tulip | MEDTRONIC | 5.5 FAS 6.5X40 TI | 55410006540 | Standalone | DE0008698 | As per HSA registered indication(s) except for radiolucent implants which should be used as follows:  in patients with primary or metastatic spinal tumours who would benefit from post-operative high dose high precision beam therapy upon appropriate and stringent patient selection;  Patient selection should be done via standardised assessment such as the neurological-oncological-mechanical systemic (NOMS) framework; and  The assessment should be carried out by a multidisciplinary team (MDT), which may be inclusive of, but not limited to, radiation oncologists, spine surgeons and interventional radiologists, among others.
Orthopaedics | Spine - Thoracolumbar (TL) and sacral surgery | TL and sacral fusion and fixation implant | TL pedicle screw - Shank, tulip | MEDTRONIC | 5.5 FAS 6.5X45 TI | 55410006545 | Standalone | DE0008698 | As per HSA registered indication(s) except for radiolucent implants which should be used as follows:  in patients with primary or metastatic spinal tumours who would benefit from post-operative high dose high precision beam therapy upon appropriate and stringent patient selection;  Patient selection should be done via standardised assessment such as the neurological-oncological-mechanical systemic (NOMS) framework; and  The assessment should be carried out by a multidisciplinary team (MDT), which may be inclusive of, but not limited to, radiation oncologists, spine surgeons and interventional radiologists, among others.
Orthopaedics | Spine - Thoracolumbar (TL) and sacral surgery | TL and sacral fusion and fixation implant | TL pedicle screw - Shank, tulip | MEDTRONIC | 5.5 FAS 6.5X50 TI | 55410006550 | Standalone | DE0008698 | As per HSA registered indication(s) except for radiolucent implants which should be used as follows:  in patients with primary or metastatic spinal tumours who would benefit from post-operative high dose high precision beam therapy upon appropriate and stringent patient selection;  Patient selection should be done via standardised assessment such as the neurological-oncological-mechanical systemic (NOMS) framework; and  The assessment should be carried out by a multidisciplinary team (MDT), which may be inclusive of, but not limited to, radiation oncologists, spine surgeons and interventional radiologists, among others.
Orthopaedics | Spine - Thoracolumbar (TL) and sacral surgery | TL and sacral fusion and fixation implant | TL pedicle screw - Shank, tulip | MEDTRONIC | 5.5 FAS 6.5X55 TI | 55410006555 | Standalone | DE0008698 | As per HSA registered indication(s) except for radiolucent implants which should be used as follows:  in patients with primary or metastatic spinal tumours who would benefit from post-operative high dose high precision beam therapy upon appropriate and stringent patient selection;  Patient selection should be done via standardised assessment such as the neurological-oncological-mechanical systemic (NOMS) framework; and  The assessment should be carried out by a multidisciplinary team (MDT), which may be inclusive of, but not limited to, radiation oncologists, spine surgeons and interventional radiologists, among others.
Orthopaedics | Spine - Thoracolumbar (TL) and sacral surgery | TL and sacral fusion and fixation implant | TL pedicle screw - Shank, tulip | MEDTRONIC | 5.5 FAS 7.5X35 TI | 55410007535 | Standalone | DE0008698 | As per HSA registered indication(s) except for radiolucent implants which should be used as follows:  in patients with primary or metastatic spinal tumours who would benefit from post-operative high dose high precision beam therapy upon appropriate and stringent patient selection;  Patient selection should be done via standardised assessment such as the neurological-oncological-mechanical systemic (NOMS) framework; and  The assessment should be carried out by a multidisciplinary team (MDT), which may be inclusive of, but not limited to, radiation oncologists, spine surgeons and interventional radiologists, among others.
Orthopaedics | Spine - Thoracolumbar (TL) and sacral surgery | TL and sacral fusion and fixation implant | TL pedicle screw - Shank, tulip | MEDTRONIC | 5.5 FAS 7.5X40 TI | 55410007540 | Standalone | DE0008698 | As per HSA registered indication(s) except for radiolucent implants which should be used as follows:  in patients with primary or metastatic spinal tumours who would benefit from post-operative high dose high precision beam therapy upon appropriate and stringent patient selection;  Patient selection should be done via standardised assessment such as the neurological-oncological-mechanical systemic (NOMS) framework; and  The assessment should be carried out by a multidisciplinary team (MDT), which may be inclusive of, but not limited to, radiation oncologists, spine surgeons and interventional radiologists, among others.
Orthopaedics | Spine - Thoracolumbar (TL) and sacral surgery | TL and sacral fusion and fixation implant | TL pedicle screw - Shank, tulip | MEDTRONIC | 5.5 FAS 7.5X45 TI | 55410007545 | Standalone | DE0008698 | As per HSA registered indication(s) except for radiolucent implants which should be used as follows:  in patients with primary or metastatic spinal tumours who would benefit from post-operative high dose high precision beam therapy upon appropriate and stringent patient selection;  Patient selection should be done via standardised assessment such as the neurological-oncological-mechanical systemic (NOMS) framework; and  The assessment should be carried out by a multidisciplinary team (MDT), which may be inclusive of, but not limited to, radiation oncologists, spine surgeons and interventional radiologists, among others.
Orthopaedics | Spine - Thoracolumbar (TL) and sacral surgery | TL and sacral fusion and fixation implant | TL pedicle screw - Shank, tulip | MEDTRONIC | 5.5 FAS 7.5X50 TI | 55410007550 | Standalone | DE0008698 | As per HSA registered indication(s) except for radiolucent implants which should be used as follows:  in patients with primary or metastatic spinal tumours who would benefit from post-operative high dose high precision beam therapy upon appropriate and stringent patient selection;  Patient selection should be done via standardised assessment such as the neurological-oncological-mechanical systemic (NOMS) framework; and  The assessment should be carried out by a multidisciplinary team (MDT), which may be inclusive of, but not limited to, radiation oncologists, spine surgeons and interventional radiologists, among others.
Orthopaedics | Spine - Thoracolumbar (TL) and sacral surgery | TL and sacral fusion and fixation implant | TL rod | K2M | 5.5 mm Straight Hex Rods, 500 mm Ti Alloy | 101-A55500 | Standalone | DE0016947 | As per HSA registered indication(s) except for radiolucent implants which should be used as follows:  in patients with primary or metastatic spinal tumours who would benefit from post-operative high dose high precision beam therapy upon appropriate and stringent patient selection;  Patient selection should be done via standardised assessment such as the neurological-oncological-mechanical systemic (NOMS) framework; and  The assessment should be carried out by a multidisciplinary team (MDT), which may be inclusive of, but not limited to, radiation oncologists, spine surgeons and interventional radiologists, among others.
Orthopaedics | Spine - Thoracolumbar (TL) and sacral surgery | TL and sacral fusion and fixation implant | TL rod | K2M | 5.5 mm Straight Hex Rods, 500 mm Ti Grade 3 | 107-A55500 | Standalone | DE0016947 | As per HSA registered indication(s) except for radiolucent implants which should be used as follows:  in patients with primary or metastatic spinal tumours who would benefit from post-operative high dose high precision beam therapy upon appropriate and stringent patient selection;  Patient selection should be done via standardised assessment such as the neurological-oncological-mechanical systemic (NOMS) framework; and  The assessment should be carried out by a multidisciplinary team (MDT), which may be inclusive of, but not limited to, radiation oncologists, spine surgeons and interventional radiologists, among others.
Orthopaedics | Spine - Thoracolumbar (TL) and sacral surgery | TL and sacral fusion and fixation implant | TL rod | K2M | 5.5 mm Straight Hex Rods, 500 mm Ti Grade 4 | 106-A55500 | Standalone | DE0016947 | As per HSA registered indication(s) except for radiolucent implants which should be used as follows:  in patients with primary or metastatic spinal tumours who would benefit from post-operative high dose high precision beam therapy upon appropriate and stringent patient selection;  Patient selection should be done via standardised assessment such as the neurological-oncological-mechanical systemic (NOMS) framework; and  The assessment should be carried out by a multidisciplinary team (MDT), which may be inclusive of, but not limited to, radiation oncologists, spine surgeons and interventional radiologists, among others.
Orthopaedics | Spine - Thoracolumbar (TL) and sacral surgery | TL and sacral fusion and fixation implant | TL pedicle screw - Shank, tulip | MEDTRONIC | 5.5/6.0 CnMAS, 4.5 DIA X 30 Screw | 55840014530 | Standalone | DE0008698 | As per HSA registered indication(s) except for radiolucent implants which should be used as follows:  in patients with primary or metastatic spinal tumours who would benefit from post-operative high dose high precision beam therapy upon appropriate and stringent patient selection;  Patient selection should be done via standardised assessment such as the neurological-oncological-mechanical systemic (NOMS) framework; and  The assessment should be carried out by a multidisciplinary team (MDT), which may be inclusive of, but not limited to, radiation oncologists, spine surgeons and interventional radiologists, among others.
Orthopaedics | Spine - Thoracolumbar (TL) and sacral surgery | TL and sacral fusion and fixation implant | TL pedicle screw - Shank, tulip | MEDTRONIC | 5.5/6.0 CnMAS, 4.5 DIA X 35 Screw | 55840014535 | Standalone | DE0008698 | As per HSA registered indication(s) except for radiolucent implants which should be used as follows:  in patients with primary or metastatic spinal tumours who would benefit from post-operative high dose high precision beam therapy upon appropriate and stringent patient selection;  Patient selection should be done via standardised assessment such as the neurological-oncological-mechanical systemic (NOMS) framework; and  The assessment should be carried out by a multidisciplinary team (MDT), which may be inclusive of, but not limited to, radiation oncologists, spine surgeons and interventional radiologists, among others.
Orthopaedics | Spine - Thoracolumbar (TL) and sacral surgery | TL and sacral fusion and fixation implant | TL pedicle screw - Shank, tulip | MEDTRONIC | 5.5/6.0 CnMAS, 4.5 DIA X 40 Screw | 55840014540 | Standalone | DE0008698 | As per HSA registered indication(s) except for radiolucent implants which should be used as follows:  in patients with primary or metastatic spinal tumours who would benefit from post-operative high dose high precision beam therapy upon appropriate and stringent patient selection;  Patient selection should be done via standardised assessment such as the neurological-oncological-mechanical systemic (NOMS) framework; and  The assessment should be carried out by a multidisciplinary team (MDT), which may be inclusive of, but not limited to, radiation oncologists, spine surgeons and interventional radiologists, among others.
Orthopaedics | Spine - Thoracolumbar (TL) and sacral surgery | TL and sacral fusion and fixation implant | TL pedicle screw - Shank, tulip | MEDTRONIC | 5.5/6.0 CnMAS, 5.5 DIA X 30 SCREW | 55840015530 | Standalone | DE0008698 | As per HSA registered indication(s) except for radiolucent implants which should be used as follows:  in patients with primary or metastatic spinal tumours who would benefit from post-operative high dose high precision beam therapy upon appropriate and stringent patient selection;  Patient selection should be done via standardised assessment such as the neurological-oncological-mechanical systemic (NOMS) framework; and  The assessment should be carried out by a multidisciplinary team (MDT), which may be inclusive of, but not limited to, radiation oncologists, spine surgeons and interventional radiologists, among others.
Orthopaedics | Spine - Thoracolumbar (TL) and sacral surgery | TL and sacral fusion and fixation implant | TL pedicle screw - Shank, tulip | MEDTRONIC | 5.5/6.0 CnMAS, 5.5 DIA X 35 SCREW | 55840015535 | Standalone | DE0008698 | As per HSA registered indication(s) except for radiolucent implants which should be used as follows:  in patients with primary or metastatic spinal tumours who would benefit from post-operative high dose high precision beam therapy upon appropriate and stringent patient selection;  Patient selection should be done via standardised assessment such as the neurological-oncological-mechanical systemic (NOMS) framework; and  The assessment should be carried out by a multidisciplinary team (MDT), which may be inclusive of, but not limited to, radiation oncologists, spine surgeons and interventional radiologists, among others.
Orthopaedics | Spine - Thoracolumbar (TL) and sacral surgery | TL and sacral fusion and fixation implant | TL pedicle screw - Shank, tulip | MEDTRONIC | 5.5/6.0 CnMAS, 5.5 DIA X 40 SCREW | 55840015540 | Standalone | DE0008698 | As per HSA registered indication(s) except for radiolucent implants which should be used as follows:  in patients with primary or metastatic spinal tumours who would benefit from post-operative high dose high precision beam therapy upon appropriate and stringent patient selection;  Patient selection should be done via standardised assessment such as the neurological-oncological-mechanical systemic (NOMS) framework; and  The assessment should be carried out by a multidisciplinary team (MDT), which may be inclusive of, but not limited to, radiation oncologists, spine surgeons and interventional radiologists, among others.
Orthopaedics | Spine - Thoracolumbar (TL) and sacral surgery | TL and sacral fusion and fixation implant | TL pedicle screw - Shank, tulip | MEDTRONIC | 5.5/6.0 CnMAS, 5.5 DIA X 45 SCREW | 55840015545 | Standalone | DE0008698 | As per HSA registered indication(s) except for radiolucent implants which should be used as follows:  in patients with primary or metastatic spinal tumours who would benefit from post-operative high dose high precision beam therapy upon appropriate and stringent patient selection;  Patient selection should be done via standardised assessment such as the neurological-oncological-mechanical systemic (NOMS) framework; and  The assessment should be carried out by a multidisciplinary team (MDT), which may be inclusive of, but not limited to, radiation oncologists, spine surgeons and interventional radiologists, among others.
Orthopaedics | Spine - Thoracolumbar (TL) and sacral surgery | TL and sacral fusion and fixation implant | TL pedicle screw - Shank, tulip | MEDTRONIC | 5.5/6.0 CnMAS, 5.5 DIA X 50 SCREW | 55840015550 | Standalone | DE0008698 | As per HSA registered indication(s) except for radiolucent implants which should be used as follows:  in patients with primary or metastatic spinal tumours who would benefit from post-operative high dose high precision beam therapy upon appropriate and stringent patient selection;  Patient selection should be done via standardised assessment such as the neurological-oncological-mechanical systemic (NOMS) framework; and  The assessment should be carried out by a multidisciplinary team (MDT), which may be inclusive of, but not limited to, radiation oncologists, spine surgeons and interventional radiologists, among others.
Orthopaedics | Spine - Thoracolumbar (TL) and sacral surgery | TL and sacral fusion and fixation implant | TL pedicle screw - Shank, tulip | MEDTRONIC | 5.5/6.0 CnMAS, 6.5 DIA X 35 SCREW | 55840016535 | Standalone | DE0008698 | As per HSA registered indication(s) except for radiolucent implants which should be used as follows:  in patients with primary or metastatic spinal tumours who would benefit from post-operative high dose high precision beam therapy upon appropriate and stringent patient selection;  Patient selection should be done via standardised assessment such as the neurological-oncological-mechanical systemic (NOMS) framework; and  The assessment should be carried out by a multidisciplinary team (MDT), which may be inclusive of, but not limited to, radiation oncologists, spine surgeons and interventional radiologists, among others.
Orthopaedics | Spine - Thoracolumbar (TL) and sacral surgery | TL and sacral fusion and fixation implant | TL pedicle screw - Shank, tulip | MEDTRONIC | 5.5/6.0 CnMAS, 6.5 DIA X 40 SCREW | 55840016540 | Standalone | DE0008698 | As per HSA registered indication(s) except for radiolucent implants which should be used as follows:  in patients with primary or metastatic spinal tumours who would benefit from post-operative high dose high precision beam therapy upon appropriate and stringent patient selection;  Patient selection should be done via standardised assessment such as the neurological-oncological-mechanical systemic (NOMS) framework; and  The assessment should be carried out by a multidisciplinary team (MDT), which may be inclusive of, but not limited to, radiation oncologists, spine surgeons and interventional radiologists, among others.
Orthopaedics | Spine - Thoracolumbar (TL) and sacral surgery | TL and sacral fusion and fixation implant | TL pedicle screw - Shank, tulip | MEDTRONIC | 5.5/6.0 CnMAS, 6.5 DIA X 45 SCREW | 55840016545 | Standalone | DE0008698 | As per HSA registered indication(s) except for radiolucent implants which should be used as follows:  in patients with primary or metastatic spinal tumours who would benefit from post-operative high dose high precision beam therapy upon appropriate and stringent patient selection;  Patient selection should be done via standardised assessment such as the neurological-oncological-mechanical systemic (NOMS) framework; and  The assessment should be carried out by a multidisciplinary team (MDT), which may be inclusive of, but not limited to, radiation oncologists, spine surgeons and interventional radiologists, among others.
Orthopaedics | Spine - Thoracolumbar (TL) and sacral surgery | TL and sacral fusion and fixation implant | TL pedicle screw - Shank, tulip | MEDTRONIC | 5.5/6.0 CnMAS, 6.5 DIA X 50 SCREW | 55840016550 | Standalone | DE0008698 | As per HSA registered indication(s) except for radiolucent implants which should be used as follows:  in patients with primary or metastatic spinal tumours who would benefit from post-operative high dose high precision beam therapy upon appropriate and stringent patient selection;  Patient selection should be done via standardised assessment such as the neurological-oncological-mechanical systemic (NOMS) framework; and  The assessment should be carried out by a multidisciplinary team (MDT), which may be inclusive of, but not limited to, radiation oncologists, spine surgeons and interventional radiologists, among others.
Orthopaedics | Spine - Thoracolumbar (TL) and sacral surgery | TL and sacral fusion and fixation implant | TL pedicle screw - Shank, tulip | MEDTRONIC | 5.5/6.0 CnMAS, 6.5 DIA X 55 SCREW | 55840016555 | Standalone | DE0008698 | As per HSA registered indication(s) except for radiolucent implants which should be used as follows:  in patients with primary or metastatic spinal tumours who would benefit from post-operative high dose high precision beam therapy upon appropriate and stringent patient selection;  Patient selection should be done via standardised assessment such as the neurological-oncological-mechanical systemic (NOMS) framework; and  The assessment should be carried out by a multidisciplinary team (MDT), which may be inclusive of, but not limited to, radiation oncologists, spine surgeons and interventional radiologists, among others.
Orthopaedics | Spine - Thoracolumbar (TL) and sacral surgery | TL and sacral fusion and fixation implant | TL pedicle screw - Shank, tulip | MEDTRONIC | 5.5/6.0 CnMAS, 7.5 DIA X 35 Screw | 55840017535 | Standalone | DE0008698 | As per HSA registered indication(s) except for radiolucent implants which should be used as follows:  in patients with primary or metastatic spinal tumours who would benefit from post-operative high dose high precision beam therapy upon appropriate and stringent patient selection;  Patient selection should be done via standardised assessment such as the neurological-oncological-mechanical systemic (NOMS) framework; and  The assessment should be carried out by a multidisciplinary team (MDT), which may be inclusive of, but not limited to, radiation oncologists, spine surgeons and interventional radiologists, among others.
Orthopaedics | Spine - Thoracolumbar (TL) and sacral surgery | TL and sacral fusion and fixation implant | TL pedicle screw - Shank, tulip | MEDTRONIC | 5.5/6.0 CnMAS, 7.5 DIA X 40 Screw | 55840017540 | Standalone | DE0008698 | As per HSA registered indication(s) except for radiolucent implants which should be used as follows:  in patients with primary or metastatic spinal tumours who would benefit from post-operative high dose high precision beam therapy upon appropriate and stringent patient selection;  Patient selection should be done via standardised assessment such as the neurological-oncological-mechanical systemic (NOMS) framework; and  The assessment should be carried out by a multidisciplinary team (MDT), which may be inclusive of, but not limited to, radiation oncologists, spine surgeons and interventional radiologists, among others.
Orthopaedics | Spine - Thoracolumbar (TL) and sacral surgery | TL and sacral fusion and fixation implant | TL pedicle screw - Shank, tulip | MEDTRONIC | 5.5/6.0 CnMAS, 7.5 DIA X 45 Screw | 55840017545 | Standalone | DE0008698 | As per HSA registered indication(s) except for radiolucent implants which should be used as follows:  in patients with primary or metastatic spinal tumours who would benefit from post-operative high dose high precision beam therapy upon appropriate and stringent patient selection;  Patient selection should be done via standardised assessment such as the neurological-oncological-mechanical systemic (NOMS) framework; and  The assessment should be carried out by a multidisciplinary team (MDT), which may be inclusive of, but not limited to, radiation oncologists, spine surgeons and interventional radiologists, among others.
Orthopaedics | Spine - Thoracolumbar (TL) and sacral surgery | TL and sacral fusion and fixation implant | TL pedicle screw - Shank, tulip | MEDTRONIC | 5.5/6.0 CnMAS, 7.5 DIA X 50 Screw | 55840017550 | Standalone | DE0008698 | As per HSA registered indication(s) except for radiolucent implants which should be used as follows:  in patients with primary or metastatic spinal tumours who would benefit from post-operative high dose high precision beam therapy upon appropriate and stringent patient selection;  Patient selection should be done via standardised assessment such as the neurological-oncological-mechanical systemic (NOMS) framework; and  The assessment should be carried out by a multidisciplinary team (MDT), which may be inclusive of, but not limited to, radiation oncologists, spine surgeons and interventional radiologists, among others.
Orthopaedics | Spine - Thoracolumbar (TL) and sacral surgery | TL and sacral fusion and fixation implant | TL pedicle screw - Shank, tulip | MEDTRONIC | 5.5/6.0 CnMAS, 7.5 DIA X 55 Screw | 55840017555 | Standalone | DE0008698 | As per HSA registered indication(s) except for radiolucent implants which should be used as follows:  in patients with primary or metastatic spinal tumours who would benefit from post-operative high dose high precision beam therapy upon appropriate and stringent patient selection;  Patient selection should be done via standardised assessment such as the neurological-oncological-mechanical systemic (NOMS) framework; and  The assessment should be carried out by a multidisciplinary team (MDT), which may be inclusive of, but not limited to, radiation oncologists, spine surgeons and interventional radiologists, among others.
Orthopaedics | Spine - Thoracolumbar (TL) and sacral surgery | TL and sacral fusion and fixation implant | TL rod connector system excluding locking screw | MEDTRONIC | 5.5/6.0 MLT CROSSLINK PLATE 26-28MM | 5542326 | Standalone | DE0501165 | As per HSA registered indication(s)
Orthopaedics | Spine - Thoracolumbar (TL) and sacral surgery | TL and sacral fusion and fixation implant | TL rod connector system excluding locking screw | MEDTRONIC | 5.5/6.0 MLT CROSSLINK PLATE 28-32MM | 5542328 | Standalone | DE0501165 | As per HSA registered indication(s)
Orthopaedics | Spine - Thoracolumbar (TL) and sacral surgery | TL and sacral fusion and fixation implant | TL rod connector system excluding locking screw | MEDTRONIC | 5.5/6.0 MLT CROSSLINK PLATE 31-33MM | 5542331 | Standalone | DE0501165 | As per HSA registered indication(s)
Orthopaedics | Spine - Thoracolumbar (TL) and sacral surgery | TL and sacral fusion and fixation implant | TL rod connector system excluding locking screw | MEDTRONIC | 5.5/6.0 MLT CROSSLINK PLATE 33-36MM | 5542333 | Standalone | DE0501165 | As per HSA registered indication(s)
Orthopaedics | Spine - Thoracolumbar (TL) and sacral surgery | TL and sacral fusion and fixation implant | TL rod connector system excluding locking screw | MEDTRONIC | 5.5/6.0 MLT CROSSLINK PLATE 35-41MM | 5542335 | Standalone | DE0501165 | As per HSA registered indication(s)
Orthopaedics | Spine - Thoracolumbar (TL) and sacral surgery | TL and sacral fusion and fixation implant | TL rod connector system excluding locking screw | MEDTRONIC | 5.5/6.0 MLT CROSSLINK PLATE 40-51MM | 5542340 | Standalone | DE0501165 | As per HSA registered indication(s)
Orthopaedics | Spine - Thoracolumbar (TL) and sacral surgery | TL and sacral fusion and fixation implant | TL rod connector system excluding locking screw | MEDTRONIC | 5.5/6.0 MLT CROSSLINK PLATE 50-70MM | 5542350 | Standalone | DE0501165 | As per HSA registered indication(s)
Orthopaedics | Spine - Thoracolumbar (TL) and sacral surgery | TL and sacral fusion and fixation implant | TL rod connector system excluding locking screw | MEDTRONIC | 5.5/6.0 MLT CROSSLINK PLATE 60-90MM | 5542360 | Standalone | DE0501165 | As per HSA registered indication(s)
Orthopaedics | Spine - Thoracolumbar (TL) and sacral surgery | TL and sacral fusion and fixation implant | TL hook set, clamp, staple, staple locking screw | MEDTRONIC | 5.5/6.0 Ramped Hook, Wide Blade - Medium | 5541133 | Standalone | DE0008698 | As per HSA registered indication(s)
Orthopaedics | Spine - Thoracolumbar (TL) and sacral surgery | TL and sacral fusion and fixation implant | TL pedicle screw - Shank, tulip | Medtronic | 5.5/6.0 SOLERA VOYAGER CNMAS 10.5X80 | 55850011580 | Standalone | DE0506989 | As per HSA registered indication(s) except for radiolucent implants which should be used as follows:  in patients with primary or metastatic spinal tumours who would benefit from post-operative high dose high precision beam therapy upon appropriate and stringent patient selection;  Patient selection should be done via standardised assessment such as the neurological-oncological-mechanical systemic (NOMS) framework; and  The assessment should be carried out by a multidisciplinary team (MDT), which may be inclusive of, but not limited to, radiation oncologists, spine surgeons and interventional radiologists, among others.
Orthopaedics | Spine - Thoracolumbar (TL) and sacral surgery | TL and sacral fusion and fixation implant | TL pedicle screw - Shank, tulip | Medtronic | 5.5/6.0 SOLERA VOYAGER CNMAS 10.5X85 | 55850011585 | Standalone | DE0506989 | As per HSA registered indication(s) except for radiolucent implants which should be used as follows:  in patients with primary or metastatic spinal tumours who would benefit from post-operative high dose high precision beam therapy upon appropriate and stringent patient selection;  Patient selection should be done via standardised assessment such as the neurological-oncological-mechanical systemic (NOMS) framework; and  The assessment should be carried out by a multidisciplinary team (MDT), which may be inclusive of, but not limited to, radiation oncologists, spine surgeons and interventional radiologists, among others.
Orthopaedics | Spine - Thoracolumbar (TL) and sacral surgery | TL and sacral fusion and fixation implant | TL pedicle screw - Shank, tulip | Medtronic | 5.5/6.0 SOLERA VOYAGER CNMAS 10.5X90 | 55850011590 | Standalone | DE0506989 | As per HSA registered indication(s) except for radiolucent implants which should be used as follows:  in patients with primary or metastatic spinal tumours who would benefit from post-operative high dose high precision beam therapy upon appropriate and stringent patient selection;  Patient selection should be done via standardised assessment such as the neurological-oncological-mechanical systemic (NOMS) framework; and  The assessment should be carried out by a multidisciplinary team (MDT), which may be inclusive of, but not limited to, radiation oncologists, spine surgeons and interventional radiologists, among others.
Orthopaedics | Spine - Thoracolumbar (TL) and sacral surgery | TL and sacral fusion and fixation implant | TL pedicle screw - Shank, tulip | Medtronic | 5.5/6.0 SOLERA VOYAGER CNMAS 10.5X95 | 55850011595 | Standalone | DE0506989 | As per HSA registered indication(s) except for radiolucent implants which should be used as follows:  in patients with primary or metastatic spinal tumours who would benefit from post-operative high dose high precision beam therapy upon appropriate and stringent patient selection;  Patient selection should be done via standardised assessment such as the neurological-oncological-mechanical systemic (NOMS) framework; and  The assessment should be carried out by a multidisciplinary team (MDT), which may be inclusive of, but not limited to, radiation oncologists, spine surgeons and interventional radiologists, among others.
Orthopaedics | Spine - Thoracolumbar (TL) and sacral surgery | TL and sacral fusion and fixation implant | TL pedicle screw - Shank, tulip | Medtronic | 5.5/6.0 SOLERA VOYAGER CNMAS 4.5X30 | 55850014530 | Standalone | DE0506989 | As per HSA registered indication(s) except for radiolucent implants which should be used as follows:  in patients with primary or metastatic spinal tumours who would benefit from post-operative high dose high precision beam therapy upon appropriate and stringent patient selection;  Patient selection should be done via standardised assessment such as the neurological-oncological-mechanical systemic (NOMS) framework; and  The assessment should be carried out by a multidisciplinary team (MDT), which may be inclusive of, but not limited to, radiation oncologists, spine surgeons and interventional radiologists, among others.
Orthopaedics | Spine - Thoracolumbar (TL) and sacral surgery | TL and sacral fusion and fixation implant | TL pedicle screw - Shank, tulip | Medtronic | 5.5/6.0 SOLERA VOYAGER CNMAS 4.5X35 | 55850014535 | Standalone | DE0506989 | As per HSA registered indication(s) except for radiolucent implants which should be used as follows:  in patients with primary or metastatic spinal tumours who would benefit from post-operative high dose high precision beam therapy upon appropriate and stringent patient selection;  Patient selection should be done via standardised assessment such as the neurological-oncological-mechanical systemic (NOMS) framework; and  The assessment should be carried out by a multidisciplinary team (MDT), which may be inclusive of, but not limited to, radiation oncologists, spine surgeons and interventional radiologists, among others.
Orthopaedics | Spine - Thoracolumbar (TL) and sacral surgery | TL and sacral fusion and fixation implant | TL pedicle screw - Shank, tulip | Medtronic | 5.5/6.0 SOLERA VOYAGER CNMAS 4.5X40 | 55850014540 | Standalone | DE0506989 | As per HSA registered indication(s) except for radiolucent implants which should be used as follows:  in patients with primary or metastatic spinal tumours who would benefit from post-operative high dose high precision beam therapy upon appropriate and stringent patient selection;  Patient selection should be done via standardised assessment such as the neurological-oncological-mechanical systemic (NOMS) framework; and  The assessment should be carried out by a multidisciplinary team (MDT), which may be inclusive of, but not limited to, radiation oncologists, spine surgeons and interventional radiologists, among others.
Orthopaedics | Spine - Thoracolumbar (TL) and sacral surgery | TL and sacral fusion and fixation implant | TL pedicle screw - Shank, tulip | Medtronic | 5.5/6.0 SOLERA VOYAGER CNMAS 4.5X45 | 55850014545 | Standalone | DE0506989 | As per HSA registered indication(s) except for radiolucent implants which should be used as follows:  in patients with primary or metastatic spinal tumours who would benefit from post-operative high dose high precision beam therapy upon appropriate and stringent patient selection;  Patient selection should be done via standardised assessment such as the neurological-oncological-mechanical systemic (NOMS) framework; and  The assessment should be carried out by a multidisciplinary team (MDT), which may be inclusive of, but not limited to, radiation oncologists, spine surgeons and interventional radiologists, among others.
Orthopaedics | Spine - Thoracolumbar (TL) and sacral surgery | TL and sacral fusion and fixation implant | TL pedicle screw - Shank, tulip | Medtronic | 5.5/6.0 SOLERA VOYAGER CNMAS 4.5X50 | 55850014550 | Standalone | DE0506989 | As per HSA registered indication(s) except for radiolucent implants which should be used as follows:  in patients with primary or metastatic spinal tumours who would benefit from post-operative high dose high precision beam therapy upon appropriate and stringent patient selection;  Patient selection should be done via standardised assessment such as the neurological-oncological-mechanical systemic (NOMS) framework; and  The assessment should be carried out by a multidisciplinary team (MDT), which may be inclusive of, but not limited to, radiation oncologists, spine surgeons and interventional radiologists, among others.
Orthopaedics | Spine - Thoracolumbar (TL) and sacral surgery | TL and sacral fusion and fixation implant | TL pedicle screw - Shank, tulip | Medtronic | 5.5/6.0 SOLERA VOYAGER CNMAS 6.5X30 | 55850016530 | Standalone | DE0506989 | As per HSA registered indication(s) except for radiolucent implants which should be used as follows:  in patients with primary or metastatic spinal tumours who would benefit from post-operative high dose high precision beam therapy upon appropriate and stringent patient selection;  Patient selection should be done via standardised assessment such as the neurological-oncological-mechanical systemic (NOMS) framework; and  The assessment should be carried out by a multidisciplinary team (MDT), which may be inclusive of, but not limited to, radiation oncologists, spine surgeons and interventional radiologists, among others.
Orthopaedics | Spine - Thoracolumbar (TL) and sacral surgery | TL and sacral fusion and fixation implant | TL pedicle screw - Shank, tulip | Medtronic | 5.5/6.0 SOLERA VOYAGER CNMAS 6.5X35 | 55850016535 | Standalone | DE0506989 | As per HSA registered indication(s) except for radiolucent implants which should be used as follows:  in patients with primary or metastatic spinal tumours who would benefit from post-operative high dose high precision beam therapy upon appropriate and stringent patient selection;  Patient selection should be done via standardised assessment such as the neurological-oncological-mechanical systemic (NOMS) framework; and  The assessment should be carried out by a multidisciplinary team (MDT), which may be inclusive of, but not limited to, radiation oncologists, spine surgeons and interventional radiologists, among others.
Orthopaedics | Spine - Thoracolumbar (TL) and sacral surgery | TL and sacral fusion and fixation implant | TL pedicle screw - Shank, tulip | Medtronic | 5.5/6.0 SOLERA VOYAGER CNMAS 6.5X40 | 55850016540 | Standalone | DE0506989 | As per HSA registered indication(s) except for radiolucent implants which should be used as follows:  in patients with primary or metastatic spinal tumours who would benefit from post-operative high dose high precision beam therapy upon appropriate and stringent patient selection;  Patient selection should be done via standardised assessment such as the neurological-oncological-mechanical systemic (NOMS) framework; and  The assessment should be carried out by a multidisciplinary team (MDT), which may be inclusive of, but not limited to, radiation oncologists, spine surgeons and interventional radiologists, among others.
Orthopaedics | Spine - Thoracolumbar (TL) and sacral surgery | TL and sacral fusion and fixation implant | TL pedicle screw - Shank, tulip | Medtronic | 5.5/6.0 SOLERA VOYAGER CNMAS 6.5X45 | 55850016545 | Standalone | DE0506989 | As per HSA registered indication(s) except for radiolucent implants which should be used as follows:  in patients with primary or metastatic spinal tumours who would benefit from post-operative high dose high precision beam therapy upon appropriate and stringent patient selection;  Patient selection should be done via standardised assessment such as the neurological-oncological-mechanical systemic (NOMS) framework; and  The assessment should be carried out by a multidisciplinary team (MDT), which may be inclusive of, but not limited to, radiation oncologists, spine surgeons and interventional radiologists, among others.
Orthopaedics | Spine - Thoracolumbar (TL) and sacral surgery | TL and sacral fusion and fixation implant | TL pedicle screw - Shank, tulip | Medtronic | 5.5/6.0 SOLERA VOYAGER CNMAS 6.5X50 | 55850016550 | Standalone | DE0506989 | As per HSA registered indication(s) except for radiolucent implants which should be used as follows:  in patients with primary or metastatic spinal tumours who would benefit from post-operative high dose high precision beam therapy upon appropriate and stringent patient selection;  Patient selection should be done via standardised assessment such as the neurological-oncological-mechanical systemic (NOMS) framework; and  The assessment should be carried out by a multidisciplinary team (MDT), which may be inclusive of, but not limited to, radiation oncologists, spine surgeons and interventional radiologists, among others.
Orthopaedics | Spine - Thoracolumbar (TL) and sacral surgery | TL and sacral fusion and fixation implant | TL pedicle screw - Shank, tulip | Medtronic | 5.5/6.0 SOLERA VOYAGER CNMAS 6.5X55 | 55850016555 | Standalone | DE0506989 | As per HSA registered indication(s) except for radiolucent implants which should be used as follows:  in patients with primary or metastatic spinal tumours who would benefit from post-operative high dose high precision beam therapy upon appropriate and stringent patient selection;  Patient selection should be done via standardised assessment such as the neurological-oncological-mechanical systemic (NOMS) framework; and  The assessment should be carried out by a multidisciplinary team (MDT), which may be inclusive of, but not limited to, radiation oncologists, spine surgeons and interventional radiologists, among others.
Orthopaedics | Spine - Thoracolumbar (TL) and sacral surgery | TL and sacral fusion and fixation implant | TL pedicle screw - Shank, tulip | Medtronic | 5.5/6.0 SOLERA VOYAGER CNMAS 6.5X60 | 55850016560 | Standalone | DE0506989 | As per HSA registered indication(s) except for radiolucent implants which should be used as follows:  in patients with primary or metastatic spinal tumours who would benefit from post-operative high dose high precision beam therapy upon appropriate and stringent patient selection;  Patient selection should be done via standardised assessment such as the neurological-oncological-mechanical systemic (NOMS) framework; and  The assessment should be carried out by a multidisciplinary team (MDT), which may be inclusive of, but not limited to, radiation oncologists, spine surgeons and interventional radiologists, among others.
Orthopaedics | Spine - Thoracolumbar (TL) and sacral surgery | TL and sacral fusion and fixation implant | TL pedicle screw - Shank, tulip | Medtronic | 5.5/6.0 SOLERA VOYAGER CNMAS 6.5X65 | 55850016565 | Standalone | DE0506989 | As per HSA registered indication(s) except for radiolucent implants which should be used as follows:  in patients with primary or metastatic spinal tumours who would benefit from post-operative high dose high precision beam therapy upon appropriate and stringent patient selection;  Patient selection should be done via standardised assessment such as the neurological-oncological-mechanical systemic (NOMS) framework; and  The assessment should be carried out by a multidisciplinary team (MDT), which may be inclusive of, but not limited to, radiation oncologists, spine surgeons and interventional radiologists, among others.
Orthopaedics | Spine - Thoracolumbar (TL) and sacral surgery | TL and sacral fusion and fixation implant | TL pedicle screw - Shank, tulip | Medtronic | 5.5/6.0 SOLERA VOYAGER CNMAS 7.5X100 | 55850017500 | Standalone | DE0506989 | As per HSA registered indication(s) except for radiolucent implants which should be used as follows:  in patients with primary or metastatic spinal tumours who would benefit from post-operative high dose high precision beam therapy upon appropriate and stringent patient selection;  Patient selection should be done via standardised assessment such as the neurological-oncological-mechanical systemic (NOMS) framework; and  The assessment should be carried out by a multidisciplinary team (MDT), which may be inclusive of, but not limited to, radiation oncologists, spine surgeons and interventional radiologists, among others.
Orthopaedics | Spine - Thoracolumbar (TL) and sacral surgery | TL and sacral fusion and fixation implant | TL pedicle screw - Shank, tulip | Medtronic | 5.5/6.0 SOLERA VOYAGER CNMAS 7.5X110 | 55850017511 | Standalone | DE0506989 | As per HSA registered indication(s) except for radiolucent implants which should be used as follows:  in patients with primary or metastatic spinal tumours who would benefit from post-operative high dose high precision beam therapy upon appropriate and stringent patient selection;  Patient selection should be done via standardised assessment such as the neurological-oncological-mechanical systemic (NOMS) framework; and  The assessment should be carried out by a multidisciplinary team (MDT), which may be inclusive of, but not limited to, radiation oncologists, spine surgeons and interventional radiologists, among others.
Orthopaedics | Spine - Thoracolumbar (TL) and sacral surgery | TL and sacral fusion and fixation implant | TL pedicle screw - Shank, tulip | Medtronic | 5.5/6.0 SOLERA VOYAGER CNMAS 7.5X30 | 55850017530 | Standalone | DE0506989 | As per HSA registered indication(s) except for radiolucent implants which should be used as follows:  in patients with primary or metastatic spinal tumours who would benefit from post-operative high dose high precision beam therapy upon appropriate and stringent patient selection;  Patient selection should be done via standardised assessment such as the neurological-oncological-mechanical systemic (NOMS) framework; and  The assessment should be carried out by a multidisciplinary team (MDT), which may be inclusive of, but not limited to, radiation oncologists, spine surgeons and interventional radiologists, among others.
Orthopaedics | Spine - Thoracolumbar (TL) and sacral surgery | TL and sacral fusion and fixation implant | TL pedicle screw - Shank, tulip | Medtronic | 5.5/6.0 SOLERA VOYAGER CNMAS 7.5X35 | 55850017535 | Standalone | DE0506989 | As per HSA registered indication(s) except for radiolucent implants which should be used as follows:  in patients with primary or metastatic spinal tumours who would benefit from post-operative high dose high precision beam therapy upon appropriate and stringent patient selection;  Patient selection should be done via standardised assessment such as the neurological-oncological-mechanical systemic (NOMS) framework; and  The assessment should be carried out by a multidisciplinary team (MDT), which may be inclusive of, but not limited to, radiation oncologists, spine surgeons and interventional radiologists, among others.
Orthopaedics | Spine - Thoracolumbar (TL) and sacral surgery | TL and sacral fusion and fixation implant | TL pedicle screw - Shank, tulip | Medtronic | 5.5/6.0 SOLERA VOYAGER CNMAS 7.5X40 | 55850017540 | Standalone | DE0506989 | As per HSA registered indication(s) except for radiolucent implants which should be used as follows:  in patients with primary or metastatic spinal tumours who would benefit from post-operative high dose high precision beam therapy upon appropriate and stringent patient selection;  Patient selection should be done via standardised assessment such as the neurological-oncological-mechanical systemic (NOMS) framework; and  The assessment should be carried out by a multidisciplinary team (MDT), which may be inclusive of, but not limited to, radiation oncologists, spine surgeons and interventional radiologists, among others.
Orthopaedics | Spine - Thoracolumbar (TL) and sacral surgery | TL and sacral fusion and fixation implant | TL pedicle screw - Shank, tulip | Medtronic | 5.5/6.0 SOLERA VOYAGER CNMAS 7.5X45 | 55850017545 | Standalone | DE0506989 | As per HSA registered indication(s) except for radiolucent implants which should be used as follows:  in patients with primary or metastatic spinal tumours who would benefit from post-operative high dose high precision beam therapy upon appropriate and stringent patient selection;  Patient selection should be done via standardised assessment such as the neurological-oncological-mechanical systemic (NOMS) framework; and  The assessment should be carried out by a multidisciplinary team (MDT), which may be inclusive of, but not limited to, radiation oncologists, spine surgeons and interventional radiologists, among others.
Orthopaedics | Spine - Thoracolumbar (TL) and sacral surgery | TL and sacral fusion and fixation implant | TL pedicle screw - Shank, tulip | Medtronic | 5.5/6.0 SOLERA VOYAGER CNMAS 7.5X50 | 55850017550 | Standalone | DE0506989 | As per HSA registered indication(s) except for radiolucent implants which should be used as follows:  in patients with primary or metastatic spinal tumours who would benefit from post-operative high dose high precision beam therapy upon appropriate and stringent patient selection;  Patient selection should be done via standardised assessment such as the neurological-oncological-mechanical systemic (NOMS) framework; and  The assessment should be carried out by a multidisciplinary team (MDT), which may be inclusive of, but not limited to, radiation oncologists, spine surgeons and interventional radiologists, among others.
Orthopaedics | Spine - Thoracolumbar (TL) and sacral surgery | TL and sacral fusion and fixation implant | TL pedicle screw - Shank, tulip | Medtronic | 5.5/6.0 SOLERA VOYAGER CNMAS 7.5X55 | 55850017555 | Standalone | DE0506989 | As per HSA registered indication(s) except for radiolucent implants which should be used as follows:  in patients with primary or metastatic spinal tumours who would benefit from post-operative high dose high precision beam therapy upon appropriate and stringent patient selection;  Patient selection should be done via standardised assessment such as the neurological-oncological-mechanical systemic (NOMS) framework; and  The assessment should be carried out by a multidisciplinary team (MDT), which may be inclusive of, but not limited to, radiation oncologists, spine surgeons and interventional radiologists, among others.
Orthopaedics | Spine - Thoracolumbar (TL) and sacral surgery | TL and sacral fusion and fixation implant | TL pedicle screw - Shank, tulip | Medtronic | 5.5/6.0 SOLERA VOYAGER CNMAS 7.5X60 | 55850017560 | Standalone | DE0506989 | As per HSA registered indication(s) except for radiolucent implants which should be used as follows:  in patients with primary or metastatic spinal tumours who would benefit from post-operative high dose high precision beam therapy upon appropriate and stringent patient selection;  Patient selection should be done via standardised assessment such as the neurological-oncological-mechanical systemic (NOMS) framework; and  The assessment should be carried out by a multidisciplinary team (MDT), which may be inclusive of, but not limited to, radiation oncologists, spine surgeons and interventional radiologists, among others.
Orthopaedics | Spine - Thoracolumbar (TL) and sacral surgery | TL and sacral fusion and fixation implant | TL pedicle screw - Shank, tulip | Medtronic | 5.5/6.0 SOLERA VOYAGER CNMAS 7.5X65 | 55850017565 | Standalone | DE0506989 | As per HSA registered indication(s) except for radiolucent implants which should be used as follows:  in patients with primary or metastatic spinal tumours who would benefit from post-operative high dose high precision beam therapy upon appropriate and stringent patient selection;  Patient selection should be done via standardised assessment such as the neurological-oncological-mechanical systemic (NOMS) framework; and  The assessment should be carried out by a multidisciplinary team (MDT), which may be inclusive of, but not limited to, radiation oncologists, spine surgeons and interventional radiologists, among others.
Orthopaedics | Spine - Thoracolumbar (TL) and sacral surgery | TL and sacral fusion and fixation implant | TL pedicle screw - Shank, tulip | Medtronic | 5.5/6.0 SOLERA VOYAGER CNMAS 7.5X70 | 55850017570 | Standalone | DE0506989 | As per HSA registered indication(s) except for radiolucent implants which should be used as follows:  in patients with primary or metastatic spinal tumours who would benefit from post-operative high dose high precision beam therapy upon appropriate and stringent patient selection;  Patient selection should be done via standardised assessment such as the neurological-oncological-mechanical systemic (NOMS) framework; and  The assessment should be carried out by a multidisciplinary team (MDT), which may be inclusive of, but not limited to, radiation oncologists, spine surgeons and interventional radiologists, among others.
Orthopaedics | Spine - Thoracolumbar (TL) and sacral surgery | TL and sacral fusion and fixation implant | TL pedicle screw - Shank, tulip | Medtronic | 5.5/6.0 SOLERA VOYAGER CNMAS 7.5X75 | 55850017575 | Standalone | DE0506989 | As per HSA registered indication(s) except for radiolucent implants which should be used as follows:  in patients with primary or metastatic spinal tumours who would benefit from post-operative high dose high precision beam therapy upon appropriate and stringent patient selection;  Patient selection should be done via standardised assessment such as the neurological-oncological-mechanical systemic (NOMS) framework; and  The assessment should be carried out by a multidisciplinary team (MDT), which may be inclusive of, but not limited to, radiation oncologists, spine surgeons and interventional radiologists, among others.
Orthopaedics | Spine - Thoracolumbar (TL) and sacral surgery | TL and sacral fusion and fixation implant | TL pedicle screw - Shank, tulip | Medtronic | 5.5/6.0 SOLERA VOYAGER CNMAS 7.5X80 | 55850017580 | Standalone | DE0506989 | As per HSA registered indication(s) except for radiolucent implants which should be used as follows:  in patients with primary or metastatic spinal tumours who would benefit from post-operative high dose high precision beam therapy upon appropriate and stringent patient selection;  Patient selection should be done via standardised assessment such as the neurological-oncological-mechanical systemic (NOMS) framework; and  The assessment should be carried out by a multidisciplinary team (MDT), which may be inclusive of, but not limited to, radiation oncologists, spine surgeons and interventional radiologists, among others.
Orthopaedics | Spine - Thoracolumbar (TL) and sacral surgery | TL and sacral fusion and fixation implant | TL pedicle screw - Shank, tulip | Medtronic | 5.5/6.0 SOLERA VOYAGER CNMAS 7.5X85 | 55850017585 | Standalone | DE0506989 | As per HSA registered indication(s) except for radiolucent implants which should be used as follows:  in patients with primary or metastatic spinal tumours who would benefit from post-operative high dose high precision beam therapy upon appropriate and stringent patient selection;  Patient selection should be done via standardised assessment such as the neurological-oncological-mechanical systemic (NOMS) framework; and  The assessment should be carried out by a multidisciplinary team (MDT), which may be inclusive of, but not limited to, radiation oncologists, spine surgeons and interventional radiologists, among others.
Orthopaedics | Spine - Thoracolumbar (TL) and sacral surgery | TL and sacral fusion and fixation implant | TL pedicle screw - Shank, tulip | Medtronic | 5.5/6.0 SOLERA VOYAGER CNMAS 7.5X90 | 55850017590 | Standalone | DE0506989 | As per HSA registered indication(s) except for radiolucent implants which should be used as follows:  in patients with primary or metastatic spinal tumours who would benefit from post-operative high dose high precision beam therapy upon appropriate and stringent patient selection;  Patient selection should be done via standardised assessment such as the neurological-oncological-mechanical systemic (NOMS) framework; and  The assessment should be carried out by a multidisciplinary team (MDT), which may be inclusive of, but not limited to, radiation oncologists, spine surgeons and interventional radiologists, among others.
Orthopaedics | Spine - Thoracolumbar (TL) and sacral surgery | TL and sacral fusion and fixation implant | TL pedicle screw - Shank, tulip | Medtronic | 5.5/6.0 SOLERA VOYAGER CNMAS 7.5X95 | 55850017595 | Standalone | DE0506989 | As per HSA registered indication(s) except for radiolucent implants which should be used as follows:  in patients with primary or metastatic spinal tumours who would benefit from post-operative high dose high precision beam therapy upon appropriate and stringent patient selection;  Patient selection should be done via standardised assessment such as the neurological-oncological-mechanical systemic (NOMS) framework; and  The assessment should be carried out by a multidisciplinary team (MDT), which may be inclusive of, but not limited to, radiation oncologists, spine surgeons and interventional radiologists, among others.
Orthopaedics | Spine - Thoracolumbar (TL) and sacral surgery | TL and sacral fusion and fixation implant | TL pedicle screw - Shank, tulip | Medtronic | 5.5/6.0 SOLERA VOYAGER CNMAS 8.5X100 | 55850018500 | Standalone | DE0506989 | As per HSA registered indication(s) except for radiolucent implants which should be used as follows:  in patients with primary or metastatic spinal tumours who would benefit from post-operative high dose high precision beam therapy upon appropriate and stringent patient selection;  Patient selection should be done via standardised assessment such as the neurological-oncological-mechanical systemic (NOMS) framework; and  The assessment should be carried out by a multidisciplinary team (MDT), which may be inclusive of, but not limited to, radiation oncologists, spine surgeons and interventional radiologists, among others.
Orthopaedics | Spine - Thoracolumbar (TL) and sacral surgery | TL and sacral fusion and fixation implant | TL pedicle screw - Shank, tulip | Medtronic | 5.5/6.0 SOLERA VOYAGER CNMAS 8.5X110 | 55850018511 | Standalone | DE0506989 | As per HSA registered indication(s) except for radiolucent implants which should be used as follows:  in patients with primary or metastatic spinal tumours who would benefit from post-operative high dose high precision beam therapy upon appropriate and stringent patient selection;  Patient selection should be done via standardised assessment such as the neurological-oncological-mechanical systemic (NOMS) framework; and  The assessment should be carried out by a multidisciplinary team (MDT), which may be inclusive of, but not limited to, radiation oncologists, spine surgeons and interventional radiologists, among others.
Orthopaedics | Spine - Thoracolumbar (TL) and sacral surgery | TL and sacral fusion and fixation implant | TL pedicle screw - Shank, tulip | Medtronic | 5.5/6.0 SOLERA VOYAGER CNMAS 8.5X35 | 55850018535 | Standalone | DE0506989 | As per HSA registered indication(s) except for radiolucent implants which should be used as follows:  in patients with primary or metastatic spinal tumours who would benefit from post-operative high dose high precision beam therapy upon appropriate and stringent patient selection;  Patient selection should be done via standardised assessment such as the neurological-oncological-mechanical systemic (NOMS) framework; and  The assessment should be carried out by a multidisciplinary team (MDT), which may be inclusive of, but not limited to, radiation oncologists, spine surgeons and interventional radiologists, among others.
Orthopaedics | Spine - Thoracolumbar (TL) and sacral surgery | TL and sacral fusion and fixation implant | TL pedicle screw - Shank, tulip | Medtronic | 5.5/6.0 SOLERA VOYAGER CNMAS 8.5X40 | 55850018540 | Standalone | DE0506989 | As per HSA registered indication(s) except for radiolucent implants which should be used as follows:  in patients with primary or metastatic spinal tumours who would benefit from post-operative high dose high precision beam therapy upon appropriate and stringent patient selection;  Patient selection should be done via standardised assessment such as the neurological-oncological-mechanical systemic (NOMS) framework; and  The assessment should be carried out by a multidisciplinary team (MDT), which may be inclusive of, but not limited to, radiation oncologists, spine surgeons and interventional radiologists, among others.
Orthopaedics | Spine - Thoracolumbar (TL) and sacral surgery | TL and sacral fusion and fixation implant | TL pedicle screw - Shank, tulip | Medtronic | 5.5/6.0 SOLERA VOYAGER CNMAS 8.5X45 | 55850018545 | Standalone | DE0506989 | As per HSA registered indication(s) except for radiolucent implants which should be used as follows:  in patients with primary or metastatic spinal tumours who would benefit from post-operative high dose high precision beam therapy upon appropriate and stringent patient selection;  Patient selection should be done via standardised assessment such as the neurological-oncological-mechanical systemic (NOMS) framework; and  The assessment should be carried out by a multidisciplinary team (MDT), which may be inclusive of, but not limited to, radiation oncologists, spine surgeons and interventional radiologists, among others.
Orthopaedics | Spine - Thoracolumbar (TL) and sacral surgery | TL and sacral fusion and fixation implant | TL pedicle screw - Shank, tulip | Medtronic | 5.5/6.0 SOLERA VOYAGER CNMAS 8.5X50 | 55850018550 | Standalone | DE0506989 | As per HSA registered indication(s) except for radiolucent implants which should be used as follows:  in patients with primary or metastatic spinal tumours who would benefit from post-operative high dose high precision beam therapy upon appropriate and stringent patient selection;  Patient selection should be done via standardised assessment such as the neurological-oncological-mechanical systemic (NOMS) framework; and  The assessment should be carried out by a multidisciplinary team (MDT), which may be inclusive of, but not limited to, radiation oncologists, spine surgeons and interventional radiologists, among others.
Orthopaedics | Spine - Thoracolumbar (TL) and sacral surgery | TL and sacral fusion and fixation implant | TL pedicle screw - Shank, tulip | Medtronic | 5.5/6.0 SOLERA VOYAGER CNMAS 8.5X55 | 55850018555 | Standalone | DE0506989 | As per HSA registered indication(s) except for radiolucent implants which should be used as follows:  in patients with primary or metastatic spinal tumours who would benefit from post-operative high dose high precision beam therapy upon appropriate and stringent patient selection;  Patient selection should be done via standardised assessment such as the neurological-oncological-mechanical systemic (NOMS) framework; and  The assessment should be carried out by a multidisciplinary team (MDT), which may be inclusive of, but not limited to, radiation oncologists, spine surgeons and interventional radiologists, among others.
Orthopaedics | Spine - Thoracolumbar (TL) and sacral surgery | TL and sacral fusion and fixation implant | TL pedicle screw - Shank, tulip | Medtronic | 5.5/6.0 SOLERA VOYAGER CNMAS 8.5X60 | 55850018560 | Standalone | DE0506989 | As per HSA registered indication(s) except for radiolucent implants which should be used as follows:  in patients with primary or metastatic spinal tumours who would benefit from post-operative high dose high precision beam therapy upon appropriate and stringent patient selection;  Patient selection should be done via standardised assessment such as the neurological-oncological-mechanical systemic (NOMS) framework; and  The assessment should be carried out by a multidisciplinary team (MDT), which may be inclusive of, but not limited to, radiation oncologists, spine surgeons and interventional radiologists, among others.
Orthopaedics | Spine - Thoracolumbar (TL) and sacral surgery | TL and sacral fusion and fixation implant | TL pedicle screw - Shank, tulip | Medtronic | 5.5/6.0 SOLERA VOYAGER CNMAS 8.5X70 | 55850018570 | Standalone | DE0506989 | As per HSA registered indication(s) except for radiolucent implants which should be used as follows:  in patients with primary or metastatic spinal tumours who would benefit from post-operative high dose high precision beam therapy upon appropriate and stringent patient selection;  Patient selection should be done via standardised assessment such as the neurological-oncological-mechanical systemic (NOMS) framework; and  The assessment should be carried out by a multidisciplinary team (MDT), which may be inclusive of, but not limited to, radiation oncologists, spine surgeons and interventional radiologists, among others.
Orthopaedics | Spine - Thoracolumbar (TL) and sacral surgery | TL and sacral fusion and fixation implant | TL pedicle screw - Shank, tulip | Medtronic | 5.5/6.0 SOLERA VOYAGER CNMAS 8.5X75 | 55850018575 | Standalone | DE0506989 | As per HSA registered indication(s) except for radiolucent implants which should be used as follows:  in patients with primary or metastatic spinal tumours who would benefit from post-operative high dose high precision beam therapy upon appropriate and stringent patient selection;  Patient selection should be done via standardised assessment such as the neurological-oncological-mechanical systemic (NOMS) framework; and  The assessment should be carried out by a multidisciplinary team (MDT), which may be inclusive of, but not limited to, radiation oncologists, spine surgeons and interventional radiologists, among others.
Orthopaedics | Spine - Thoracolumbar (TL) and sacral surgery | TL and sacral fusion and fixation implant | TL pedicle screw - Shank, tulip | Medtronic | 5.5/6.0 SOLERA VOYAGER CNMAS 8.5X80 | 55850018580 | Standalone | DE0506989 | As per HSA registered indication(s) except for radiolucent implants which should be used as follows:  in patients with primary or metastatic spinal tumours who would benefit from post-operative high dose high precision beam therapy upon appropriate and stringent patient selection;  Patient selection should be done via standardised assessment such as the neurological-oncological-mechanical systemic (NOMS) framework; and  The assessment should be carried out by a multidisciplinary team (MDT), which may be inclusive of, but not limited to, radiation oncologists, spine surgeons and interventional radiologists, among others.
Orthopaedics | Spine - Thoracolumbar (TL) and sacral surgery | TL and sacral fusion and fixation implant | TL pedicle screw - Shank, tulip | Medtronic | 5.5/6.0 SOLERA VOYAGER CNMAS 8.5X85 | 55850018585 | Standalone | DE0506989 | As per HSA registered indication(s) except for radiolucent implants which should be used as follows:  in patients with primary or metastatic spinal tumours who would benefit from post-operative high dose high precision beam therapy upon appropriate and stringent patient selection;  Patient selection should be done via standardised assessment such as the neurological-oncological-mechanical systemic (NOMS) framework; and  The assessment should be carried out by a multidisciplinary team (MDT), which may be inclusive of, but not limited to, radiation oncologists, spine surgeons and interventional radiologists, among others.
Orthopaedics | Spine - Thoracolumbar (TL) and sacral surgery | TL and sacral fusion and fixation implant | TL pedicle screw - Shank, tulip | Medtronic | 5.5/6.0 SOLERA VOYAGER CNMAS 8.5X90 | 55850018590 | Standalone | DE0506989 | As per HSA registered indication(s) except for radiolucent implants which should be used as follows:  in patients with primary or metastatic spinal tumours who would benefit from post-operative high dose high precision beam therapy upon appropriate and stringent patient selection;  Patient selection should be done via standardised assessment such as the neurological-oncological-mechanical systemic (NOMS) framework; and  The assessment should be carried out by a multidisciplinary team (MDT), which may be inclusive of, but not limited to, radiation oncologists, spine surgeons and interventional radiologists, among others.
Orthopaedics | Spine - Thoracolumbar (TL) and sacral surgery | TL and sacral fusion and fixation implant | TL pedicle screw - Shank, tulip | Medtronic | 5.5/6.0 SOLERA VOYAGER CNMAS 8.5X95 | 55850018595 | Standalone | DE0506989 | As per HSA registered indication(s) except for radiolucent implants which should be used as follows:  in patients with primary or metastatic spinal tumours who would benefit from post-operative high dose high precision beam therapy upon appropriate and stringent patient selection;  Patient selection should be done via standardised assessment such as the neurological-oncological-mechanical systemic (NOMS) framework; and  The assessment should be carried out by a multidisciplinary team (MDT), which may be inclusive of, but not limited to, radiation oncologists, spine surgeons and interventional radiologists, among others.
Orthopaedics | Spine - Thoracolumbar (TL) and sacral surgery | TL and sacral fusion and fixation implant | TL pedicle screw - Shank, tulip | Medtronic | 5.5/6.0 SOLERA VOYAGER CNMAS 9.5X100 | 55850019500 | Standalone | DE0506989 | As per HSA registered indication(s) except for radiolucent implants which should be used as follows:  in patients with primary or metastatic spinal tumours who would benefit from post-operative high dose high precision beam therapy upon appropriate and stringent patient selection;  Patient selection should be done via standardised assessment such as the neurological-oncological-mechanical systemic (NOMS) framework; and  The assessment should be carried out by a multidisciplinary team (MDT), which may be inclusive of, but not limited to, radiation oncologists, spine surgeons and interventional radiologists, among others.
Orthopaedics | Spine - Thoracolumbar (TL) and sacral surgery | TL and sacral fusion and fixation implant | TL pedicle screw - Shank, tulip | Medtronic | 5.5/6.0 SOLERA VOYAGER CNMAS 9.5X110 | 55850019511 | Standalone | DE0506989 | As per HSA registered indication(s) except for radiolucent implants which should be used as follows:  in patients with primary or metastatic spinal tumours who would benefit from post-operative high dose high precision beam therapy upon appropriate and stringent patient selection;  Patient selection should be done via standardised assessment such as the neurological-oncological-mechanical systemic (NOMS) framework; and  The assessment should be carried out by a multidisciplinary team (MDT), which may be inclusive of, but not limited to, radiation oncologists, spine surgeons and interventional radiologists, among others.
Orthopaedics | Spine - Thoracolumbar (TL) and sacral surgery | TL and sacral fusion and fixation implant | TL pedicle screw - Shank, tulip | Medtronic | 5.5/6.0 SOLERA VOYAGER CNMAS 9.5X80 | 55850019580 | Standalone | DE0506989 | As per HSA registered indication(s) except for radiolucent implants which should be used as follows:  in patients with primary or metastatic spinal tumours who would benefit from post-operative high dose high precision beam therapy upon appropriate and stringent patient selection;  Patient selection should be done via standardised assessment such as the neurological-oncological-mechanical systemic (NOMS) framework; and  The assessment should be carried out by a multidisciplinary team (MDT), which may be inclusive of, but not limited to, radiation oncologists, spine surgeons and interventional radiologists, among others.
Orthopaedics | Spine - Thoracolumbar (TL) and sacral surgery | TL and sacral fusion and fixation implant | TL pedicle screw - Shank, tulip | Medtronic | 5.5/6.0 SOLERA VOYAGER CNMAS 9.5X85 | 55850019585 | Standalone | DE0506989 | As per HSA registered indication(s) except for radiolucent implants which should be used as follows:  in patients with primary or metastatic spinal tumours who would benefit from post-operative high dose high precision beam therapy upon appropriate and stringent patient selection;  Patient selection should be done via standardised assessment such as the neurological-oncological-mechanical systemic (NOMS) framework; and  The assessment should be carried out by a multidisciplinary team (MDT), which may be inclusive of, but not limited to, radiation oncologists, spine surgeons and interventional radiologists, among others.
Orthopaedics | Spine - Thoracolumbar (TL) and sacral surgery | TL and sacral fusion and fixation implant | TL pedicle screw - Shank, tulip | Medtronic | 5.5/6.0 SOLERA VOYAGER CNMAS 9.5X90 | 55850019590 | Standalone | DE0506989 | As per HSA registered indication(s) except for radiolucent implants which should be used as follows:  in patients with primary or metastatic spinal tumours who would benefit from post-operative high dose high precision beam therapy upon appropriate and stringent patient selection;  Patient selection should be done via standardised assessment such as the neurological-oncological-mechanical systemic (NOMS) framework; and  The assessment should be carried out by a multidisciplinary team (MDT), which may be inclusive of, but not limited to, radiation oncologists, spine surgeons and interventional radiologists, among others.
Orthopaedics | Spine - Thoracolumbar (TL) and sacral surgery | TL and sacral fusion and fixation implant | TL pedicle screw - Shank, tulip | Medtronic | 5.5/6.0 SOLERA VOYAGER CNMAS 9.5X95 | 55850019595 | Standalone | DE0506989 | As per HSA registered indication(s) except for radiolucent implants which should be used as follows:  in patients with primary or metastatic spinal tumours who would benefit from post-operative high dose high precision beam therapy upon appropriate and stringent patient selection;  Patient selection should be done via standardised assessment such as the neurological-oncological-mechanical systemic (NOMS) framework; and  The assessment should be carried out by a multidisciplinary team (MDT), which may be inclusive of, but not limited to, radiation oncologists, spine surgeons and interventional radiologists, among others.
Orthopaedics | Spine - Thoracolumbar (TL) and sacral surgery | TL and sacral fusion and fixation implant | TL pedicle screw - Shank, tulip | Medtronic | 5.5/6.0 SOLERA VOYAGER STERILE CNMAS 10.5X100 | 55750011500 | Standalone | DE0506989 | As per HSA registered indication(s) except for radiolucent implants which should be used as follows:  in patients with primary or metastatic spinal tumours who would benefit from post-operative high dose high precision beam therapy upon appropriate and stringent patient selection;  Patient selection should be done via standardised assessment such as the neurological-oncological-mechanical systemic (NOMS) framework; and  The assessment should be carried out by a multidisciplinary team (MDT), which may be inclusive of, but not limited to, radiation oncologists, spine surgeons and interventional radiologists, among others.
Orthopaedics | Spine - Thoracolumbar (TL) and sacral surgery | TL and sacral fusion and fixation implant | TL pedicle screw - Shank, tulip | Medtronic | 5.5/6.0 SOLERA VOYAGER STERILE CNMAS 10.5X80 | 55750011580 | Standalone | DE0506989 | As per HSA registered indication(s) except for radiolucent implants which should be used as follows:  in patients with primary or metastatic spinal tumours who would benefit from post-operative high dose high precision beam therapy upon appropriate and stringent patient selection;  Patient selection should be done via standardised assessment such as the neurological-oncological-mechanical systemic (NOMS) framework; and  The assessment should be carried out by a multidisciplinary team (MDT), which may be inclusive of, but not limited to, radiation oncologists, spine surgeons and interventional radiologists, among others.
Orthopaedics | Spine - Thoracolumbar (TL) and sacral surgery | TL and sacral fusion and fixation implant | TL pedicle screw - Shank, tulip | Medtronic | 5.5/6.0 SOLERA VOYAGER STERILE CNMAS 10.5X90 | 55750011590 | Standalone | DE0506989 | As per HSA registered indication(s) except for radiolucent implants which should be used as follows:  in patients with primary or metastatic spinal tumours who would benefit from post-operative high dose high precision beam therapy upon appropriate and stringent patient selection;  Patient selection should be done via standardised assessment such as the neurological-oncological-mechanical systemic (NOMS) framework; and  The assessment should be carried out by a multidisciplinary team (MDT), which may be inclusive of, but not limited to, radiation oncologists, spine surgeons and interventional radiologists, among others.
Orthopaedics | Spine - Thoracolumbar (TL) and sacral surgery | TL and sacral fusion and fixation implant | TL pedicle screw - Shank, tulip | Medtronic | 5.5/6.0 SOLERA VOYAGER STERILE CNMAS 4.5X30 | 55750014530 | Standalone | DE0506989 | As per HSA registered indication(s) except for radiolucent implants which should be used as follows:  in patients with primary or metastatic spinal tumours who would benefit from post-operative high dose high precision beam therapy upon appropriate and stringent patient selection;  Patient selection should be done via standardised assessment such as the neurological-oncological-mechanical systemic (NOMS) framework; and  The assessment should be carried out by a multidisciplinary team (MDT), which may be inclusive of, but not limited to, radiation oncologists, spine surgeons and interventional radiologists, among others.
Orthopaedics | Spine - Thoracolumbar (TL) and sacral surgery | TL and sacral fusion and fixation implant | TL pedicle screw - Shank, tulip | Medtronic | 5.5/6.0 SOLERA VOYAGER STERILE CNMAS 4.5X35 | 55750014535 | Standalone | DE0506989 | As per HSA registered indication(s) except for radiolucent implants which should be used as follows:  in patients with primary or metastatic spinal tumours who would benefit from post-operative high dose high precision beam therapy upon appropriate and stringent patient selection;  Patient selection should be done via standardised assessment such as the neurological-oncological-mechanical systemic (NOMS) framework; and  The assessment should be carried out by a multidisciplinary team (MDT), which may be inclusive of, but not limited to, radiation oncologists, spine surgeons and interventional radiologists, among others.
Orthopaedics | Spine - Thoracolumbar (TL) and sacral surgery | TL and sacral fusion and fixation implant | TL pedicle screw - Shank, tulip | Medtronic | 5.5/6.0 SOLERA VOYAGER STERILE CNMAS 4.5X40 | 55750014540 | Standalone | DE0506989 | As per HSA registered indication(s) except for radiolucent implants which should be used as follows:  in patients with primary or metastatic spinal tumours who would benefit from post-operative high dose high precision beam therapy upon appropriate and stringent patient selection;  Patient selection should be done via standardised assessment such as the neurological-oncological-mechanical systemic (NOMS) framework; and  The assessment should be carried out by a multidisciplinary team (MDT), which may be inclusive of, but not limited to, radiation oncologists, spine surgeons and interventional radiologists, among others.
Orthopaedics | Spine - Thoracolumbar (TL) and sacral surgery | TL and sacral fusion and fixation implant | TL pedicle screw - Shank, tulip | Medtronic | 5.5/6.0 SOLERA VOYAGER STERILE CNMAS 4.5X45 | 55750014545 | Standalone | DE0506989 | As per HSA registered indication(s) except for radiolucent implants which should be used as follows:  in patients with primary or metastatic spinal tumours who would benefit from post-operative high dose high precision beam therapy upon appropriate and stringent patient selection;  Patient selection should be done via standardised assessment such as the neurological-oncological-mechanical systemic (NOMS) framework; and  The assessment should be carried out by a multidisciplinary team (MDT), which may be inclusive of, but not limited to, radiation oncologists, spine surgeons and interventional radiologists, among others.
Orthopaedics | Spine - Thoracolumbar (TL) and sacral surgery | TL and sacral fusion and fixation implant | TL pedicle screw - Shank, tulip | Medtronic | 5.5/6.0 SOLERA VOYAGER STERILE CNMAS 5.5X30 | 55750015530 | Standalone | DE0506989 | As per HSA registered indication(s) except for radiolucent implants which should be used as follows:  in patients with primary or metastatic spinal tumours who would benefit from post-operative high dose high precision beam therapy upon appropriate and stringent patient selection;  Patient selection should be done via standardised assessment such as the neurological-oncological-mechanical systemic (NOMS) framework; and  The assessment should be carried out by a multidisciplinary team (MDT), which may be inclusive of, but not limited to, radiation oncologists, spine surgeons and interventional radiologists, among others.
Orthopaedics | Spine - Thoracolumbar (TL) and sacral surgery | TL and sacral fusion and fixation implant | TL pedicle screw - Shank, tulip | Medtronic | 5.5/6.0 SOLERA VOYAGER STERILE CNMAS 5.5X35 | 55750015535 | Standalone | DE0506989 | As per HSA registered indication(s) except for radiolucent implants which should be used as follows:  in patients with primary or metastatic spinal tumours who would benefit from post-operative high dose high precision beam therapy upon appropriate and stringent patient selection;  Patient selection should be done via standardised assessment such as the neurological-oncological-mechanical systemic (NOMS) framework; and  The assessment should be carried out by a multidisciplinary team (MDT), which may be inclusive of, but not limited to, radiation oncologists, spine surgeons and interventional radiologists, among others.
Orthopaedics | Spine - Thoracolumbar (TL) and sacral surgery | TL and sacral fusion and fixation implant | TL pedicle screw - Shank, tulip | Medtronic | 5.5/6.0 SOLERA VOYAGER STERILE CNMAS 5.5X40 | 55750015540 | Standalone | DE0506989 | As per HSA registered indication(s) except for radiolucent implants which should be used as follows:  in patients with primary or metastatic spinal tumours who would benefit from post-operative high dose high precision beam therapy upon appropriate and stringent patient selection;  Patient selection should be done via standardised assessment such as the neurological-oncological-mechanical systemic (NOMS) framework; and  The assessment should be carried out by a multidisciplinary team (MDT), which may be inclusive of, but not limited to, radiation oncologists, spine surgeons and interventional radiologists, among others.
Orthopaedics | Spine - Thoracolumbar (TL) and sacral surgery | TL and sacral fusion and fixation implant | TL pedicle screw - Shank, tulip | Medtronic | 5.5/6.0 SOLERA VOYAGER STERILE CNMAS 5.5X45 | 55750015545 | Standalone | DE0506989 | As per HSA registered indication(s) except for radiolucent implants which should be used as follows:  in patients with primary or metastatic spinal tumours who would benefit from post-operative high dose high precision beam therapy upon appropriate and stringent patient selection;  Patient selection should be done via standardised assessment such as the neurological-oncological-mechanical systemic (NOMS) framework; and  The assessment should be carried out by a multidisciplinary team (MDT), which may be inclusive of, but not limited to, radiation oncologists, spine surgeons and interventional radiologists, among others.
Orthopaedics | Spine - Thoracolumbar (TL) and sacral surgery | TL and sacral fusion and fixation implant | TL pedicle screw - Shank, tulip | Medtronic | 5.5/6.0 SOLERA VOYAGER STERILE CNMAS 5.5X50 | 55750015550 | Standalone | DE0506989 | As per HSA registered indication(s) except for radiolucent implants which should be used as follows:  in patients with primary or metastatic spinal tumours who would benefit from post-operative high dose high precision beam therapy upon appropriate and stringent patient selection;  Patient selection should be done via standardised assessment such as the neurological-oncological-mechanical systemic (NOMS) framework; and  The assessment should be carried out by a multidisciplinary team (MDT), which may be inclusive of, but not limited to, radiation oncologists, spine surgeons and interventional radiologists, among others.
Orthopaedics | Spine - Thoracolumbar (TL) and sacral surgery | TL and sacral fusion and fixation implant | TL pedicle screw - Shank, tulip | Medtronic | 5.5/6.0 SOLERA VOYAGER STERILE CNMAS 5.5X55 | 55750015555 | Standalone | DE0506989 | As per HSA registered indication(s) except for radiolucent implants which should be used as follows:  in patients with primary or metastatic spinal tumours who would benefit from post-operative high dose high precision beam therapy upon appropriate and stringent patient selection;  Patient selection should be done via standardised assessment such as the neurological-oncological-mechanical systemic (NOMS) framework; and  The assessment should be carried out by a multidisciplinary team (MDT), which may be inclusive of, but not limited to, radiation oncologists, spine surgeons and interventional radiologists, among others.
Orthopaedics | Spine - Thoracolumbar (TL) and sacral surgery | TL and sacral fusion and fixation implant | TL pedicle screw - Shank, tulip | Medtronic | 5.5/6.0 SOLERA VOYAGER STERILE CNMAS 6.5X30 | 55750016530 | Standalone | DE0506989 | As per HSA registered indication(s) except for radiolucent implants which should be used as follows:  in patients with primary or metastatic spinal tumours who would benefit from post-operative high dose high precision beam therapy upon appropriate and stringent patient selection;  Patient selection should be done via standardised assessment such as the neurological-oncological-mechanical systemic (NOMS) framework; and  The assessment should be carried out by a multidisciplinary team (MDT), which may be inclusive of, but not limited to, radiation oncologists, spine surgeons and interventional radiologists, among others.
Orthopaedics | Spine - Thoracolumbar (TL) and sacral surgery | TL and sacral fusion and fixation implant | TL pedicle screw - Shank, tulip | Medtronic | 5.5/6.0 SOLERA VOYAGER STERILE CNMAS 6.5X35 | 55750016535 | Standalone | DE0506989 | As per HSA registered indication(s) except for radiolucent implants which should be used as follows:  in patients with primary or metastatic spinal tumours who would benefit from post-operative high dose high precision beam therapy upon appropriate and stringent patient selection;  Patient selection should be done via standardised assessment such as the neurological-oncological-mechanical systemic (NOMS) framework; and  The assessment should be carried out by a multidisciplinary team (MDT), which may be inclusive of, but not limited to, radiation oncologists, spine surgeons and interventional radiologists, among others.
Orthopaedics | Spine - Thoracolumbar (TL) and sacral surgery | TL and sacral fusion and fixation implant | TL pedicle screw - Shank, tulip | Medtronic | 5.5/6.0 SOLERA VOYAGER STERILE CNMAS 6.5X40 | 55750016540 | Standalone | DE0506989 | As per HSA registered indication(s) except for radiolucent implants which should be used as follows:  in patients with primary or metastatic spinal tumours who would benefit from post-operative high dose high precision beam therapy upon appropriate and stringent patient selection;  Patient selection should be done via standardised assessment such as the neurological-oncological-mechanical systemic (NOMS) framework; and  The assessment should be carried out by a multidisciplinary team (MDT), which may be inclusive of, but not limited to, radiation oncologists, spine surgeons and interventional radiologists, among others.
Orthopaedics | Spine - Thoracolumbar (TL) and sacral surgery | TL and sacral fusion and fixation implant | TL pedicle screw - Shank, tulip | Medtronic | 5.5/6.0 SOLERA VOYAGER STERILE CNMAS 6.5X45 | 55750016545 | Standalone | DE0506989 | As per HSA registered indication(s) except for radiolucent implants which should be used as follows:  in patients with primary or metastatic spinal tumours who would benefit from post-operative high dose high precision beam therapy upon appropriate and stringent patient selection;  Patient selection should be done via standardised assessment such as the neurological-oncological-mechanical systemic (NOMS) framework; and  The assessment should be carried out by a multidisciplinary team (MDT), which may be inclusive of, but not limited to, radiation oncologists, spine surgeons and interventional radiologists, among others.
Orthopaedics | Spine - Thoracolumbar (TL) and sacral surgery | TL and sacral fusion and fixation implant | TL pedicle screw - Shank, tulip | Medtronic | 5.5/6.0 SOLERA VOYAGER STERILE CNMAS 6.5X50 | 55750016550 | Standalone | DE0506989 | As per HSA registered indication(s) except for radiolucent implants which should be used as follows:  in patients with primary or metastatic spinal tumours who would benefit from post-operative high dose high precision beam therapy upon appropriate and stringent patient selection;  Patient selection should be done via standardised assessment such as the neurological-oncological-mechanical systemic (NOMS) framework; and  The assessment should be carried out by a multidisciplinary team (MDT), which may be inclusive of, but not limited to, radiation oncologists, spine surgeons and interventional radiologists, among others.
Orthopaedics | Spine - Thoracolumbar (TL) and sacral surgery | TL and sacral fusion and fixation implant | TL pedicle screw - Shank, tulip | Medtronic | 5.5/6.0 SOLERA VOYAGER STERILE CNMAS 6.5X55 | 55750016555 | Standalone | DE0506989 | As per HSA registered indication(s) except for radiolucent implants which should be used as follows:  in patients with primary or metastatic spinal tumours who would benefit from post-operative high dose high precision beam therapy upon appropriate and stringent patient selection;  Patient selection should be done via standardised assessment such as the neurological-oncological-mechanical systemic (NOMS) framework; and  The assessment should be carried out by a multidisciplinary team (MDT), which may be inclusive of, but not limited to, radiation oncologists, spine surgeons and interventional radiologists, among others.
Orthopaedics | Spine - Thoracolumbar (TL) and sacral surgery | TL and sacral fusion and fixation implant | TL pedicle screw - Shank, tulip | Medtronic | 5.5/6.0 SOLERA VOYAGER STERILE CNMAS 7.5X35 | 55750017535 | Standalone | DE0506989 | As per HSA registered indication(s) except for radiolucent implants which should be used as follows:  in patients with primary or metastatic spinal tumours who would benefit from post-operative high dose high precision beam therapy upon appropriate and stringent patient selection;  Patient selection should be done via standardised assessment such as the neurological-oncological-mechanical systemic (NOMS) framework; and  The assessment should be carried out by a multidisciplinary team (MDT), which may be inclusive of, but not limited to, radiation oncologists, spine surgeons and interventional radiologists, among others.
Orthopaedics | Spine - Thoracolumbar (TL) and sacral surgery | TL and sacral fusion and fixation implant | TL pedicle screw - Shank, tulip | Medtronic | 5.5/6.0 SOLERA VOYAGER STERILE CNMAS 7.5X40 | 55750017540 | Standalone | DE0506989 | As per HSA registered indication(s) except for radiolucent implants which should be used as follows:  in patients with primary or metastatic spinal tumours who would benefit from post-operative high dose high precision beam therapy upon appropriate and stringent patient selection;  Patient selection should be done via standardised assessment such as the neurological-oncological-mechanical systemic (NOMS) framework; and  The assessment should be carried out by a multidisciplinary team (MDT), which may be inclusive of, but not limited to, radiation oncologists, spine surgeons and interventional radiologists, among others.
Orthopaedics | Spine - Thoracolumbar (TL) and sacral surgery | TL and sacral fusion and fixation implant | TL pedicle screw - Shank, tulip | Medtronic | 5.5/6.0 SOLERA VOYAGER STERILE CNMAS 7.5X45 | 55750017545 | Standalone | DE0506989 | As per HSA registered indication(s) except for radiolucent implants which should be used as follows:  in patients with primary or metastatic spinal tumours who would benefit from post-operative high dose high precision beam therapy upon appropriate and stringent patient selection;  Patient selection should be done via standardised assessment such as the neurological-oncological-mechanical systemic (NOMS) framework; and  The assessment should be carried out by a multidisciplinary team (MDT), which may be inclusive of, but not limited to, radiation oncologists, spine surgeons and interventional radiologists, among others.
Orthopaedics | Spine - Thoracolumbar (TL) and sacral surgery | TL and sacral fusion and fixation implant | TL pedicle screw - Shank, tulip | Medtronic | 5.5/6.0 SOLERA VOYAGER STERILE CNMAS 7.5X50 | 55750017550 | Standalone | DE0506989 | As per HSA registered indication(s) except for radiolucent implants which should be used as follows:  in patients with primary or metastatic spinal tumours who would benefit from post-operative high dose high precision beam therapy upon appropriate and stringent patient selection;  Patient selection should be done via standardised assessment such as the neurological-oncological-mechanical systemic (NOMS) framework; and  The assessment should be carried out by a multidisciplinary team (MDT), which may be inclusive of, but not limited to, radiation oncologists, spine surgeons and interventional radiologists, among others.
Orthopaedics | Spine - Thoracolumbar (TL) and sacral surgery | TL and sacral fusion and fixation implant | TL pedicle screw - Shank, tulip | Medtronic | 5.5/6.0 SOLERA VOYAGER STERILE CNMAS 7.5X55 | 55750017555 | Standalone | DE0506989 | As per HSA registered indication(s) except for radiolucent implants which should be used as follows:  in patients with primary or metastatic spinal tumours who would benefit from post-operative high dose high precision beam therapy upon appropriate and stringent patient selection;  Patient selection should be done via standardised assessment such as the neurological-oncological-mechanical systemic (NOMS) framework; and  The assessment should be carried out by a multidisciplinary team (MDT), which may be inclusive of, but not limited to, radiation oncologists, spine surgeons and interventional radiologists, among others.
Orthopaedics | Spine - Thoracolumbar (TL) and sacral surgery | TL and sacral fusion and fixation implant | TL pedicle screw - Shank, tulip | Medtronic | 5.5/6.0 SOLERA VOYAGER STERILE CNMAS 7.5X60 | 55750017560 | Standalone | DE0506989 | As per HSA registered indication(s) except for radiolucent implants which should be used as follows:  in patients with primary or metastatic spinal tumours who would benefit from post-operative high dose high precision beam therapy upon appropriate and stringent patient selection;  Patient selection should be done via standardised assessment such as the neurological-oncological-mechanical systemic (NOMS) framework; and  The assessment should be carried out by a multidisciplinary team (MDT), which may be inclusive of, but not limited to, radiation oncologists, spine surgeons and interventional radiologists, among others.
Orthopaedics | Spine - Thoracolumbar (TL) and sacral surgery | TL and sacral fusion and fixation implant | TL pedicle screw - Shank, tulip | Medtronic | 5.5/6.0 SOLERA VOYAGER STERILE CNMAS 8.5X100 | 55750018500 | Standalone | DE0506989 | As per HSA registered indication(s) except for radiolucent implants which should be used as follows:  in patients with primary or metastatic spinal tumours who would benefit from post-operative high dose high precision beam therapy upon appropriate and stringent patient selection;  Patient selection should be done via standardised assessment such as the neurological-oncological-mechanical systemic (NOMS) framework; and  The assessment should be carried out by a multidisciplinary team (MDT), which may be inclusive of, but not limited to, radiation oncologists, spine surgeons and interventional radiologists, among others.
Orthopaedics | Spine - Thoracolumbar (TL) and sacral surgery | TL and sacral fusion and fixation implant | TL pedicle screw - Shank, tulip | Medtronic | 5.5/6.0 SOLERA VOYAGER STERILE CNMAS 8.5X35 | 55750018535 | Standalone | DE0506989 | As per HSA registered indication(s) except for radiolucent implants which should be used as follows:  in patients with primary or metastatic spinal tumours who would benefit from post-operative high dose high precision beam therapy upon appropriate and stringent patient selection;  Patient selection should be done via standardised assessment such as the neurological-oncological-mechanical systemic (NOMS) framework; and  The assessment should be carried out by a multidisciplinary team (MDT), which may be inclusive of, but not limited to, radiation oncologists, spine surgeons and interventional radiologists, among others.
Orthopaedics | Spine - Thoracolumbar (TL) and sacral surgery | TL and sacral fusion and fixation implant | TL pedicle screw - Shank, tulip | Medtronic | 5.5/6.0 SOLERA VOYAGER STERILE CNMAS 8.5X40 | 55750018540 | Standalone | DE0506989 | As per HSA registered indication(s) except for radiolucent implants which should be used as follows:  in patients with primary or metastatic spinal tumours who would benefit from post-operative high dose high precision beam therapy upon appropriate and stringent patient selection;  Patient selection should be done via standardised assessment such as the neurological-oncological-mechanical systemic (NOMS) framework; and  The assessment should be carried out by a multidisciplinary team (MDT), which may be inclusive of, but not limited to, radiation oncologists, spine surgeons and interventional radiologists, among others.
Orthopaedics | Spine - Thoracolumbar (TL) and sacral surgery | TL and sacral fusion and fixation implant | TL pedicle screw - Shank, tulip | Medtronic | 5.5/6.0 SOLERA VOYAGER STERILE CNMAS 8.5X45 | 55750018545 | Standalone | DE0506989 | As per HSA registered indication(s) except for radiolucent implants which should be used as follows:  in patients with primary or metastatic spinal tumours who would benefit from post-operative high dose high precision beam therapy upon appropriate and stringent patient selection;  Patient selection should be done via standardised assessment such as the neurological-oncological-mechanical systemic (NOMS) framework; and  The assessment should be carried out by a multidisciplinary team (MDT), which may be inclusive of, but not limited to, radiation oncologists, spine surgeons and interventional radiologists, among others.
Orthopaedics | Spine - Thoracolumbar (TL) and sacral surgery | TL and sacral fusion and fixation implant | TL pedicle screw - Shank, tulip | Medtronic | 5.5/6.0 SOLERA VOYAGER STERILE CNMAS 8.5X50 | 55750018550 | Standalone | DE0506989 | As per HSA registered indication(s) except for radiolucent implants which should be used as follows:  in patients with primary or metastatic spinal tumours who would benefit from post-operative high dose high precision beam therapy upon appropriate and stringent patient selection;  Patient selection should be done via standardised assessment such as the neurological-oncological-mechanical systemic (NOMS) framework; and  The assessment should be carried out by a multidisciplinary team (MDT), which may be inclusive of, but not limited to, radiation oncologists, spine surgeons and interventional radiologists, among others.
Orthopaedics | Spine - Thoracolumbar (TL) and sacral surgery | TL and sacral fusion and fixation implant | TL pedicle screw - Shank, tulip | Medtronic | 5.5/6.0 SOLERA VOYAGER STERILE CNMAS 8.5X55 | 55750018555 | Standalone | DE0506989 | As per HSA registered indication(s) except for radiolucent implants which should be used as follows:  in patients with primary or metastatic spinal tumours who would benefit from post-operative high dose high precision beam therapy upon appropriate and stringent patient selection;  Patient selection should be done via standardised assessment such as the neurological-oncological-mechanical systemic (NOMS) framework; and  The assessment should be carried out by a multidisciplinary team (MDT), which may be inclusive of, but not limited to, radiation oncologists, spine surgeons and interventional radiologists, among others.
Orthopaedics | Spine - Thoracolumbar (TL) and sacral surgery | TL and sacral fusion and fixation implant | TL pedicle screw - Shank, tulip | Medtronic | 5.5/6.0 SOLERA VOYAGER STERILE CNMAS 8.5X60 | 55750018560 | Standalone | DE0506989 | As per HSA registered indication(s) except for radiolucent implants which should be used as follows:  in patients with primary or metastatic spinal tumours who would benefit from post-operative high dose high precision beam therapy upon appropriate and stringent patient selection;  Patient selection should be done via standardised assessment such as the neurological-oncological-mechanical systemic (NOMS) framework; and  The assessment should be carried out by a multidisciplinary team (MDT), which may be inclusive of, but not limited to, radiation oncologists, spine surgeons and interventional radiologists, among others.
Orthopaedics | Spine - Thoracolumbar (TL) and sacral surgery | TL and sacral fusion and fixation implant | TL pedicle screw - Shank, tulip | Medtronic | 5.5/6.0 SOLERA VOYAGER STERILE CNMAS 8.5X70 | 55750018570 | Standalone | DE0506989 | As per HSA registered indication(s) except for radiolucent implants which should be used as follows:  in patients with primary or metastatic spinal tumours who would benefit from post-operative high dose high precision beam therapy upon appropriate and stringent patient selection;  Patient selection should be done via standardised assessment such as the neurological-oncological-mechanical systemic (NOMS) framework; and  The assessment should be carried out by a multidisciplinary team (MDT), which may be inclusive of, but not limited to, radiation oncologists, spine surgeons and interventional radiologists, among others.
Orthopaedics | Spine - Thoracolumbar (TL) and sacral surgery | TL and sacral fusion and fixation implant | TL pedicle screw - Shank, tulip | Medtronic | 5.5/6.0 SOLERA VOYAGER STERILE CNMAS 8.5X80 | 55750018580 | Standalone | DE0506989 | As per HSA registered indication(s) except for radiolucent implants which should be used as follows:  in patients with primary or metastatic spinal tumours who would benefit from post-operative high dose high precision beam therapy upon appropriate and stringent patient selection;  Patient selection should be done via standardised assessment such as the neurological-oncological-mechanical systemic (NOMS) framework; and  The assessment should be carried out by a multidisciplinary team (MDT), which may be inclusive of, but not limited to, radiation oncologists, spine surgeons and interventional radiologists, among others.
Orthopaedics | Spine - Thoracolumbar (TL) and sacral surgery | TL and sacral fusion and fixation implant | TL pedicle screw - Shank, tulip | Medtronic | 5.5/6.0 SOLERA VOYAGER STERILE CNMAS 8.5X90 | 55750018590 | Standalone | DE0506989 | As per HSA registered indication(s) except for radiolucent implants which should be used as follows:  in patients with primary or metastatic spinal tumours who would benefit from post-operative high dose high precision beam therapy upon appropriate and stringent patient selection;  Patient selection should be done via standardised assessment such as the neurological-oncological-mechanical systemic (NOMS) framework; and  The assessment should be carried out by a multidisciplinary team (MDT), which may be inclusive of, but not limited to, radiation oncologists, spine surgeons and interventional radiologists, among others.
Orthopaedics | Spine - Thoracolumbar (TL) and sacral surgery | TL and sacral fusion and fixation implant | TL pedicle screw - Shank, tulip | Medtronic | 5.5/6.0 SOLERA VOYAGER STERILE CNMAS 9.5X100 | 55750019500 | Standalone | DE0506989 | As per HSA registered indication(s) except for radiolucent implants which should be used as follows:  in patients with primary or metastatic spinal tumours who would benefit from post-operative high dose high precision beam therapy upon appropriate and stringent patient selection;  Patient selection should be done via standardised assessment such as the neurological-oncological-mechanical systemic (NOMS) framework; and  The assessment should be carried out by a multidisciplinary team (MDT), which may be inclusive of, but not limited to, radiation oncologists, spine surgeons and interventional radiologists, among others.
Orthopaedics | Spine - Thoracolumbar (TL) and sacral surgery | TL and sacral fusion and fixation implant | TL pedicle screw - Shank, tulip | Medtronic | 5.5/6.0 SOLERA VOYAGER STERILE CNMAS 9.5X55 | 55750019555 | Standalone | DE0506989 | As per HSA registered indication(s) except for radiolucent implants which should be used as follows:  in patients with primary or metastatic spinal tumours who would benefit from post-operative high dose high precision beam therapy upon appropriate and stringent patient selection;  Patient selection should be done via standardised assessment such as the neurological-oncological-mechanical systemic (NOMS) framework; and  The assessment should be carried out by a multidisciplinary team (MDT), which may be inclusive of, but not limited to, radiation oncologists, spine surgeons and interventional radiologists, among others.
Orthopaedics | Spine - Thoracolumbar (TL) and sacral surgery | TL and sacral fusion and fixation implant | TL pedicle screw - Shank, tulip | Medtronic | 5.5/6.0 SOLERA VOYAGER STERILE CNMAS 9.5X60 | 55750019560 | Standalone | DE0506989 | As per HSA registered indication(s) except for radiolucent implants which should be used as follows:  in patients with primary or metastatic spinal tumours who would benefit from post-operative high dose high precision beam therapy upon appropriate and stringent patient selection;  Patient selection should be done via standardised assessment such as the neurological-oncological-mechanical systemic (NOMS) framework; and  The assessment should be carried out by a multidisciplinary team (MDT), which may be inclusive of, but not limited to, radiation oncologists, spine surgeons and interventional radiologists, among others.
Orthopaedics | Spine - Thoracolumbar (TL) and sacral surgery | TL and sacral fusion and fixation implant | TL pedicle screw - Shank, tulip | Medtronic | 5.5/6.0 SOLERA VOYAGER STERILE CNMAS 9.5X70 | 55750019570 | Standalone | DE0506989 | As per HSA registered indication(s) except for radiolucent implants which should be used as follows:  in patients with primary or metastatic spinal tumours who would benefit from post-operative high dose high precision beam therapy upon appropriate and stringent patient selection;  Patient selection should be done via standardised assessment such as the neurological-oncological-mechanical systemic (NOMS) framework; and  The assessment should be carried out by a multidisciplinary team (MDT), which may be inclusive of, but not limited to, radiation oncologists, spine surgeons and interventional radiologists, among others.
Orthopaedics | Spine - Thoracolumbar (TL) and sacral surgery | TL and sacral fusion and fixation implant | TL pedicle screw - Shank, tulip | Medtronic | 5.5/6.0 SOLERA VOYAGER STERILE CNMAS 9.5X80 | 55750019580 | Standalone | DE0506989 | As per HSA registered indication(s) except for radiolucent implants which should be used as follows:  in patients with primary or metastatic spinal tumours who would benefit from post-operative high dose high precision beam therapy upon appropriate and stringent patient selection;  Patient selection should be done via standardised assessment such as the neurological-oncological-mechanical systemic (NOMS) framework; and  The assessment should be carried out by a multidisciplinary team (MDT), which may be inclusive of, but not limited to, radiation oncologists, spine surgeons and interventional radiologists, among others.
Orthopaedics | Spine - Thoracolumbar (TL) and sacral surgery | TL and sacral fusion and fixation implant | TL pedicle screw - Shank, tulip | Medtronic | 5.5/6.0 SOLERA VOYAGER STERILE CNMAS 9.5X90 | 55750019590 | Standalone | DE0506989 | As per HSA registered indication(s) except for radiolucent implants which should be used as follows:  in patients with primary or metastatic spinal tumours who would benefit from post-operative high dose high precision beam therapy upon appropriate and stringent patient selection;  Patient selection should be done via standardised assessment such as the neurological-oncological-mechanical systemic (NOMS) framework; and  The assessment should be carried out by a multidisciplinary team (MDT), which may be inclusive of, but not limited to, radiation oncologists, spine surgeons and interventional radiologists, among others.
Orthopaedics | Spine - Thoracolumbar (TL) and sacral surgery | TL and sacral fusion and fixation implant | TL pedicle screw - Shank, tulip | Medtronic | 5.5/6.0 SOLERA VOYAGER, CNMAS 4.5X55 | 55850014555 | Standalone | DE0506989 | As per HSA registered indication(s) except for radiolucent implants which should be used as follows:  in patients with primary or metastatic spinal tumours who would benefit from post-operative high dose high precision beam therapy upon appropriate and stringent patient selection;  Patient selection should be done via standardised assessment such as the neurological-oncological-mechanical systemic (NOMS) framework; and  The assessment should be carried out by a multidisciplinary team (MDT), which may be inclusive of, but not limited to, radiation oncologists, spine surgeons and interventional radiologists, among others.
Orthopaedics | Spine - Thoracolumbar (TL) and sacral surgery | TL and sacral fusion and fixation implant | TL pedicle screw - Shank, tulip | Medtronic | 5.5/6.0 SOLERA VOYAGER, CNMAS 4.5X60 | 55850014560 | Standalone | DE0506989 | As per HSA registered indication(s) except for radiolucent implants which should be used as follows:  in patients with primary or metastatic spinal tumours who would benefit from post-operative high dose high precision beam therapy upon appropriate and stringent patient selection;  Patient selection should be done via standardised assessment such as the neurological-oncological-mechanical systemic (NOMS) framework; and  The assessment should be carried out by a multidisciplinary team (MDT), which may be inclusive of, but not limited to, radiation oncologists, spine surgeons and interventional radiologists, among others.
Orthopaedics | Spine - Thoracolumbar (TL) and sacral surgery | TL and sacral fusion and fixation implant | TL hook set, clamp, staple, staple locking screw | MEDTRONIC | 5.5/6.0 TAH Pedicle Hook - Medium | 5541303 | Standalone | DE0008698 | As per HSA registered indication(s)
Orthopaedics | Spine - Thoracolumbar (TL) and sacral surgery | TL and sacral fusion and fixation implant | TL hook set, clamp, staple, staple locking screw | MEDTRONIC | 5.5/6.0 TAH Pedicle Hook - Small | 5541302 | Standalone | DE0008698 | As per HSA registered indication(s)
Orthopaedics | Spine - Thoracolumbar (TL) and sacral surgery | TL and sacral fusion and fixation implant | TL hook set, clamp, staple, staple locking screw | MEDTRONIC | 5.5/6.0 TAH Transverse Process Hook - Medium | 5541343 | Standalone | DE0008698 | As per HSA registered indication(s)
Orthopaedics | Spine - Thoracolumbar (TL) and sacral surgery | TL and sacral fusion and fixation implant | TL hook set, clamp, staple, staple locking screw | MEDTRONIC | 5.5/6.0 TAH Transverse Process Hook - Small | 5541342 | Standalone | DE0008698 | As per HSA registered indication(s)
Orthopaedics | Spine - Thoracolumbar (TL) and sacral surgery | TL and sacral fusion and fixation implant | TL rod connector system excluding locking screw | MEDTRONIC | 5.5/6.35 CLS LAT CON, 20MM,TI | 7041320 | Standalone | DE0005506 | As per HSA registered indication(s)
Orthopaedics | Spine - Thoracolumbar (TL) and sacral surgery | TL and sacral fusion and fixation implant | TL rod connector system excluding locking screw | MEDTRONIC | 5.5/6.35 CLS LAT CON, 30MM,TI | 7041330 | Standalone | DE0005506 | As per HSA registered indication(s)
Orthopaedics | Spine - Thoracolumbar (TL) and sacral surgery | TL and sacral fusion and fixation implant | TL rod connector system excluding locking screw | MEDTRONIC | 5.5-6.0/5.5 Ti SIDE LOAD LAT CONN, L 20 | 5554220 | Standalone | DE0008698 | As per HSA registered indication(s)
Orthopaedics | Spine - Thoracolumbar (TL) and sacral surgery | TL and sacral fusion and fixation implant | TL rod connector system excluding locking screw | MEDTRONIC | 5.5-6.0/5.5 Ti SIDE LOAD LAT CONN, L 25 | 5554225 | Standalone | DE0008698 | As per HSA registered indication(s)
Orthopaedics | Spine - Thoracolumbar (TL) and sacral surgery | TL and sacral fusion and fixation implant | TL rod connector system excluding locking screw | MEDTRONIC | 5.5-6.0/5.5 Ti SIDE LOAD LAT CONN, L 35 | 5554235 | Standalone | DE0008698 | As per HSA registered indication(s)
Orthopaedics | Spine - Thoracolumbar (TL) and sacral surgery | TL and sacral fusion and fixation implant | TL rod connector system excluding locking screw | MEDTRONIC | 5.5-6.0/6.0 Ti CLOSED LAT CONN, L 20 | 5564120 | Standalone | DE0008698 | As per HSA registered indication(s)
Orthopaedics | Spine - Thoracolumbar (TL) and sacral surgery | TL and sacral fusion and fixation implant | TL rod connector system excluding locking screw | MEDTRONIC | 5.5-6.0/6.0 Ti CLOSED LAT CONN, L 25 | 5564125 | Standalone | DE0008698 | As per HSA registered indication(s)
Orthopaedics | Spine - Thoracolumbar (TL) and sacral surgery | TL and sacral fusion and fixation implant | TL rod connector system excluding locking screw | MEDTRONIC | 5.5-6.0/6.0 Ti CLOSED LAT CONN, L 35 | 5564135 | Standalone | DE0008698 | As per HSA registered indication(s)
Orthopaedics | Spine - Thoracolumbar (TL) and sacral surgery | TL and sacral fusion and fixation implant | TL rod connector system excluding locking screw | MEDTRONIC | 5.5-6.0/6.0 Ti SIDE LOAD LAT CONN, L 20 | 5564220 | Standalone | DE0008698 | As per HSA registered indication(s)
Orthopaedics | Spine - Thoracolumbar (TL) and sacral surgery | TL and sacral fusion and fixation implant | TL rod connector system excluding locking screw | MEDTRONIC | 5.5-6.0/6.0 Ti SIDE LOAD LAT CONN, L 25 | 5564225 | Standalone | DE0008698 | As per HSA registered indication(s)
Orthopaedics | Spine - Thoracolumbar (TL) and sacral surgery | TL and sacral fusion and fixation implant | TL rod connector system excluding locking screw | MEDTRONIC | 5.5-6.0/6.0 Ti SIDE LOAD LAT CONN, L 35 | 5564235 | Standalone | DE0008698 | As per HSA registered indication(s)
Orthopaedics | Spine - Thoracolumbar (TL) and sacral surgery | TL and sacral fusion and fixation implant | TL rod | MEDTRONIC | 5.5mm CHROMALOY ROD, Unlined, L 500mm | 1555000500 | Standalone | DE0008698 | As per HSA registered indication(s) except for radiolucent implants which should be used as follows:  in patients with primary or metastatic spinal tumours who would benefit from post-operative high dose high precision beam therapy upon appropriate and stringent patient selection;  Patient selection should be done via standardised assessment such as the neurological-oncological-mechanical systemic (NOMS) framework; and  The assessment should be carried out by a multidisciplinary team (MDT), which may be inclusive of, but not limited to, radiation oncologists, spine surgeons and interventional radiologists, among others.
Orthopaedics | Spine - Thoracolumbar (TL) and sacral surgery | TL and sacral fusion and fixation implant | TL rod | MEDTRONIC | 5.5MM COBALT CHROME ROD L 500MM | 8690024 | Standalone | DE0008698 | As per HSA registered indication(s) except for radiolucent implants which should be used as follows:  in patients with primary or metastatic spinal tumours who would benefit from post-operative high dose high precision beam therapy upon appropriate and stringent patient selection;  Patient selection should be done via standardised assessment such as the neurological-oncological-mechanical systemic (NOMS) framework; and  The assessment should be carried out by a multidisciplinary team (MDT), which may be inclusive of, but not limited to, radiation oncologists, spine surgeons and interventional radiologists, among others.
Orthopaedics | Spine - Thoracolumbar (TL) and sacral surgery | TL and sacral fusion and fixation implant | TL rod | GLOBUS MEDICAL | 5.5mm Curved Rod, 100mm | 124.610 | Standalone | DE0501225 | As per HSA registered indication(s) except for radiolucent implants which should be used as follows:  in patients with primary or metastatic spinal tumours who would benefit from post-operative high dose high precision beam therapy upon appropriate and stringent patient selection;  Patient selection should be done via standardised assessment such as the neurological-oncological-mechanical systemic (NOMS) framework; and  The assessment should be carried out by a multidisciplinary team (MDT), which may be inclusive of, but not limited to, radiation oncologists, spine surgeons and interventional radiologists, among others.
Orthopaedics | Spine - Thoracolumbar (TL) and sacral surgery | TL and sacral fusion and fixation implant | TL rod | GLOBUS MEDICAL | 5.5mm Curved Rod, 110mm | 124.611 | Standalone | DE0501225 | As per HSA registered indication(s) except for radiolucent implants which should be used as follows:  in patients with primary or metastatic spinal tumours who would benefit from post-operative high dose high precision beam therapy upon appropriate and stringent patient selection;  Patient selection should be done via standardised assessment such as the neurological-oncological-mechanical systemic (NOMS) framework; and  The assessment should be carried out by a multidisciplinary team (MDT), which may be inclusive of, but not limited to, radiation oncologists, spine surgeons and interventional radiologists, among others.
Orthopaedics | Spine - Thoracolumbar (TL) and sacral surgery | TL and sacral fusion and fixation implant | TL rod | GLOBUS MEDICAL | 5.5mm Curved Rod, 120mm | 124.613 | Standalone | DE0501225 | As per HSA registered indication(s) except for radiolucent implants which should be used as follows:  in patients with primary or metastatic spinal tumours who would benefit from post-operative high dose high precision beam therapy upon appropriate and stringent patient selection;  Patient selection should be done via standardised assessment such as the neurological-oncological-mechanical systemic (NOMS) framework; and  The assessment should be carried out by a multidisciplinary team (MDT), which may be inclusive of, but not limited to, radiation oncologists, spine surgeons and interventional radiologists, among others.
Orthopaedics | Spine - Thoracolumbar (TL) and sacral surgery | TL and sacral fusion and fixation implant | TL rod | GLOBUS MEDICAL | 5.5mm Curved Rod, 125mm | 124.612 | Standalone | DE0501225 | As per HSA registered indication(s) except for radiolucent implants which should be used as follows:  in patients with primary or metastatic spinal tumours who would benefit from post-operative high dose high precision beam therapy upon appropriate and stringent patient selection;  Patient selection should be done via standardised assessment such as the neurological-oncological-mechanical systemic (NOMS) framework; and  The assessment should be carried out by a multidisciplinary team (MDT), which may be inclusive of, but not limited to, radiation oncologists, spine surgeons and interventional radiologists, among others.
Orthopaedics | Spine - Thoracolumbar (TL) and sacral surgery | TL and sacral fusion and fixation implant | TL rod | GLOBUS MEDICAL | 5.5mm Curved Rod, 130mm | 124.614 | Standalone | DE0501225 | As per HSA registered indication(s) except for radiolucent implants which should be used as follows:  in patients with primary or metastatic spinal tumours who would benefit from post-operative high dose high precision beam therapy upon appropriate and stringent patient selection;  Patient selection should be done via standardised assessment such as the neurological-oncological-mechanical systemic (NOMS) framework; and  The assessment should be carried out by a multidisciplinary team (MDT), which may be inclusive of, but not limited to, radiation oncologists, spine surgeons and interventional radiologists, among others.
Orthopaedics | Spine - Thoracolumbar (TL) and sacral surgery | TL and sacral fusion and fixation implant | TL rod | GLOBUS MEDICAL | 5.5mm Curved Rod, 150mm | 124.615 | Standalone | DE0501225 | As per HSA registered indication(s) except for radiolucent implants which should be used as follows:  in patients with primary or metastatic spinal tumours who would benefit from post-operative high dose high precision beam therapy upon appropriate and stringent patient selection;  Patient selection should be done via standardised assessment such as the neurological-oncological-mechanical systemic (NOMS) framework; and  The assessment should be carried out by a multidisciplinary team (MDT), which may be inclusive of, but not limited to, radiation oncologists, spine surgeons and interventional radiologists, among others.
Orthopaedics | Spine - Thoracolumbar (TL) and sacral surgery | TL and sacral fusion and fixation implant | TL rod | GLOBUS MEDICAL | 5.5mm Curved Rod, 35mm | 124.635 | Standalone | DE0501225 | As per HSA registered indication(s) except for radiolucent implants which should be used as follows:  in patients with primary or metastatic spinal tumours who would benefit from post-operative high dose high precision beam therapy upon appropriate and stringent patient selection;  Patient selection should be done via standardised assessment such as the neurological-oncological-mechanical systemic (NOMS) framework; and  The assessment should be carried out by a multidisciplinary team (MDT), which may be inclusive of, but not limited to, radiation oncologists, spine surgeons and interventional radiologists, among others.
Orthopaedics | Spine - Thoracolumbar (TL) and sacral surgery | TL and sacral fusion and fixation implant | TL rod | GLOBUS MEDICAL | 5.5mm Curved Rod, 40mm | 124.640 | Standalone | DE0501225 | As per HSA registered indication(s) except for radiolucent implants which should be used as follows:  in patients with primary or metastatic spinal tumours who would benefit from post-operative high dose high precision beam therapy upon appropriate and stringent patient selection;  Patient selection should be done via standardised assessment such as the neurological-oncological-mechanical systemic (NOMS) framework; and  The assessment should be carried out by a multidisciplinary team (MDT), which may be inclusive of, but not limited to, radiation oncologists, spine surgeons and interventional radiologists, among others.
Orthopaedics | Spine - Thoracolumbar (TL) and sacral surgery | TL and sacral fusion and fixation implant | TL rod | GLOBUS MEDICAL | 5.5mm Curved Rod, 45mm | 124.645 | Standalone | DE0501225 | As per HSA registered indication(s) except for radiolucent implants which should be used as follows:  in patients with primary or metastatic spinal tumours who would benefit from post-operative high dose high precision beam therapy upon appropriate and stringent patient selection;  Patient selection should be done via standardised assessment such as the neurological-oncological-mechanical systemic (NOMS) framework; and  The assessment should be carried out by a multidisciplinary team (MDT), which may be inclusive of, but not limited to, radiation oncologists, spine surgeons and interventional radiologists, among others.
Orthopaedics | Spine - Thoracolumbar (TL) and sacral surgery | TL and sacral fusion and fixation implant | TL rod | GLOBUS MEDICAL | 5.5mm Curved Rod, 50mm | 124.650 | Standalone | DE0501225 | As per HSA registered indication(s) except for radiolucent implants which should be used as follows:  in patients with primary or metastatic spinal tumours who would benefit from post-operative high dose high precision beam therapy upon appropriate and stringent patient selection;  Patient selection should be done via standardised assessment such as the neurological-oncological-mechanical systemic (NOMS) framework; and  The assessment should be carried out by a multidisciplinary team (MDT), which may be inclusive of, but not limited to, radiation oncologists, spine surgeons and interventional radiologists, among others.
Orthopaedics | Spine - Thoracolumbar (TL) and sacral surgery | TL and sacral fusion and fixation implant | TL rod | GLOBUS MEDICAL | 5.5mm Curved Rod, 55mm | 124.655 | Standalone | DE0501225 | As per HSA registered indication(s) except for radiolucent implants which should be used as follows:  in patients with primary or metastatic spinal tumours who would benefit from post-operative high dose high precision beam therapy upon appropriate and stringent patient selection;  Patient selection should be done via standardised assessment such as the neurological-oncological-mechanical systemic (NOMS) framework; and  The assessment should be carried out by a multidisciplinary team (MDT), which may be inclusive of, but not limited to, radiation oncologists, spine surgeons and interventional radiologists, among others.
Orthopaedics | Spine - Thoracolumbar (TL) and sacral surgery | TL and sacral fusion and fixation implant | TL rod | GLOBUS MEDICAL | 5.5mm Curved Rod, 60mm | 124.660 | Standalone | DE0501225 | As per HSA registered indication(s) except for radiolucent implants which should be used as follows:  in patients with primary or metastatic spinal tumours who would benefit from post-operative high dose high precision beam therapy upon appropriate and stringent patient selection;  Patient selection should be done via standardised assessment such as the neurological-oncological-mechanical systemic (NOMS) framework; and  The assessment should be carried out by a multidisciplinary team (MDT), which may be inclusive of, but not limited to, radiation oncologists, spine surgeons and interventional radiologists, among others.
Orthopaedics | Spine - Thoracolumbar (TL) and sacral surgery | TL and sacral fusion and fixation implant | TL rod | GLOBUS MEDICAL | 5.5mm Curved Rod, 65mm | 124.665 | Standalone | DE0501225 | As per HSA registered indication(s) except for radiolucent implants which should be used as follows:  in patients with primary or metastatic spinal tumours who would benefit from post-operative high dose high precision beam therapy upon appropriate and stringent patient selection;  Patient selection should be done via standardised assessment such as the neurological-oncological-mechanical systemic (NOMS) framework; and  The assessment should be carried out by a multidisciplinary team (MDT), which may be inclusive of, but not limited to, radiation oncologists, spine surgeons and interventional radiologists, among others.
Orthopaedics | Spine - Thoracolumbar (TL) and sacral surgery | TL and sacral fusion and fixation implant | TL rod | GLOBUS MEDICAL | 5.5mm Curved Rod, 70mm | 124.670 | Standalone | DE0501225 | As per HSA registered indication(s) except for radiolucent implants which should be used as follows:  in patients with primary or metastatic spinal tumours who would benefit from post-operative high dose high precision beam therapy upon appropriate and stringent patient selection;  Patient selection should be done via standardised assessment such as the neurological-oncological-mechanical systemic (NOMS) framework; and  The assessment should be carried out by a multidisciplinary team (MDT), which may be inclusive of, but not limited to, radiation oncologists, spine surgeons and interventional radiologists, among others.
Orthopaedics | Spine - Thoracolumbar (TL) and sacral surgery | TL and sacral fusion and fixation implant | TL rod | GLOBUS MEDICAL | 5.5mm Curved Rod, 75mm | 124.675 | Standalone | DE0501225 | As per HSA registered indication(s) except for radiolucent implants which should be used as follows:  in patients with primary or metastatic spinal tumours who would benefit from post-operative high dose high precision beam therapy upon appropriate and stringent patient selection;  Patient selection should be done via standardised assessment such as the neurological-oncological-mechanical systemic (NOMS) framework; and  The assessment should be carried out by a multidisciplinary team (MDT), which may be inclusive of, but not limited to, radiation oncologists, spine surgeons and interventional radiologists, among others.
Orthopaedics | Spine - Thoracolumbar (TL) and sacral surgery | TL and sacral fusion and fixation implant | TL rod | GLOBUS MEDICAL | 5.5mm Curved Rod, 80mm | 124.680 | Standalone | DE0501225 | As per HSA registered indication(s) except for radiolucent implants which should be used as follows:  in patients with primary or metastatic spinal tumours who would benefit from post-operative high dose high precision beam therapy upon appropriate and stringent patient selection;  Patient selection should be done via standardised assessment such as the neurological-oncological-mechanical systemic (NOMS) framework; and  The assessment should be carried out by a multidisciplinary team (MDT), which may be inclusive of, but not limited to, radiation oncologists, spine surgeons and interventional radiologists, among others.
Orthopaedics | Spine - Thoracolumbar (TL) and sacral surgery | TL and sacral fusion and fixation implant | TL rod | GLOBUS MEDICAL | 5.5mm Curved Rod, 85mm | 124.685 | Standalone | DE0501225 | As per HSA registered indication(s) except for radiolucent implants which should be used as follows:  in patients with primary or metastatic spinal tumours who would benefit from post-operative high dose high precision beam therapy upon appropriate and stringent patient selection;  Patient selection should be done via standardised assessment such as the neurological-oncological-mechanical systemic (NOMS) framework; and  The assessment should be carried out by a multidisciplinary team (MDT), which may be inclusive of, but not limited to, radiation oncologists, spine surgeons and interventional radiologists, among others.
Orthopaedics | Spine - Thoracolumbar (TL) and sacral surgery | TL and sacral fusion and fixation implant | TL rod | GLOBUS MEDICAL | 5.5mm Curved Rod, 90mm | 124.690 | Standalone | DE0501225 | As per HSA registered indication(s) except for radiolucent implants which should be used as follows:  in patients with primary or metastatic spinal tumours who would benefit from post-operative high dose high precision beam therapy upon appropriate and stringent patient selection;  Patient selection should be done via standardised assessment such as the neurological-oncological-mechanical systemic (NOMS) framework; and  The assessment should be carried out by a multidisciplinary team (MDT), which may be inclusive of, but not limited to, radiation oncologists, spine surgeons and interventional radiologists, among others.
Orthopaedics | Spine - Thoracolumbar (TL) and sacral surgery | TL and sacral fusion and fixation implant | TL rod | GLOBUS MEDICAL | 5.5mm Curved Rod, 95mm | 124.695 | Standalone | DE0501225 | As per HSA registered indication(s) except for radiolucent implants which should be used as follows:  in patients with primary or metastatic spinal tumours who would benefit from post-operative high dose high precision beam therapy upon appropriate and stringent patient selection;  Patient selection should be done via standardised assessment such as the neurological-oncological-mechanical systemic (NOMS) framework; and  The assessment should be carried out by a multidisciplinary team (MDT), which may be inclusive of, but not limited to, radiation oncologists, spine surgeons and interventional radiologists, among others.
Orthopaedics | Spine - Thoracolumbar (TL) and sacral surgery | TL and sacral fusion and fixation implant | TL rod | GLOBUS MEDICAL | 5.5mm Curved Rod, Titanium Alloy, 100mm Length | 1119.7100 | Standalone | DE0502342 | As per HSA registered indication(s) except for radiolucent implants which should be used as follows:  in patients with primary or metastatic spinal tumours who would benefit from post-operative high dose high precision beam therapy upon appropriate and stringent patient selection;  Patient selection should be done via standardised assessment such as the neurological-oncological-mechanical systemic (NOMS) framework; and  The assessment should be carried out by a multidisciplinary team (MDT), which may be inclusive of, but not limited to, radiation oncologists, spine surgeons and interventional radiologists, among others.
Orthopaedics | Spine - Thoracolumbar (TL) and sacral surgery | TL and sacral fusion and fixation implant | TL rod | GLOBUS MEDICAL | 5.5mm Curved Rod, Titanium Alloy, 125mm Length | 1119.7125 | Standalone | DE0502342 | As per HSA registered indication(s) except for radiolucent implants which should be used as follows:  in patients with primary or metastatic spinal tumours who would benefit from post-operative high dose high precision beam therapy upon appropriate and stringent patient selection;  Patient selection should be done via standardised assessment such as the neurological-oncological-mechanical systemic (NOMS) framework; and  The assessment should be carried out by a multidisciplinary team (MDT), which may be inclusive of, but not limited to, radiation oncologists, spine surgeons and interventional radiologists, among others.
Orthopaedics | Spine - Thoracolumbar (TL) and sacral surgery | TL and sacral fusion and fixation implant | TL rod | GLOBUS MEDICAL | 5.5mm Curved Rod, Titanium Alloy, 150mm Length | 1119.7150 | Standalone | DE0502342 | As per HSA registered indication(s) except for radiolucent implants which should be used as follows:  in patients with primary or metastatic spinal tumours who would benefit from post-operative high dose high precision beam therapy upon appropriate and stringent patient selection;  Patient selection should be done via standardised assessment such as the neurological-oncological-mechanical systemic (NOMS) framework; and  The assessment should be carried out by a multidisciplinary team (MDT), which may be inclusive of, but not limited to, radiation oncologists, spine surgeons and interventional radiologists, among others.
Orthopaedics | Spine - Thoracolumbar (TL) and sacral surgery | TL and sacral fusion and fixation implant | TL rod | GLOBUS MEDICAL | 5.5mm Curved Rod, Titanium Alloy, 35mm Length | 1119.7035 | Standalone | DE0502342 | As per HSA registered indication(s) except for radiolucent implants which should be used as follows:  in patients with primary or metastatic spinal tumours who would benefit from post-operative high dose high precision beam therapy upon appropriate and stringent patient selection;  Patient selection should be done via standardised assessment such as the neurological-oncological-mechanical systemic (NOMS) framework; and  The assessment should be carried out by a multidisciplinary team (MDT), which may be inclusive of, but not limited to, radiation oncologists, spine surgeons and interventional radiologists, among others.
Orthopaedics | Spine - Thoracolumbar (TL) and sacral surgery | TL and sacral fusion and fixation implant | TL rod | GLOBUS MEDICAL | 5.5mm Curved Rod, Titanium Alloy, 40mm Length | 1119.7040 | Standalone | DE0502342 | As per HSA registered indication(s) except for radiolucent implants which should be used as follows:  in patients with primary or metastatic spinal tumours who would benefit from post-operative high dose high precision beam therapy upon appropriate and stringent patient selection;  Patient selection should be done via standardised assessment such as the neurological-oncological-mechanical systemic (NOMS) framework; and  The assessment should be carried out by a multidisciplinary team (MDT), which may be inclusive of, but not limited to, radiation oncologists, spine surgeons and interventional radiologists, among others.
Orthopaedics | Spine - Thoracolumbar (TL) and sacral surgery | TL and sacral fusion and fixation implant | TL rod | GLOBUS MEDICAL | 5.5mm Curved Rod, Titanium Alloy, 45mm Length | 1119.7045 | Standalone | DE0502342 | As per HSA registered indication(s) except for radiolucent implants which should be used as follows:  in patients with primary or metastatic spinal tumours who would benefit from post-operative high dose high precision beam therapy upon appropriate and stringent patient selection;  Patient selection should be done via standardised assessment such as the neurological-oncological-mechanical systemic (NOMS) framework; and  The assessment should be carried out by a multidisciplinary team (MDT), which may be inclusive of, but not limited to, radiation oncologists, spine surgeons and interventional radiologists, among others.
Orthopaedics | Spine - Thoracolumbar (TL) and sacral surgery | TL and sacral fusion and fixation implant | TL rod | GLOBUS MEDICAL | 5.5mm Curved Rod, Titanium Alloy, 50mm Length | 1119.7050 | Standalone | DE0502342 | As per HSA registered indication(s) except for radiolucent implants which should be used as follows:  in patients with primary or metastatic spinal tumours who would benefit from post-operative high dose high precision beam therapy upon appropriate and stringent patient selection;  Patient selection should be done via standardised assessment such as the neurological-oncological-mechanical systemic (NOMS) framework; and  The assessment should be carried out by a multidisciplinary team (MDT), which may be inclusive of, but not limited to, radiation oncologists, spine surgeons and interventional radiologists, among others.
Orthopaedics | Spine - Thoracolumbar (TL) and sacral surgery | TL and sacral fusion and fixation implant | TL rod | GLOBUS MEDICAL | 5.5mm Curved Rod, Titanium Alloy, 55mm Length | 1119.7055 | Standalone | DE0502342 | As per HSA registered indication(s) except for radiolucent implants which should be used as follows:  in patients with primary or metastatic spinal tumours who would benefit from post-operative high dose high precision beam therapy upon appropriate and stringent patient selection;  Patient selection should be done via standardised assessment such as the neurological-oncological-mechanical systemic (NOMS) framework; and  The assessment should be carried out by a multidisciplinary team (MDT), which may be inclusive of, but not limited to, radiation oncologists, spine surgeons and interventional radiologists, among others.
Orthopaedics | Spine - Thoracolumbar (TL) and sacral surgery | TL and sacral fusion and fixation implant | TL rod | GLOBUS MEDICAL | 5.5mm Curved Rod, Titanium Alloy, 60mm Length | 1119.7060 | Standalone | DE0502342 | As per HSA registered indication(s) except for radiolucent implants which should be used as follows:  in patients with primary or metastatic spinal tumours who would benefit from post-operative high dose high precision beam therapy upon appropriate and stringent patient selection;  Patient selection should be done via standardised assessment such as the neurological-oncological-mechanical systemic (NOMS) framework; and  The assessment should be carried out by a multidisciplinary team (MDT), which may be inclusive of, but not limited to, radiation oncologists, spine surgeons and interventional radiologists, among others.
Orthopaedics | Spine - Thoracolumbar (TL) and sacral surgery | TL and sacral fusion and fixation implant | TL rod | GLOBUS MEDICAL | 5.5mm Curved Rod, Titanium Alloy, 65mm Length | 1119.7065 | Standalone | DE0502342 | As per HSA registered indication(s) except for radiolucent implants which should be used as follows:  in patients with primary or metastatic spinal tumours who would benefit from post-operative high dose high precision beam therapy upon appropriate and stringent patient selection;  Patient selection should be done via standardised assessment such as the neurological-oncological-mechanical systemic (NOMS) framework; and  The assessment should be carried out by a multidisciplinary team (MDT), which may be inclusive of, but not limited to, radiation oncologists, spine surgeons and interventional radiologists, among others.
Orthopaedics | Spine - Thoracolumbar (TL) and sacral surgery | TL and sacral fusion and fixation implant | TL rod | GLOBUS MEDICAL | 5.5mm Curved Rod, Titanium Alloy, 70mm Length | 1119.7070 | Standalone | DE0502342 | As per HSA registered indication(s) except for radiolucent implants which should be used as follows:  in patients with primary or metastatic spinal tumours who would benefit from post-operative high dose high precision beam therapy upon appropriate and stringent patient selection;  Patient selection should be done via standardised assessment such as the neurological-oncological-mechanical systemic (NOMS) framework; and  The assessment should be carried out by a multidisciplinary team (MDT), which may be inclusive of, but not limited to, radiation oncologists, spine surgeons and interventional radiologists, among others.
Orthopaedics | Spine - Thoracolumbar (TL) and sacral surgery | TL and sacral fusion and fixation implant | TL rod | GLOBUS MEDICAL | 5.5mm Curved Rod, Titanium Alloy, 75mm Length | 1119.7075 | Standalone | DE0502342 | As per HSA registered indication(s) except for radiolucent implants which should be used as follows:  in patients with primary or metastatic spinal tumours who would benefit from post-operative high dose high precision beam therapy upon appropriate and stringent patient selection;  Patient selection should be done via standardised assessment such as the neurological-oncological-mechanical systemic (NOMS) framework; and  The assessment should be carried out by a multidisciplinary team (MDT), which may be inclusive of, but not limited to, radiation oncologists, spine surgeons and interventional radiologists, among others.
Orthopaedics | Spine - Thoracolumbar (TL) and sacral surgery | TL and sacral fusion and fixation implant | TL rod | GLOBUS MEDICAL | 5.5mm Curved Rod, Titanium Alloy, 80mm Length | 1119.7080 | Standalone | DE0502342 | As per HSA registered indication(s) except for radiolucent implants which should be used as follows:  in patients with primary or metastatic spinal tumours who would benefit from post-operative high dose high precision beam therapy upon appropriate and stringent patient selection;  Patient selection should be done via standardised assessment such as the neurological-oncological-mechanical systemic (NOMS) framework; and  The assessment should be carried out by a multidisciplinary team (MDT), which may be inclusive of, but not limited to, radiation oncologists, spine surgeons and interventional radiologists, among others.
Orthopaedics | Spine - Thoracolumbar (TL) and sacral surgery | TL and sacral fusion and fixation implant | TL rod | GLOBUS MEDICAL | 5.5mm Curved Rod, Titanium Alloy, 85mm Length | 1119.7085 | Standalone | DE0502342 | As per HSA registered indication(s) except for radiolucent implants which should be used as follows:  in patients with primary or metastatic spinal tumours who would benefit from post-operative high dose high precision beam therapy upon appropriate and stringent patient selection;  Patient selection should be done via standardised assessment such as the neurological-oncological-mechanical systemic (NOMS) framework; and  The assessment should be carried out by a multidisciplinary team (MDT), which may be inclusive of, but not limited to, radiation oncologists, spine surgeons and interventional radiologists, among others.
Orthopaedics | Spine - Thoracolumbar (TL) and sacral surgery | TL and sacral fusion and fixation implant | TL rod | GLOBUS MEDICAL | 5.5mm Curved Rod, Titanium Alloy, 90mm Length | 1119.7090 | Standalone | DE0502342 | As per HSA registered indication(s) except for radiolucent implants which should be used as follows:  in patients with primary or metastatic spinal tumours who would benefit from post-operative high dose high precision beam therapy upon appropriate and stringent patient selection;  Patient selection should be done via standardised assessment such as the neurological-oncological-mechanical systemic (NOMS) framework; and  The assessment should be carried out by a multidisciplinary team (MDT), which may be inclusive of, but not limited to, radiation oncologists, spine surgeons and interventional radiologists, among others.
Orthopaedics | Spine - Thoracolumbar (TL) and sacral surgery | TL and sacral fusion and fixation implant | TL rod | GLOBUS MEDICAL | 5.5mm Curved Rod, Titanium Alloy, 95mm Length | 1119.7095 | Standalone | DE0502342 | As per HSA registered indication(s) except for radiolucent implants which should be used as follows:  in patients with primary or metastatic spinal tumours who would benefit from post-operative high dose high precision beam therapy upon appropriate and stringent patient selection;  Patient selection should be done via standardised assessment such as the neurological-oncological-mechanical systemic (NOMS) framework; and  The assessment should be carried out by a multidisciplinary team (MDT), which may be inclusive of, but not limited to, radiation oncologists, spine surgeons and interventional radiologists, among others.
Orthopaedics | Spine - Thoracolumbar (TL) and sacral surgery | TL and sacral fusion and fixation implant | TL rod | MEDTRONIC | 5.5mm Hex End 20 Rod (Pure Ti) | 869-022 | Standalone | DE0000758 | As per HSA registered indication(s) except for radiolucent implants which should be used as follows:  in patients with primary or metastatic spinal tumours who would benefit from post-operative high dose high precision beam therapy upon appropriate and stringent patient selection;  Patient selection should be done via standardised assessment such as the neurological-oncological-mechanical systemic (NOMS) framework; and  The assessment should be carried out by a multidisciplinary team (MDT), which may be inclusive of, but not limited to, radiation oncologists, spine surgeons and interventional radiologists, among others.
Orthopaedics | Spine - Thoracolumbar (TL) and sacral surgery | TL and sacral fusion and fixation implant | TL rod | MEDTRONIC | 5.5mm Hex End 20 Rod (Rigid) | 869-021 | Standalone | DE0000758 | As per HSA registered indication(s) except for radiolucent implants which should be used as follows:  in patients with primary or metastatic spinal tumours who would benefit from post-operative high dose high precision beam therapy upon appropriate and stringent patient selection;  Patient selection should be done via standardised assessment such as the neurological-oncological-mechanical systemic (NOMS) framework; and  The assessment should be carried out by a multidisciplinary team (MDT), which may be inclusive of, but not limited to, radiation oncologists, spine surgeons and interventional radiologists, among others.
Orthopaedics | Spine - Thoracolumbar (TL) and sacral surgery | TL and sacral fusion and fixation implant | TL rod | GLOBUS MEDICAL | 5.5mm Hex-Ended Rod, Cobalt Chrome, 200mm Length | 7119.6200 | Standalone | DE0502342 | As per HSA registered indication(s) except for radiolucent implants which should be used as follows:  in patients with primary or metastatic spinal tumours who would benefit from post-operative high dose high precision beam therapy upon appropriate and stringent patient selection;  Patient selection should be done via standardised assessment such as the neurological-oncological-mechanical systemic (NOMS) framework; and  The assessment should be carried out by a multidisciplinary team (MDT), which may be inclusive of, but not limited to, radiation oncologists, spine surgeons and interventional radiologists, among others.
Orthopaedics | Spine - Thoracolumbar (TL) and sacral surgery | TL and sacral fusion and fixation implant | TL rod | GLOBUS MEDICAL | 5.5mm Hex-Ended Rod, Cobalt Chrome, 300mm Length | 7119.6300 | Standalone | DE0502342 | As per HSA registered indication(s) except for radiolucent implants which should be used as follows:  in patients with primary or metastatic spinal tumours who would benefit from post-operative high dose high precision beam therapy upon appropriate and stringent patient selection;  Patient selection should be done via standardised assessment such as the neurological-oncological-mechanical systemic (NOMS) framework; and  The assessment should be carried out by a multidisciplinary team (MDT), which may be inclusive of, but not limited to, radiation oncologists, spine surgeons and interventional radiologists, among others.
Orthopaedics | Spine - Thoracolumbar (TL) and sacral surgery | TL and sacral fusion and fixation implant | TL pedicle screw - Shank, tulip | GLOBUS MEDICAL | 5.5mm REVERE HA Pedicle Screw, 30mm | 1024.0452S | Standalone | DE0501225 | As per HSA registered indication(s) except for radiolucent implants which should be used as follows:  in patients with primary or metastatic spinal tumours who would benefit from post-operative high dose high precision beam therapy upon appropriate and stringent patient selection;  Patient selection should be done via standardised assessment such as the neurological-oncological-mechanical systemic (NOMS) framework; and  The assessment should be carried out by a multidisciplinary team (MDT), which may be inclusive of, but not limited to, radiation oncologists, spine surgeons and interventional radiologists, among others.
Orthopaedics | Spine - Thoracolumbar (TL) and sacral surgery | TL and sacral fusion and fixation implant | TL pedicle screw - Shank, tulip | GLOBUS MEDICAL | 5.5mm REVERE HA Pedicle Screw, 35mm | 1024.0453S | Standalone | DE0501225 | As per HSA registered indication(s) except for radiolucent implants which should be used as follows:  in patients with primary or metastatic spinal tumours who would benefit from post-operative high dose high precision beam therapy upon appropriate and stringent patient selection;  Patient selection should be done via standardised assessment such as the neurological-oncological-mechanical systemic (NOMS) framework; and  The assessment should be carried out by a multidisciplinary team (MDT), which may be inclusive of, but not limited to, radiation oncologists, spine surgeons and interventional radiologists, among others.
Orthopaedics | Spine - Thoracolumbar (TL) and sacral surgery | TL and sacral fusion and fixation implant | TL pedicle screw - Shank, tulip | GLOBUS MEDICAL | 5.5mm REVERE HA Pedicle Screw, 40mm | 1024.0454S | Standalone | DE0501225 | As per HSA registered indication(s) except for radiolucent implants which should be used as follows:  in patients with primary or metastatic spinal tumours who would benefit from post-operative high dose high precision beam therapy upon appropriate and stringent patient selection;  Patient selection should be done via standardised assessment such as the neurological-oncological-mechanical systemic (NOMS) framework; and  The assessment should be carried out by a multidisciplinary team (MDT), which may be inclusive of, but not limited to, radiation oncologists, spine surgeons and interventional radiologists, among others.
Orthopaedics | Spine - Thoracolumbar (TL) and sacral surgery | TL and sacral fusion and fixation implant | TL pedicle screw - Shank, tulip | GLOBUS MEDICAL | 5.5mm REVERE HA Pedicle Screw, 45mm | 1024.0455S | Standalone | DE0501225 | As per HSA registered indication(s) except for radiolucent implants which should be used as follows:  in patients with primary or metastatic spinal tumours who would benefit from post-operative high dose high precision beam therapy upon appropriate and stringent patient selection;  Patient selection should be done via standardised assessment such as the neurological-oncological-mechanical systemic (NOMS) framework; and  The assessment should be carried out by a multidisciplinary team (MDT), which may be inclusive of, but not limited to, radiation oncologists, spine surgeons and interventional radiologists, among others.
Orthopaedics | Spine - Thoracolumbar (TL) and sacral surgery | TL and sacral fusion and fixation implant | TL pedicle screw - Shank, tulip | GLOBUS MEDICAL | 5.5mm REVERE HA Pedicle Screw, 50mm | 1024.0456S | Standalone | DE0501225 | As per HSA registered indication(s) except for radiolucent implants which should be used as follows:  in patients with primary or metastatic spinal tumours who would benefit from post-operative high dose high precision beam therapy upon appropriate and stringent patient selection;  Patient selection should be done via standardised assessment such as the neurological-oncological-mechanical systemic (NOMS) framework; and  The assessment should be carried out by a multidisciplinary team (MDT), which may be inclusive of, but not limited to, radiation oncologists, spine surgeons and interventional radiologists, among others.
Orthopaedics | Spine - Thoracolumbar (TL) and sacral surgery | TL and sacral fusion and fixation implant | TL pedicle screw - Shank, tulip | GLOBUS MEDICAL | 5.5mm REVERE HA Pedicle Screw, 55mm | 1024.0457S | Standalone | DE0501225 | As per HSA registered indication(s) except for radiolucent implants which should be used as follows:  in patients with primary or metastatic spinal tumours who would benefit from post-operative high dose high precision beam therapy upon appropriate and stringent patient selection;  Patient selection should be done via standardised assessment such as the neurological-oncological-mechanical systemic (NOMS) framework; and  The assessment should be carried out by a multidisciplinary team (MDT), which may be inclusive of, but not limited to, radiation oncologists, spine surgeons and interventional radiologists, among others.
Orthopaedics | Spine - Thoracolumbar (TL) and sacral surgery | TL and sacral fusion and fixation implant | TL pedicle screw - Shank, tulip | GLOBUS MEDICAL | 5.5mm REVERE Monoaxial Screw 25mm | 124.251 | Standalone | DE0501225 | As per HSA registered indication(s) except for radiolucent implants which should be used as follows:  in patients with primary or metastatic spinal tumours who would benefit from post-operative high dose high precision beam therapy upon appropriate and stringent patient selection;  Patient selection should be done via standardised assessment such as the neurological-oncological-mechanical systemic (NOMS) framework; and  The assessment should be carried out by a multidisciplinary team (MDT), which may be inclusive of, but not limited to, radiation oncologists, spine surgeons and interventional radiologists, among others.
Orthopaedics | Spine - Thoracolumbar (TL) and sacral surgery | TL and sacral fusion and fixation implant | TL pedicle screw - Shank, tulip | GLOBUS MEDICAL | 5.5mm REVERE Monoaxial Screw 30mm | 124.252 | Standalone | DE0501225 | As per HSA registered indication(s) except for radiolucent implants which should be used as follows:  in patients with primary or metastatic spinal tumours who would benefit from post-operative high dose high precision beam therapy upon appropriate and stringent patient selection;  Patient selection should be done via standardised assessment such as the neurological-oncological-mechanical systemic (NOMS) framework; and  The assessment should be carried out by a multidisciplinary team (MDT), which may be inclusive of, but not limited to, radiation oncologists, spine surgeons and interventional radiologists, among others.
Orthopaedics | Spine - Thoracolumbar (TL) and sacral surgery | TL and sacral fusion and fixation implant | TL pedicle screw - Shank, tulip | GLOBUS MEDICAL | 5.5mm REVERE Monoaxial Screw 35mm | 124.253 | Standalone | DE0501225 | As per HSA registered indication(s) except for radiolucent implants which should be used as follows:  in patients with primary or metastatic spinal tumours who would benefit from post-operative high dose high precision beam therapy upon appropriate and stringent patient selection;  Patient selection should be done via standardised assessment such as the neurological-oncological-mechanical systemic (NOMS) framework; and  The assessment should be carried out by a multidisciplinary team (MDT), which may be inclusive of, but not limited to, radiation oncologists, spine surgeons and interventional radiologists, among others.
Orthopaedics | Spine - Thoracolumbar (TL) and sacral surgery | TL and sacral fusion and fixation implant | TL pedicle screw - Shank, tulip | GLOBUS MEDICAL | 5.5mm REVERE Monoaxial Screw 40mm | 124.254 | Standalone | DE0501225 | As per HSA registered indication(s) except for radiolucent implants which should be used as follows:  in patients with primary or metastatic spinal tumours who would benefit from post-operative high dose high precision beam therapy upon appropriate and stringent patient selection;  Patient selection should be done via standardised assessment such as the neurological-oncological-mechanical systemic (NOMS) framework; and  The assessment should be carried out by a multidisciplinary team (MDT), which may be inclusive of, but not limited to, radiation oncologists, spine surgeons and interventional radiologists, among others.
Orthopaedics | Spine - Thoracolumbar (TL) and sacral surgery | TL and sacral fusion and fixation implant | TL pedicle screw - Shank, tulip | GLOBUS MEDICAL | 5.5mm REVERE Monoaxial Screw 45mm | 124.255 | Standalone | DE0501225 | As per HSA registered indication(s) except for radiolucent implants which should be used as follows:  in patients with primary or metastatic spinal tumours who would benefit from post-operative high dose high precision beam therapy upon appropriate and stringent patient selection;  Patient selection should be done via standardised assessment such as the neurological-oncological-mechanical systemic (NOMS) framework; and  The assessment should be carried out by a multidisciplinary team (MDT), which may be inclusive of, but not limited to, radiation oncologists, spine surgeons and interventional radiologists, among others.
Orthopaedics | Spine - Thoracolumbar (TL) and sacral surgery | TL and sacral fusion and fixation implant | TL pedicle screw - Shank, tulip | GLOBUS MEDICAL | 5.5mm REVERE Monoaxial Screw 50mm | 124.256 | Standalone | DE0501225 | As per HSA registered indication(s) except for radiolucent implants which should be used as follows:  in patients with primary or metastatic spinal tumours who would benefit from post-operative high dose high precision beam therapy upon appropriate and stringent patient selection;  Patient selection should be done via standardised assessment such as the neurological-oncological-mechanical systemic (NOMS) framework; and  The assessment should be carried out by a multidisciplinary team (MDT), which may be inclusive of, but not limited to, radiation oncologists, spine surgeons and interventional radiologists, among others.
Orthopaedics | Spine - Thoracolumbar (TL) and sacral surgery | TL and sacral fusion and fixation implant | TL pedicle screw - Shank, tulip | GLOBUS MEDICAL | 5.5mm REVERE Monoaxial Screw 55mm | 124.257 | Standalone | DE0501225 | As per HSA registered indication(s) except for radiolucent implants which should be used as follows:  in patients with primary or metastatic spinal tumours who would benefit from post-operative high dose high precision beam therapy upon appropriate and stringent patient selection;  Patient selection should be done via standardised assessment such as the neurological-oncological-mechanical systemic (NOMS) framework; and  The assessment should be carried out by a multidisciplinary team (MDT), which may be inclusive of, but not limited to, radiation oncologists, spine surgeons and interventional radiologists, among others.
Orthopaedics | Spine - Thoracolumbar (TL) and sacral surgery | TL and sacral fusion and fixation implant | TL pedicle screw - Shank, tulip | GLOBUS MEDICAL | 5.5mm REVERE Monoaxial Screw 60mm | 124.258 | Standalone | DE0501225 | As per HSA registered indication(s) except for radiolucent implants which should be used as follows:  in patients with primary or metastatic spinal tumours who would benefit from post-operative high dose high precision beam therapy upon appropriate and stringent patient selection;  Patient selection should be done via standardised assessment such as the neurological-oncological-mechanical systemic (NOMS) framework; and  The assessment should be carried out by a multidisciplinary team (MDT), which may be inclusive of, but not limited to, radiation oncologists, spine surgeons and interventional radiologists, among others.
Orthopaedics | Spine - Thoracolumbar (TL) and sacral surgery | TL and sacral fusion and fixation implant | TL pedicle screw - Shank, tulip | GLOBUS MEDICAL | 5.5mm REVERE Monoaxial Screw 65mm | 124.259 | Standalone | DE0501225 | As per HSA registered indication(s) except for radiolucent implants which should be used as follows:  in patients with primary or metastatic spinal tumours who would benefit from post-operative high dose high precision beam therapy upon appropriate and stringent patient selection;  Patient selection should be done via standardised assessment such as the neurological-oncological-mechanical systemic (NOMS) framework; and  The assessment should be carried out by a multidisciplinary team (MDT), which may be inclusive of, but not limited to, radiation oncologists, spine surgeons and interventional radiologists, among others.
Orthopaedics | Spine - Thoracolumbar (TL) and sacral surgery | TL and sacral fusion and fixation implant | TL pedicle screw - Shank, tulip | GLOBUS MEDICAL | 5.5mm REVERE Pedicle Screw 25mm | 124.451 | Standalone | DE0501225 | As per HSA registered indication(s) except for radiolucent implants which should be used as follows:  in patients with primary or metastatic spinal tumours who would benefit from post-operative high dose high precision beam therapy upon appropriate and stringent patient selection;  Patient selection should be done via standardised assessment such as the neurological-oncological-mechanical systemic (NOMS) framework; and  The assessment should be carried out by a multidisciplinary team (MDT), which may be inclusive of, but not limited to, radiation oncologists, spine surgeons and interventional radiologists, among others.
Orthopaedics | Spine - Thoracolumbar (TL) and sacral surgery | TL and sacral fusion and fixation implant | TL pedicle screw - Shank, tulip | GLOBUS MEDICAL | 5.5mm REVERE Pedicle Screw 30mm | 124.452 | Standalone | DE0501225 | As per HSA registered indication(s) except for radiolucent implants which should be used as follows:  in patients with primary or metastatic spinal tumours who would benefit from post-operative high dose high precision beam therapy upon appropriate and stringent patient selection;  Patient selection should be done via standardised assessment such as the neurological-oncological-mechanical systemic (NOMS) framework; and  The assessment should be carried out by a multidisciplinary team (MDT), which may be inclusive of, but not limited to, radiation oncologists, spine surgeons and interventional radiologists, among others.
Orthopaedics | Spine - Thoracolumbar (TL) and sacral surgery | TL and sacral fusion and fixation implant | TL pedicle screw - Shank, tulip | GLOBUS MEDICAL | 5.5mm REVERE Pedicle Screw 35mm | 124.453 | Standalone | DE0501225 | As per HSA registered indication(s) except for radiolucent implants which should be used as follows:  in patients with primary or metastatic spinal tumours who would benefit from post-operative high dose high precision beam therapy upon appropriate and stringent patient selection;  Patient selection should be done via standardised assessment such as the neurological-oncological-mechanical systemic (NOMS) framework; and  The assessment should be carried out by a multidisciplinary team (MDT), which may be inclusive of, but not limited to, radiation oncologists, spine surgeons and interventional radiologists, among others.
Orthopaedics | Spine - Thoracolumbar (TL) and sacral surgery | TL and sacral fusion and fixation implant | TL pedicle screw - Shank, tulip | GLOBUS MEDICAL | 5.5mm REVERE Pedicle Screw 40mm | 124.454 | Standalone | DE0501225 | As per HSA registered indication(s) except for radiolucent implants which should be used as follows:  in patients with primary or metastatic spinal tumours who would benefit from post-operative high dose high precision beam therapy upon appropriate and stringent patient selection;  Patient selection should be done via standardised assessment such as the neurological-oncological-mechanical systemic (NOMS) framework; and  The assessment should be carried out by a multidisciplinary team (MDT), which may be inclusive of, but not limited to, radiation oncologists, spine surgeons and interventional radiologists, among others.
Orthopaedics | Spine - Thoracolumbar (TL) and sacral surgery | TL and sacral fusion and fixation implant | TL pedicle screw - Shank, tulip | GLOBUS MEDICAL | 5.5mm REVERE Pedicle Screw 45mm | 124.455 | Standalone | DE0501225 | As per HSA registered indication(s) except for radiolucent implants which should be used as follows:  in patients with primary or metastatic spinal tumours who would benefit from post-operative high dose high precision beam therapy upon appropriate and stringent patient selection;  Patient selection should be done via standardised assessment such as the neurological-oncological-mechanical systemic (NOMS) framework; and  The assessment should be carried out by a multidisciplinary team (MDT), which may be inclusive of, but not limited to, radiation oncologists, spine surgeons and interventional radiologists, among others.
Orthopaedics | Spine - Thoracolumbar (TL) and sacral surgery | TL and sacral fusion and fixation implant | TL pedicle screw - Shank, tulip | GLOBUS MEDICAL | 5.5mm REVERE Pedicle Screw 50mm | 124.456 | Standalone | DE0501225 | As per HSA registered indication(s) except for radiolucent implants which should be used as follows:  in patients with primary or metastatic spinal tumours who would benefit from post-operative high dose high precision beam therapy upon appropriate and stringent patient selection;  Patient selection should be done via standardised assessment such as the neurological-oncological-mechanical systemic (NOMS) framework; and  The assessment should be carried out by a multidisciplinary team (MDT), which may be inclusive of, but not limited to, radiation oncologists, spine surgeons and interventional radiologists, among others.
Orthopaedics | Spine - Thoracolumbar (TL) and sacral surgery | TL and sacral fusion and fixation implant | TL pedicle screw - Shank, tulip | GLOBUS MEDICAL | 5.5mm REVERE Pedicle Screw 55mm | 124.457 | Standalone | DE0501225 | As per HSA registered indication(s) except for radiolucent implants which should be used as follows:  in patients with primary or metastatic spinal tumours who would benefit from post-operative high dose high precision beam therapy upon appropriate and stringent patient selection;  Patient selection should be done via standardised assessment such as the neurological-oncological-mechanical systemic (NOMS) framework; and  The assessment should be carried out by a multidisciplinary team (MDT), which may be inclusive of, but not limited to, radiation oncologists, spine surgeons and interventional radiologists, among others.
Orthopaedics | Spine - Thoracolumbar (TL) and sacral surgery | TL and sacral fusion and fixation implant | TL pedicle screw - Shank, tulip | GLOBUS MEDICAL | 5.5mm REVOLVE Monoaxial Screw, 25mm | 585.351 | Standalone | DE0501604 | As per HSA registered indication(s) except for radiolucent implants which should be used as follows:  in patients with primary or metastatic spinal tumours who would benefit from post-operative high dose high precision beam therapy upon appropriate and stringent patient selection;  Patient selection should be done via standardised assessment such as the neurological-oncological-mechanical systemic (NOMS) framework; and  The assessment should be carried out by a multidisciplinary team (MDT), which may be inclusive of, but not limited to, radiation oncologists, spine surgeons and interventional radiologists, among others.
Orthopaedics | Spine - Thoracolumbar (TL) and sacral surgery | TL and sacral fusion and fixation implant | TL pedicle screw - Shank, tulip | GLOBUS MEDICAL | 5.5mm REVOLVE Monoaxial Screw, 30mm | 585.352 | Standalone | DE0501604 | As per HSA registered indication(s) except for radiolucent implants which should be used as follows:  in patients with primary or metastatic spinal tumours who would benefit from post-operative high dose high precision beam therapy upon appropriate and stringent patient selection;  Patient selection should be done via standardised assessment such as the neurological-oncological-mechanical systemic (NOMS) framework; and  The assessment should be carried out by a multidisciplinary team (MDT), which may be inclusive of, but not limited to, radiation oncologists, spine surgeons and interventional radiologists, among others.
Orthopaedics | Spine - Thoracolumbar (TL) and sacral surgery | TL and sacral fusion and fixation implant | TL pedicle screw - Shank, tulip | GLOBUS MEDICAL | 5.5mm REVOLVE Monoaxial Screw, 35mm | 585.353 | Standalone | DE0501604 | As per HSA registered indication(s) except for radiolucent implants which should be used as follows:  in patients with primary or metastatic spinal tumours who would benefit from post-operative high dose high precision beam therapy upon appropriate and stringent patient selection;  Patient selection should be done via standardised assessment such as the neurological-oncological-mechanical systemic (NOMS) framework; and  The assessment should be carried out by a multidisciplinary team (MDT), which may be inclusive of, but not limited to, radiation oncologists, spine surgeons and interventional radiologists, among others.
Orthopaedics | Spine - Thoracolumbar (TL) and sacral surgery | TL and sacral fusion and fixation implant | TL pedicle screw - Shank, tulip | GLOBUS MEDICAL | 5.5mm REVOLVE Monoaxial Screw, 40mm | 585.354 | Standalone | DE0501604 | As per HSA registered indication(s) except for radiolucent implants which should be used as follows:  in patients with primary or metastatic spinal tumours who would benefit from post-operative high dose high precision beam therapy upon appropriate and stringent patient selection;  Patient selection should be done via standardised assessment such as the neurological-oncological-mechanical systemic (NOMS) framework; and  The assessment should be carried out by a multidisciplinary team (MDT), which may be inclusive of, but not limited to, radiation oncologists, spine surgeons and interventional radiologists, among others.
Orthopaedics | Spine - Thoracolumbar (TL) and sacral surgery | TL and sacral fusion and fixation implant | TL pedicle screw - Shank, tulip | GLOBUS MEDICAL | 5.5mm REVOLVE Monoaxial Screw, 45mm | 585.355 | Standalone | DE0501604 | As per HSA registered indication(s) except for radiolucent implants which should be used as follows:  in patients with primary or metastatic spinal tumours who would benefit from post-operative high dose high precision beam therapy upon appropriate and stringent patient selection;  Patient selection should be done via standardised assessment such as the neurological-oncological-mechanical systemic (NOMS) framework; and  The assessment should be carried out by a multidisciplinary team (MDT), which may be inclusive of, but not limited to, radiation oncologists, spine surgeons and interventional radiologists, among others.
Orthopaedics | Spine - Thoracolumbar (TL) and sacral surgery | TL and sacral fusion and fixation implant | TL pedicle screw - Shank, tulip | GLOBUS MEDICAL | 5.5mm REVOLVE Monoaxial Screw, 50mm | 585.356 | Standalone | DE0501604 | As per HSA registered indication(s) except for radiolucent implants which should be used as follows:  in patients with primary or metastatic spinal tumours who would benefit from post-operative high dose high precision beam therapy upon appropriate and stringent patient selection;  Patient selection should be done via standardised assessment such as the neurological-oncological-mechanical systemic (NOMS) framework; and  The assessment should be carried out by a multidisciplinary team (MDT), which may be inclusive of, but not limited to, radiation oncologists, spine surgeons and interventional radiologists, among others.
Orthopaedics | Spine - Thoracolumbar (TL) and sacral surgery | TL and sacral fusion and fixation implant | TL pedicle screw - Shank, tulip | GLOBUS MEDICAL | 5.5mm REVOLVE Monoaxial Screw, 55mm | 585.357 | Standalone | DE0501604 | As per HSA registered indication(s) except for radiolucent implants which should be used as follows:  in patients with primary or metastatic spinal tumours who would benefit from post-operative high dose high precision beam therapy upon appropriate and stringent patient selection;  Patient selection should be done via standardised assessment such as the neurological-oncological-mechanical systemic (NOMS) framework; and  The assessment should be carried out by a multidisciplinary team (MDT), which may be inclusive of, but not limited to, radiation oncologists, spine surgeons and interventional radiologists, among others.
Orthopaedics | Spine - Thoracolumbar (TL) and sacral surgery | TL and sacral fusion and fixation implant | TL pedicle screw - Shank, tulip | GLOBUS MEDICAL | 5.5mm REVOLVE Polyaxial Pedicle Screw, 30mm | 185.452 | Standalone | DE0501604 | As per HSA registered indication(s) except for radiolucent implants which should be used as follows:  in patients with primary or metastatic spinal tumours who would benefit from post-operative high dose high precision beam therapy upon appropriate and stringent patient selection;  Patient selection should be done via standardised assessment such as the neurological-oncological-mechanical systemic (NOMS) framework; and  The assessment should be carried out by a multidisciplinary team (MDT), which may be inclusive of, but not limited to, radiation oncologists, spine surgeons and interventional radiologists, among others.
Orthopaedics | Spine - Thoracolumbar (TL) and sacral surgery | TL and sacral fusion and fixation implant | TL pedicle screw - Shank, tulip | GLOBUS MEDICAL | 5.5mm REVOLVE Polyaxial Pedicle Screw, 35mm | 185.453 | Standalone | DE0501604 | As per HSA registered indication(s) except for radiolucent implants which should be used as follows:  in patients with primary or metastatic spinal tumours who would benefit from post-operative high dose high precision beam therapy upon appropriate and stringent patient selection;  Patient selection should be done via standardised assessment such as the neurological-oncological-mechanical systemic (NOMS) framework; and  The assessment should be carried out by a multidisciplinary team (MDT), which may be inclusive of, but not limited to, radiation oncologists, spine surgeons and interventional radiologists, among others.
Orthopaedics | Spine - Thoracolumbar (TL) and sacral surgery | TL and sacral fusion and fixation implant | TL pedicle screw - Shank, tulip | GLOBUS MEDICAL | 5.5mm REVOLVE Polyaxial Pedicle Screw, 40mm | 185.454 | Standalone | DE0501604 | As per HSA registered indication(s) except for radiolucent implants which should be used as follows:  in patients with primary or metastatic spinal tumours who would benefit from post-operative high dose high precision beam therapy upon appropriate and stringent patient selection;  Patient selection should be done via standardised assessment such as the neurological-oncological-mechanical systemic (NOMS) framework; and  The assessment should be carried out by a multidisciplinary team (MDT), which may be inclusive of, but not limited to, radiation oncologists, spine surgeons and interventional radiologists, among others.
Orthopaedics | Spine - Thoracolumbar (TL) and sacral surgery | TL and sacral fusion and fixation implant | TL pedicle screw - Shank, tulip | GLOBUS MEDICAL | 5.5mm REVOLVE Polyaxial Pedicle Screw, 45mm | 185.455 | Standalone | DE0501604 | As per HSA registered indication(s) except for radiolucent implants which should be used as follows:  in patients with primary or metastatic spinal tumours who would benefit from post-operative high dose high precision beam therapy upon appropriate and stringent patient selection;  Patient selection should be done via standardised assessment such as the neurological-oncological-mechanical systemic (NOMS) framework; and  The assessment should be carried out by a multidisciplinary team (MDT), which may be inclusive of, but not limited to, radiation oncologists, spine surgeons and interventional radiologists, among others.
Orthopaedics | Spine - Thoracolumbar (TL) and sacral surgery | TL and sacral fusion and fixation implant | TL pedicle screw - Shank, tulip | GLOBUS MEDICAL | 5.5mm REVOLVE Polyaxial Pedicle Screw, 50mm | 185.456 | Standalone | DE0501604 | As per HSA registered indication(s) except for radiolucent implants which should be used as follows:  in patients with primary or metastatic spinal tumours who would benefit from post-operative high dose high precision beam therapy upon appropriate and stringent patient selection;  Patient selection should be done via standardised assessment such as the neurological-oncological-mechanical systemic (NOMS) framework; and  The assessment should be carried out by a multidisciplinary team (MDT), which may be inclusive of, but not limited to, radiation oncologists, spine surgeons and interventional radiologists, among others.
Orthopaedics | Spine - Thoracolumbar (TL) and sacral surgery | TL and sacral fusion and fixation implant | TL pedicle screw - Shank, tulip | GLOBUS MEDICAL | 5.5mm REVOLVE Polyaxial Pedicle Screw, 55mm | 185.457 | Standalone | DE0501604 | As per HSA registered indication(s) except for radiolucent implants which should be used as follows:  in patients with primary or metastatic spinal tumours who would benefit from post-operative high dose high precision beam therapy upon appropriate and stringent patient selection;  Patient selection should be done via standardised assessment such as the neurological-oncological-mechanical systemic (NOMS) framework; and  The assessment should be carried out by a multidisciplinary team (MDT), which may be inclusive of, but not limited to, radiation oncologists, spine surgeons and interventional radiologists, among others.
Orthopaedics | Spine - Thoracolumbar (TL) and sacral surgery | TL and sacral fusion and fixation implant | TL rod | GLOBUS MEDICAL | 5.5mm REVOLVE Rod, 100mm | 185.300 | Standalone | DE0501604 | As per HSA registered indication(s) except for radiolucent implants which should be used as follows:  in patients with primary or metastatic spinal tumours who would benefit from post-operative high dose high precision beam therapy upon appropriate and stringent patient selection;  Patient selection should be done via standardised assessment such as the neurological-oncological-mechanical systemic (NOMS) framework; and  The assessment should be carried out by a multidisciplinary team (MDT), which may be inclusive of, but not limited to, radiation oncologists, spine surgeons and interventional radiologists, among others.
Orthopaedics | Spine - Thoracolumbar (TL) and sacral surgery | TL and sacral fusion and fixation implant | TL rod | GLOBUS MEDICAL | 5.5mm REVOLVE Rod, 110mm | 185.310 | Standalone | DE0501604 | As per HSA registered indication(s) except for radiolucent implants which should be used as follows:  in patients with primary or metastatic spinal tumours who would benefit from post-operative high dose high precision beam therapy upon appropriate and stringent patient selection;  Patient selection should be done via standardised assessment such as the neurological-oncological-mechanical systemic (NOMS) framework; and  The assessment should be carried out by a multidisciplinary team (MDT), which may be inclusive of, but not limited to, radiation oncologists, spine surgeons and interventional radiologists, among others.
Orthopaedics | Spine - Thoracolumbar (TL) and sacral surgery | TL and sacral fusion and fixation implant | TL rod | GLOBUS MEDICAL | 5.5mm REVOLVE Rod, 120mm | 185.320 | Standalone | DE0501604 | As per HSA registered indication(s) except for radiolucent implants which should be used as follows:  in patients with primary or metastatic spinal tumours who would benefit from post-operative high dose high precision beam therapy upon appropriate and stringent patient selection;  Patient selection should be done via standardised assessment such as the neurological-oncological-mechanical systemic (NOMS) framework; and  The assessment should be carried out by a multidisciplinary team (MDT), which may be inclusive of, but not limited to, radiation oncologists, spine surgeons and interventional radiologists, among others.
Orthopaedics | Spine - Thoracolumbar (TL) and sacral surgery | TL and sacral fusion and fixation implant | TL rod | GLOBUS MEDICAL | 5.5mm REVOLVE Rod, 130mm | 185.330 | Standalone | DE0501604 | As per HSA registered indication(s) except for radiolucent implants which should be used as follows:  in patients with primary or metastatic spinal tumours who would benefit from post-operative high dose high precision beam therapy upon appropriate and stringent patient selection;  Patient selection should be done via standardised assessment such as the neurological-oncological-mechanical systemic (NOMS) framework; and  The assessment should be carried out by a multidisciplinary team (MDT), which may be inclusive of, but not limited to, radiation oncologists, spine surgeons and interventional radiologists, among others.
Orthopaedics | Spine - Thoracolumbar (TL) and sacral surgery | TL and sacral fusion and fixation implant | TL rod | GLOBUS MEDICAL | 5.5mm REVOLVE Rod, 140mm | 185.340 | Standalone | DE0501604 | As per HSA registered indication(s) except for radiolucent implants which should be used as follows:  in patients with primary or metastatic spinal tumours who would benefit from post-operative high dose high precision beam therapy upon appropriate and stringent patient selection;  Patient selection should be done via standardised assessment such as the neurological-oncological-mechanical systemic (NOMS) framework; and  The assessment should be carried out by a multidisciplinary team (MDT), which may be inclusive of, but not limited to, radiation oncologists, spine surgeons and interventional radiologists, among others.
Orthopaedics | Spine - Thoracolumbar (TL) and sacral surgery | TL and sacral fusion and fixation implant | TL rod | GLOBUS MEDICAL | 5.5mm REVOLVE Rod, 150mm | 185.350 | Standalone | DE0501604 | As per HSA registered indication(s) except for radiolucent implants which should be used as follows:  in patients with primary or metastatic spinal tumours who would benefit from post-operative high dose high precision beam therapy upon appropriate and stringent patient selection;  Patient selection should be done via standardised assessment such as the neurological-oncological-mechanical systemic (NOMS) framework; and  The assessment should be carried out by a multidisciplinary team (MDT), which may be inclusive of, but not limited to, radiation oncologists, spine surgeons and interventional radiologists, among others.
Orthopaedics | Spine - Thoracolumbar (TL) and sacral surgery | TL and sacral fusion and fixation implant | TL rod | GLOBUS MEDICAL | 5.5mm REVOLVE Rod, 160mm | 185.360 | Standalone | DE0501604 | As per HSA registered indication(s) except for radiolucent implants which should be used as follows:  in patients with primary or metastatic spinal tumours who would benefit from post-operative high dose high precision beam therapy upon appropriate and stringent patient selection;  Patient selection should be done via standardised assessment such as the neurological-oncological-mechanical systemic (NOMS) framework; and  The assessment should be carried out by a multidisciplinary team (MDT), which may be inclusive of, but not limited to, radiation oncologists, spine surgeons and interventional radiologists, among others.
Orthopaedics | Spine - Thoracolumbar (TL) and sacral surgery | TL and sacral fusion and fixation implant | TL rod | GLOBUS MEDICAL | 5.5mm REVOLVE Rod, 170mm | 185.370 | Standalone | DE0501604 | As per HSA registered indication(s) except for radiolucent implants which should be used as follows:  in patients with primary or metastatic spinal tumours who would benefit from post-operative high dose high precision beam therapy upon appropriate and stringent patient selection;  Patient selection should be done via standardised assessment such as the neurological-oncological-mechanical systemic (NOMS) framework; and  The assessment should be carried out by a multidisciplinary team (MDT), which may be inclusive of, but not limited to, radiation oncologists, spine surgeons and interventional radiologists, among others.
Orthopaedics | Spine - Thoracolumbar (TL) and sacral surgery | TL and sacral fusion and fixation implant | TL rod | GLOBUS MEDICAL | 5.5mm REVOLVE Rod, 180mm | 185.380 | Standalone | DE0501604 | As per HSA registered indication(s) except for radiolucent implants which should be used as follows:  in patients with primary or metastatic spinal tumours who would benefit from post-operative high dose high precision beam therapy upon appropriate and stringent patient selection;  Patient selection should be done via standardised assessment such as the neurological-oncological-mechanical systemic (NOMS) framework; and  The assessment should be carried out by a multidisciplinary team (MDT), which may be inclusive of, but not limited to, radiation oncologists, spine surgeons and interventional radiologists, among others.
Orthopaedics | Spine - Thoracolumbar (TL) and sacral surgery | TL and sacral fusion and fixation implant | TL rod | GLOBUS MEDICAL | 5.5mm REVOLVE Rod, 190mm | 185.390 | Standalone | DE0501604 | As per HSA registered indication(s) except for radiolucent implants which should be used as follows:  in patients with primary or metastatic spinal tumours who would benefit from post-operative high dose high precision beam therapy upon appropriate and stringent patient selection;  Patient selection should be done via standardised assessment such as the neurological-oncological-mechanical systemic (NOMS) framework; and  The assessment should be carried out by a multidisciplinary team (MDT), which may be inclusive of, but not limited to, radiation oncologists, spine surgeons and interventional radiologists, among others.
Orthopaedics | Spine - Thoracolumbar (TL) and sacral surgery | TL and sacral fusion and fixation implant | TL rod | GLOBUS MEDICAL | 5.5mm REVOLVE Rod, 200mm | 185.400 | Standalone | DE0501604 | As per HSA registered indication(s) except for radiolucent implants which should be used as follows:  in patients with primary or metastatic spinal tumours who would benefit from post-operative high dose high precision beam therapy upon appropriate and stringent patient selection;  Patient selection should be done via standardised assessment such as the neurological-oncological-mechanical systemic (NOMS) framework; and  The assessment should be carried out by a multidisciplinary team (MDT), which may be inclusive of, but not limited to, radiation oncologists, spine surgeons and interventional radiologists, among others.
Orthopaedics | Spine - Thoracolumbar (TL) and sacral surgery | TL and sacral fusion and fixation implant | TL rod | GLOBUS MEDICAL | 5.5mm REVOLVE Rod, 210mm | 185.410 | Standalone | DE0501604 | As per HSA registered indication(s) except for radiolucent implants which should be used as follows:  in patients with primary or metastatic spinal tumours who would benefit from post-operative high dose high precision beam therapy upon appropriate and stringent patient selection;  Patient selection should be done via standardised assessment such as the neurological-oncological-mechanical systemic (NOMS) framework; and  The assessment should be carried out by a multidisciplinary team (MDT), which may be inclusive of, but not limited to, radiation oncologists, spine surgeons and interventional radiologists, among others.
Orthopaedics | Spine - Thoracolumbar (TL) and sacral surgery | TL and sacral fusion and fixation implant | TL rod | GLOBUS MEDICAL | 5.5mm REVOLVE Rod, 220mm | 185.420 | Standalone | DE0501604 | As per HSA registered indication(s) except for radiolucent implants which should be used as follows:  in patients with primary or metastatic spinal tumours who would benefit from post-operative high dose high precision beam therapy upon appropriate and stringent patient selection;  Patient selection should be done via standardised assessment such as the neurological-oncological-mechanical systemic (NOMS) framework; and  The assessment should be carried out by a multidisciplinary team (MDT), which may be inclusive of, but not limited to, radiation oncologists, spine surgeons and interventional radiologists, among others.
Orthopaedics | Spine - Thoracolumbar (TL) and sacral surgery | TL and sacral fusion and fixation implant | TL rod | GLOBUS MEDICAL | 5.5mm REVOLVE Rod, 230mm | 185.430 | Standalone | DE0501604 | As per HSA registered indication(s) except for radiolucent implants which should be used as follows:  in patients with primary or metastatic spinal tumours who would benefit from post-operative high dose high precision beam therapy upon appropriate and stringent patient selection;  Patient selection should be done via standardised assessment such as the neurological-oncological-mechanical systemic (NOMS) framework; and  The assessment should be carried out by a multidisciplinary team (MDT), which may be inclusive of, but not limited to, radiation oncologists, spine surgeons and interventional radiologists, among others.
Orthopaedics | Spine - Thoracolumbar (TL) and sacral surgery | TL and sacral fusion and fixation implant | TL rod | GLOBUS MEDICAL | 5.5mm REVOLVE Rod, 240mm | 185.440 | Standalone | DE0501604 | As per HSA registered indication(s) except for radiolucent implants which should be used as follows:  in patients with primary or metastatic spinal tumours who would benefit from post-operative high dose high precision beam therapy upon appropriate and stringent patient selection;  Patient selection should be done via standardised assessment such as the neurological-oncological-mechanical systemic (NOMS) framework; and  The assessment should be carried out by a multidisciplinary team (MDT), which may be inclusive of, but not limited to, radiation oncologists, spine surgeons and interventional radiologists, among others.
Orthopaedics | Spine - Thoracolumbar (TL) and sacral surgery | TL and sacral fusion and fixation implant | TL rod | GLOBUS MEDICAL | 5.5mm REVOLVE Rod, 300mm | 185.500 | Standalone | DE0501604 | As per HSA registered indication(s) except for radiolucent implants which should be used as follows:  in patients with primary or metastatic spinal tumours who would benefit from post-operative high dose high precision beam therapy upon appropriate and stringent patient selection;  Patient selection should be done via standardised assessment such as the neurological-oncological-mechanical systemic (NOMS) framework; and  The assessment should be carried out by a multidisciplinary team (MDT), which may be inclusive of, but not limited to, radiation oncologists, spine surgeons and interventional radiologists, among others.
Orthopaedics | Spine - Thoracolumbar (TL) and sacral surgery | TL and sacral fusion and fixation implant | TL rod | GLOBUS MEDICAL | 5.5mm REVOLVE Rod, 40mm | 185.240 | Standalone | DE0501604 | As per HSA registered indication(s) except for radiolucent implants which should be used as follows:  in patients with primary or metastatic spinal tumours who would benefit from post-operative high dose high precision beam therapy upon appropriate and stringent patient selection;  Patient selection should be done via standardised assessment such as the neurological-oncological-mechanical systemic (NOMS) framework; and  The assessment should be carried out by a multidisciplinary team (MDT), which may be inclusive of, but not limited to, radiation oncologists, spine surgeons and interventional radiologists, among others.
Orthopaedics | Spine - Thoracolumbar (TL) and sacral surgery | TL and sacral fusion and fixation implant | TL rod | GLOBUS MEDICAL | 5.5mm REVOLVE Rod, 45mm | 185.245 | Standalone | DE0501604 | As per HSA registered indication(s) except for radiolucent implants which should be used as follows:  in patients with primary or metastatic spinal tumours who would benefit from post-operative high dose high precision beam therapy upon appropriate and stringent patient selection;  Patient selection should be done via standardised assessment such as the neurological-oncological-mechanical systemic (NOMS) framework; and  The assessment should be carried out by a multidisciplinary team (MDT), which may be inclusive of, but not limited to, radiation oncologists, spine surgeons and interventional radiologists, among others.
Orthopaedics | Spine - Thoracolumbar (TL) and sacral surgery | TL and sacral fusion and fixation implant | TL rod | GLOBUS MEDICAL | 5.5mm REVOLVE Rod, 50mm | 185.250 | Standalone | DE0501604 | As per HSA registered indication(s) except for radiolucent implants which should be used as follows:  in patients with primary or metastatic spinal tumours who would benefit from post-operative high dose high precision beam therapy upon appropriate and stringent patient selection;  Patient selection should be done via standardised assessment such as the neurological-oncological-mechanical systemic (NOMS) framework; and  The assessment should be carried out by a multidisciplinary team (MDT), which may be inclusive of, but not limited to, radiation oncologists, spine surgeons and interventional radiologists, among others.
Orthopaedics | Spine - Thoracolumbar (TL) and sacral surgery | TL and sacral fusion and fixation implant | TL rod | GLOBUS MEDICAL | 5.5mm REVOLVE Rod, 55mm | 185.255 | Standalone | DE0501604 | As per HSA registered indication(s) except for radiolucent implants which should be used as follows:  in patients with primary or metastatic spinal tumours who would benefit from post-operative high dose high precision beam therapy upon appropriate and stringent patient selection;  Patient selection should be done via standardised assessment such as the neurological-oncological-mechanical systemic (NOMS) framework; and  The assessment should be carried out by a multidisciplinary team (MDT), which may be inclusive of, but not limited to, radiation oncologists, spine surgeons and interventional radiologists, among others.
Orthopaedics | Spine - Thoracolumbar (TL) and sacral surgery | TL and sacral fusion and fixation implant | TL rod | GLOBUS MEDICAL | 5.5mm REVOLVE Rod, 60mm | 185.260 | Standalone | DE0501604 | As per HSA registered indication(s) except for radiolucent implants which should be used as follows:  in patients with primary or metastatic spinal tumours who would benefit from post-operative high dose high precision beam therapy upon appropriate and stringent patient selection;  Patient selection should be done via standardised assessment such as the neurological-oncological-mechanical systemic (NOMS) framework; and  The assessment should be carried out by a multidisciplinary team (MDT), which may be inclusive of, but not limited to, radiation oncologists, spine surgeons and interventional radiologists, among others.
Orthopaedics | Spine - Thoracolumbar (TL) and sacral surgery | TL and sacral fusion and fixation implant | TL rod | GLOBUS MEDICAL | 5.5mm REVOLVE Rod, 65mm | 185.265 | Standalone | DE0501604 | As per HSA registered indication(s) except for radiolucent implants which should be used as follows:  in patients with primary or metastatic spinal tumours who would benefit from post-operative high dose high precision beam therapy upon appropriate and stringent patient selection;  Patient selection should be done via standardised assessment such as the neurological-oncological-mechanical systemic (NOMS) framework; and  The assessment should be carried out by a multidisciplinary team (MDT), which may be inclusive of, but not limited to, radiation oncologists, spine surgeons and interventional radiologists, among others.
Orthopaedics | Spine - Thoracolumbar (TL) and sacral surgery | TL and sacral fusion and fixation implant | TL rod | GLOBUS MEDICAL | 5.5mm REVOLVE Rod, 70mm | 185.270 | Standalone | DE0501604 | As per HSA registered indication(s) except for radiolucent implants which should be used as follows:  in patients with primary or metastatic spinal tumours who would benefit from post-operative high dose high precision beam therapy upon appropriate and stringent patient selection;  Patient selection should be done via standardised assessment such as the neurological-oncological-mechanical systemic (NOMS) framework; and  The assessment should be carried out by a multidisciplinary team (MDT), which may be inclusive of, but not limited to, radiation oncologists, spine surgeons and interventional radiologists, among others.
Orthopaedics | Spine - Thoracolumbar (TL) and sacral surgery | TL and sacral fusion and fixation implant | TL rod | GLOBUS MEDICAL | 5.5mm REVOLVE Rod, 75mm | 185.275 | Standalone | DE0501604 | As per HSA registered indication(s) except for radiolucent implants which should be used as follows:  in patients with primary or metastatic spinal tumours who would benefit from post-operative high dose high precision beam therapy upon appropriate and stringent patient selection;  Patient selection should be done via standardised assessment such as the neurological-oncological-mechanical systemic (NOMS) framework; and  The assessment should be carried out by a multidisciplinary team (MDT), which may be inclusive of, but not limited to, radiation oncologists, spine surgeons and interventional radiologists, among others.
Orthopaedics | Spine - Thoracolumbar (TL) and sacral surgery | TL and sacral fusion and fixation implant | TL rod | GLOBUS MEDICAL | 5.5mm REVOLVE Rod, 80mm | 185.280 | Standalone | DE0501604 | As per HSA registered indication(s) except for radiolucent implants which should be used as follows:  in patients with primary or metastatic spinal tumours who would benefit from post-operative high dose high precision beam therapy upon appropriate and stringent patient selection;  Patient selection should be done via standardised assessment such as the neurological-oncological-mechanical systemic (NOMS) framework; and  The assessment should be carried out by a multidisciplinary team (MDT), which may be inclusive of, but not limited to, radiation oncologists, spine surgeons and interventional radiologists, among others.
Orthopaedics | Spine - Thoracolumbar (TL) and sacral surgery | TL and sacral fusion and fixation implant | TL rod | GLOBUS MEDICAL | 5.5mm REVOLVE Rod, 90mm | 185.290 | Standalone | DE0501604 | As per HSA registered indication(s) except for radiolucent implants which should be used as follows:  in patients with primary or metastatic spinal tumours who would benefit from post-operative high dose high precision beam therapy upon appropriate and stringent patient selection;  Patient selection should be done via standardised assessment such as the neurological-oncological-mechanical systemic (NOMS) framework; and  The assessment should be carried out by a multidisciplinary team (MDT), which may be inclusive of, but not limited to, radiation oncologists, spine surgeons and interventional radiologists, among others.
Orthopaedics | Spine - Thoracolumbar (TL) and sacral surgery | TL and sacral fusion and fixation implant | TL pedicle screw - Shank, tulip | GLOBUS MEDICAL | 5.5mm REVOLVE Uniplanar Fracture Screw, 25mm | 585.251 | Standalone | DE0501604 | As per HSA registered indication(s) except for radiolucent implants which should be used as follows:  in patients with primary or metastatic spinal tumours who would benefit from post-operative high dose high precision beam therapy upon appropriate and stringent patient selection;  Patient selection should be done via standardised assessment such as the neurological-oncological-mechanical systemic (NOMS) framework; and  The assessment should be carried out by a multidisciplinary team (MDT), which may be inclusive of, but not limited to, radiation oncologists, spine surgeons and interventional radiologists, among others.
Orthopaedics | Spine - Thoracolumbar (TL) and sacral surgery | TL and sacral fusion and fixation implant | TL pedicle screw - Shank, tulip | GLOBUS MEDICAL | 5.5mm REVOLVE Uniplanar Fracture Screw, 30mm | 585.252 | Standalone | DE0501604 | As per HSA registered indication(s) except for radiolucent implants which should be used as follows:  in patients with primary or metastatic spinal tumours who would benefit from post-operative high dose high precision beam therapy upon appropriate and stringent patient selection;  Patient selection should be done via standardised assessment such as the neurological-oncological-mechanical systemic (NOMS) framework; and  The assessment should be carried out by a multidisciplinary team (MDT), which may be inclusive of, but not limited to, radiation oncologists, spine surgeons and interventional radiologists, among others.
Orthopaedics | Spine - Thoracolumbar (TL) and sacral surgery | TL and sacral fusion and fixation implant | TL pedicle screw - Shank, tulip | GLOBUS MEDICAL | 5.5mm REVOLVE Uniplanar Fracture Screw, 35mm | 585.253 | Standalone | DE0501604 | As per HSA registered indication(s) except for radiolucent implants which should be used as follows:  in patients with primary or metastatic spinal tumours who would benefit from post-operative high dose high precision beam therapy upon appropriate and stringent patient selection;  Patient selection should be done via standardised assessment such as the neurological-oncological-mechanical systemic (NOMS) framework; and  The assessment should be carried out by a multidisciplinary team (MDT), which may be inclusive of, but not limited to, radiation oncologists, spine surgeons and interventional radiologists, among others.
Orthopaedics | Spine - Thoracolumbar (TL) and sacral surgery | TL and sacral fusion and fixation implant | TL pedicle screw - Shank, tulip | GLOBUS MEDICAL | 5.5mm REVOLVE Uniplanar Fracture Screw, 40mm | 585.254 | Standalone | DE0501604 | As per HSA registered indication(s) except for radiolucent implants which should be used as follows:  in patients with primary or metastatic spinal tumours who would benefit from post-operative high dose high precision beam therapy upon appropriate and stringent patient selection;  Patient selection should be done via standardised assessment such as the neurological-oncological-mechanical systemic (NOMS) framework; and  The assessment should be carried out by a multidisciplinary team (MDT), which may be inclusive of, but not limited to, radiation oncologists, spine surgeons and interventional radiologists, among others.
Orthopaedics | Spine - Thoracolumbar (TL) and sacral surgery | TL and sacral fusion and fixation implant | TL pedicle screw - Shank, tulip | GLOBUS MEDICAL | 5.5mm REVOLVE Uniplanar Fracture Screw, 45mm | 585.255 | Standalone | DE0501604 | As per HSA registered indication(s) except for radiolucent implants which should be used as follows:  in patients with primary or metastatic spinal tumours who would benefit from post-operative high dose high precision beam therapy upon appropriate and stringent patient selection;  Patient selection should be done via standardised assessment such as the neurological-oncological-mechanical systemic (NOMS) framework; and  The assessment should be carried out by a multidisciplinary team (MDT), which may be inclusive of, but not limited to, radiation oncologists, spine surgeons and interventional radiologists, among others.
Orthopaedics | Spine - Thoracolumbar (TL) and sacral surgery | TL and sacral fusion and fixation implant | TL pedicle screw - Shank, tulip | GLOBUS MEDICAL | 5.5mm REVOLVE Uniplanar Fracture Screw, 50mm | 585.256 | Standalone | DE0501604 | As per HSA registered indication(s) except for radiolucent implants which should be used as follows:  in patients with primary or metastatic spinal tumours who would benefit from post-operative high dose high precision beam therapy upon appropriate and stringent patient selection;  Patient selection should be done via standardised assessment such as the neurological-oncological-mechanical systemic (NOMS) framework; and  The assessment should be carried out by a multidisciplinary team (MDT), which may be inclusive of, but not limited to, radiation oncologists, spine surgeons and interventional radiologists, among others.
Orthopaedics | Spine - Thoracolumbar (TL) and sacral surgery | TL and sacral fusion and fixation implant | TL pedicle screw - Shank, tulip | GLOBUS MEDICAL | 5.5mm REVOLVE Uniplanar Fracture Screw, 55mm | 585.257 | Standalone | DE0501604 | As per HSA registered indication(s) except for radiolucent implants which should be used as follows:  in patients with primary or metastatic spinal tumours who would benefit from post-operative high dose high precision beam therapy upon appropriate and stringent patient selection;  Patient selection should be done via standardised assessment such as the neurological-oncological-mechanical systemic (NOMS) framework; and  The assessment should be carried out by a multidisciplinary team (MDT), which may be inclusive of, but not limited to, radiation oncologists, spine surgeons and interventional radiologists, among others.
Orthopaedics | Spine - Thoracolumbar (TL) and sacral surgery | TL and sacral fusion and fixation implant | TL pedicle screw - Shank, tulip | GLOBUS MEDICAL | 5.5mm REVOLVE Uniplanar Screw, 25mm | 585.151 | Standalone | DE0501604 | As per HSA registered indication(s) except for radiolucent implants which should be used as follows:  in patients with primary or metastatic spinal tumours who would benefit from post-operative high dose high precision beam therapy upon appropriate and stringent patient selection;  Patient selection should be done via standardised assessment such as the neurological-oncological-mechanical systemic (NOMS) framework; and  The assessment should be carried out by a multidisciplinary team (MDT), which may be inclusive of, but not limited to, radiation oncologists, spine surgeons and interventional radiologists, among others.
Orthopaedics | Spine - Thoracolumbar (TL) and sacral surgery | TL and sacral fusion and fixation implant | TL pedicle screw - Shank, tulip | GLOBUS MEDICAL | 5.5mm REVOLVE Uniplanar Screw, 3 mm | 585.152 | Standalone | DE0501604 | As per HSA registered indication(s) except for radiolucent implants which should be used as follows:  in patients with primary or metastatic spinal tumours who would benefit from post-operative high dose high precision beam therapy upon appropriate and stringent patient selection;  Patient selection should be done via standardised assessment such as the neurological-oncological-mechanical systemic (NOMS) framework; and  The assessment should be carried out by a multidisciplinary team (MDT), which may be inclusive of, but not limited to, radiation oncologists, spine surgeons and interventional radiologists, among others.
Orthopaedics | Spine - Thoracolumbar (TL) and sacral surgery | TL and sacral fusion and fixation implant | TL pedicle screw - Shank, tulip | GLOBUS MEDICAL | 5.5mm REVOLVE Uniplanar Screw, 35mm | 585.153 | Standalone | DE0501604 | As per HSA registered indication(s) except for radiolucent implants which should be used as follows:  in patients with primary or metastatic spinal tumours who would benefit from post-operative high dose high precision beam therapy upon appropriate and stringent patient selection;  Patient selection should be done via standardised assessment such as the neurological-oncological-mechanical systemic (NOMS) framework; and  The assessment should be carried out by a multidisciplinary team (MDT), which may be inclusive of, but not limited to, radiation oncologists, spine surgeons and interventional radiologists, among others.
Orthopaedics | Spine - Thoracolumbar (TL) and sacral surgery | TL and sacral fusion and fixation implant | TL pedicle screw - Shank, tulip | GLOBUS MEDICAL | 5.5mm REVOLVE Uniplanar Screw, 40mm | 585.154 | Standalone | DE0501604 | As per HSA registered indication(s) except for radiolucent implants which should be used as follows:  in patients with primary or metastatic spinal tumours who would benefit from post-operative high dose high precision beam therapy upon appropriate and stringent patient selection;  Patient selection should be done via standardised assessment such as the neurological-oncological-mechanical systemic (NOMS) framework; and  The assessment should be carried out by a multidisciplinary team (MDT), which may be inclusive of, but not limited to, radiation oncologists, spine surgeons and interventional radiologists, among others.
Orthopaedics | Spine - Thoracolumbar (TL) and sacral surgery | TL and sacral fusion and fixation implant | TL pedicle screw - Shank, tulip | GLOBUS MEDICAL | 5.5mm REVOLVE Uniplanar Screw, 45mm | 585.155 | Standalone | DE0501604 | As per HSA registered indication(s) except for radiolucent implants which should be used as follows:  in patients with primary or metastatic spinal tumours who would benefit from post-operative high dose high precision beam therapy upon appropriate and stringent patient selection;  Patient selection should be done via standardised assessment such as the neurological-oncological-mechanical systemic (NOMS) framework; and  The assessment should be carried out by a multidisciplinary team (MDT), which may be inclusive of, but not limited to, radiation oncologists, spine surgeons and interventional radiologists, among others.
Orthopaedics | Spine - Thoracolumbar (TL) and sacral surgery | TL and sacral fusion and fixation implant | TL pedicle screw - Shank, tulip | GLOBUS MEDICAL | 5.5mm REVOLVE Uniplanar Screw, 50mm | 585.156 | Standalone | DE0501604 | As per HSA registered indication(s) except for radiolucent implants which should be used as follows:  in patients with primary or metastatic spinal tumours who would benefit from post-operative high dose high precision beam therapy upon appropriate and stringent patient selection;  Patient selection should be done via standardised assessment such as the neurological-oncological-mechanical systemic (NOMS) framework; and  The assessment should be carried out by a multidisciplinary team (MDT), which may be inclusive of, but not limited to, radiation oncologists, spine surgeons and interventional radiologists, among others.
Orthopaedics | Spine - Thoracolumbar (TL) and sacral surgery | TL and sacral fusion and fixation implant | TL pedicle screw - Shank, tulip | GLOBUS MEDICAL | 5.5mm REVOLVE Uniplanar Screw, 55mm | 585.157 | Standalone | DE0501604 | As per HSA registered indication(s) except for radiolucent implants which should be used as follows:  in patients with primary or metastatic spinal tumours who would benefit from post-operative high dose high precision beam therapy upon appropriate and stringent patient selection;  Patient selection should be done via standardised assessment such as the neurological-oncological-mechanical systemic (NOMS) framework; and  The assessment should be carried out by a multidisciplinary team (MDT), which may be inclusive of, but not limited to, radiation oncologists, spine surgeons and interventional radiologists, among others.
Orthopaedics | Spine - Thoracolumbar (TL) and sacral surgery | TL and sacral fusion and fixation implant | TL rod | GLOBUS MEDICAL | 5.5mm Straight Rod, 100mm | 124.510 | Standalone | DE0501225 | As per HSA registered indication(s) except for radiolucent implants which should be used as follows:  in patients with primary or metastatic spinal tumours who would benefit from post-operative high dose high precision beam therapy upon appropriate and stringent patient selection;  Patient selection should be done via standardised assessment such as the neurological-oncological-mechanical systemic (NOMS) framework; and  The assessment should be carried out by a multidisciplinary team (MDT), which may be inclusive of, but not limited to, radiation oncologists, spine surgeons and interventional radiologists, among others.
Orthopaedics | Spine - Thoracolumbar (TL) and sacral surgery | TL and sacral fusion and fixation implant | TL rod | GLOBUS MEDICAL | 5.5mm Straight Rod, 110mm | 124.511 | Standalone | DE0501225 | As per HSA registered indication(s) except for radiolucent implants which should be used as follows:  in patients with primary or metastatic spinal tumours who would benefit from post-operative high dose high precision beam therapy upon appropriate and stringent patient selection;  Patient selection should be done via standardised assessment such as the neurological-oncological-mechanical systemic (NOMS) framework; and  The assessment should be carried out by a multidisciplinary team (MDT), which may be inclusive of, but not limited to, radiation oncologists, spine surgeons and interventional radiologists, among others.
Orthopaedics | Spine - Thoracolumbar (TL) and sacral surgery | TL and sacral fusion and fixation implant | TL rod | GLOBUS MEDICAL | 5.5mm Straight Rod, 120mm | 124.513 | Standalone | DE0501225 | As per HSA registered indication(s) except for radiolucent implants which should be used as follows:  in patients with primary or metastatic spinal tumours who would benefit from post-operative high dose high precision beam therapy upon appropriate and stringent patient selection;  Patient selection should be done via standardised assessment such as the neurological-oncological-mechanical systemic (NOMS) framework; and  The assessment should be carried out by a multidisciplinary team (MDT), which may be inclusive of, but not limited to, radiation oncologists, spine surgeons and interventional radiologists, among others.
Orthopaedics | Spine - Thoracolumbar (TL) and sacral surgery | TL and sacral fusion and fixation implant | TL rod | GLOBUS MEDICAL | 5.5mm Straight Rod, 125mm | 124.512 | Standalone | DE0501225 | As per HSA registered indication(s) except for radiolucent implants which should be used as follows:  in patients with primary or metastatic spinal tumours who would benefit from post-operative high dose high precision beam therapy upon appropriate and stringent patient selection;  Patient selection should be done via standardised assessment such as the neurological-oncological-mechanical systemic (NOMS) framework; and  The assessment should be carried out by a multidisciplinary team (MDT), which may be inclusive of, but not limited to, radiation oncologists, spine surgeons and interventional radiologists, among others.
Orthopaedics | Spine - Thoracolumbar (TL) and sacral surgery | TL and sacral fusion and fixation implant | TL rod | GLOBUS MEDICAL | 5.5mm Straight Rod, 130mm | 124.514 | Standalone | DE0501225 | As per HSA registered indication(s) except for radiolucent implants which should be used as follows:  in patients with primary or metastatic spinal tumours who would benefit from post-operative high dose high precision beam therapy upon appropriate and stringent patient selection;  Patient selection should be done via standardised assessment such as the neurological-oncological-mechanical systemic (NOMS) framework; and  The assessment should be carried out by a multidisciplinary team (MDT), which may be inclusive of, but not limited to, radiation oncologists, spine surgeons and interventional radiologists, among others.
Orthopaedics | Spine - Thoracolumbar (TL) and sacral surgery | TL and sacral fusion and fixation implant | TL rod | GLOBUS MEDICAL | 5.5mm Straight Rod, 150mm | 124.515 | Standalone | DE0501225 | As per HSA registered indication(s) except for radiolucent implants which should be used as follows:  in patients with primary or metastatic spinal tumours who would benefit from post-operative high dose high precision beam therapy upon appropriate and stringent patient selection;  Patient selection should be done via standardised assessment such as the neurological-oncological-mechanical systemic (NOMS) framework; and  The assessment should be carried out by a multidisciplinary team (MDT), which may be inclusive of, but not limited to, radiation oncologists, spine surgeons and interventional radiologists, among others.
Orthopaedics | Spine - Thoracolumbar (TL) and sacral surgery | TL and sacral fusion and fixation implant | TL rod | GLOBUS MEDICAL | 5.5mm Straight Rod, 200mm | 124.517 | Standalone | DE0501225 | As per HSA registered indication(s) except for radiolucent implants which should be used as follows:  in patients with primary or metastatic spinal tumours who would benefit from post-operative high dose high precision beam therapy upon appropriate and stringent patient selection;  Patient selection should be done via standardised assessment such as the neurological-oncological-mechanical systemic (NOMS) framework; and  The assessment should be carried out by a multidisciplinary team (MDT), which may be inclusive of, but not limited to, radiation oncologists, spine surgeons and interventional radiologists, among others.
Orthopaedics | Spine - Thoracolumbar (TL) and sacral surgery | TL and sacral fusion and fixation implant | TL rod | GLOBUS MEDICAL | 5.5mm Straight Rod, 300mm | 124.519 | Standalone | DE0501225 | As per HSA registered indication(s) except for radiolucent implants which should be used as follows:  in patients with primary or metastatic spinal tumours who would benefit from post-operative high dose high precision beam therapy upon appropriate and stringent patient selection;  Patient selection should be done via standardised assessment such as the neurological-oncological-mechanical systemic (NOMS) framework; and  The assessment should be carried out by a multidisciplinary team (MDT), which may be inclusive of, but not limited to, radiation oncologists, spine surgeons and interventional radiologists, among others.
Orthopaedics | Spine - Thoracolumbar (TL) and sacral surgery | TL and sacral fusion and fixation implant | TL rod | GLOBUS MEDICAL | 5.5mm Straight Rod, 30mm | 124.530 | Standalone | DE0501225 | As per HSA registered indication(s) except for radiolucent implants which should be used as follows:  in patients with primary or metastatic spinal tumours who would benefit from post-operative high dose high precision beam therapy upon appropriate and stringent patient selection;  Patient selection should be done via standardised assessment such as the neurological-oncological-mechanical systemic (NOMS) framework; and  The assessment should be carried out by a multidisciplinary team (MDT), which may be inclusive of, but not limited to, radiation oncologists, spine surgeons and interventional radiologists, among others.
Orthopaedics | Spine - Thoracolumbar (TL) and sacral surgery | TL and sacral fusion and fixation implant | TL rod | GLOBUS MEDICAL | 5.5mm Straight Rod, 35mm | 124.535 | Standalone | DE0501225 | As per HSA registered indication(s) except for radiolucent implants which should be used as follows:  in patients with primary or metastatic spinal tumours who would benefit from post-operative high dose high precision beam therapy upon appropriate and stringent patient selection;  Patient selection should be done via standardised assessment such as the neurological-oncological-mechanical systemic (NOMS) framework; and  The assessment should be carried out by a multidisciplinary team (MDT), which may be inclusive of, but not limited to, radiation oncologists, spine surgeons and interventional radiologists, among others.
Orthopaedics | Spine - Thoracolumbar (TL) and sacral surgery | TL and sacral fusion and fixation implant | TL rod | GLOBUS MEDICAL | 5.5mm Straight Rod, 400mm | 124.520 | Standalone | DE0501225 | As per HSA registered indication(s) except for radiolucent implants which should be used as follows:  in patients with primary or metastatic spinal tumours who would benefit from post-operative high dose high precision beam therapy upon appropriate and stringent patient selection;  Patient selection should be done via standardised assessment such as the neurological-oncological-mechanical systemic (NOMS) framework; and  The assessment should be carried out by a multidisciplinary team (MDT), which may be inclusive of, but not limited to, radiation oncologists, spine surgeons and interventional radiologists, among others.
Orthopaedics | Spine - Thoracolumbar (TL) and sacral surgery | TL and sacral fusion and fixation implant | TL rod | GLOBUS MEDICAL | 5.5mm Straight Rod, 40mm | 124.540 | Standalone | DE0501225 | As per HSA registered indication(s) except for radiolucent implants which should be used as follows:  in patients with primary or metastatic spinal tumours who would benefit from post-operative high dose high precision beam therapy upon appropriate and stringent patient selection;  Patient selection should be done via standardised assessment such as the neurological-oncological-mechanical systemic (NOMS) framework; and  The assessment should be carried out by a multidisciplinary team (MDT), which may be inclusive of, but not limited to, radiation oncologists, spine surgeons and interventional radiologists, among others.
Orthopaedics | Spine - Thoracolumbar (TL) and sacral surgery | TL and sacral fusion and fixation implant | TL rod | GLOBUS MEDICAL | 5.5mm Straight Rod, 45mm | 124.545 | Standalone | DE0501225 | As per HSA registered indication(s) except for radiolucent implants which should be used as follows:  in patients with primary or metastatic spinal tumours who would benefit from post-operative high dose high precision beam therapy upon appropriate and stringent patient selection;  Patient selection should be done via standardised assessment such as the neurological-oncological-mechanical systemic (NOMS) framework; and  The assessment should be carried out by a multidisciplinary team (MDT), which may be inclusive of, but not limited to, radiation oncologists, spine surgeons and interventional radiologists, among others.
Orthopaedics | Spine - Thoracolumbar (TL) and sacral surgery | TL and sacral fusion and fixation implant | TL rod | GLOBUS MEDICAL | 5.5mm Straight Rod, 500mm | 124.521 | Standalone | DE0501225 | As per HSA registered indication(s) except for radiolucent implants which should be used as follows:  in patients with primary or metastatic spinal tumours who would benefit from post-operative high dose high precision beam therapy upon appropriate and stringent patient selection;  Patient selection should be done via standardised assessment such as the neurological-oncological-mechanical systemic (NOMS) framework; and  The assessment should be carried out by a multidisciplinary team (MDT), which may be inclusive of, but not limited to, radiation oncologists, spine surgeons and interventional radiologists, among others.
Orthopaedics | Spine - Thoracolumbar (TL) and sacral surgery | TL and sacral fusion and fixation implant | TL rod | GLOBUS MEDICAL | 5.5mm Straight Rod, 50mm | 124.550 | Standalone | DE0501225 | As per HSA registered indication(s) except for radiolucent implants which should be used as follows:  in patients with primary or metastatic spinal tumours who would benefit from post-operative high dose high precision beam therapy upon appropriate and stringent patient selection;  Patient selection should be done via standardised assessment such as the neurological-oncological-mechanical systemic (NOMS) framework; and  The assessment should be carried out by a multidisciplinary team (MDT), which may be inclusive of, but not limited to, radiation oncologists, spine surgeons and interventional radiologists, among others.
Orthopaedics | Spine - Thoracolumbar (TL) and sacral surgery | TL and sacral fusion and fixation implant | TL rod | GLOBUS MEDICAL | 5.5mm Straight Rod, 55mm | 124.555 | Standalone | DE0501225 | As per HSA registered indication(s) except for radiolucent implants which should be used as follows:  in patients with primary or metastatic spinal tumours who would benefit from post-operative high dose high precision beam therapy upon appropriate and stringent patient selection;  Patient selection should be done via standardised assessment such as the neurological-oncological-mechanical systemic (NOMS) framework; and  The assessment should be carried out by a multidisciplinary team (MDT), which may be inclusive of, but not limited to, radiation oncologists, spine surgeons and interventional radiologists, among others.
Orthopaedics | Spine - Thoracolumbar (TL) and sacral surgery | TL and sacral fusion and fixation implant | TL rod | GLOBUS MEDICAL | 5.5mm Straight Rod, 600mm | 124.523 | Standalone | DE0501225 | As per HSA registered indication(s) except for radiolucent implants which should be used as follows:  in patients with primary or metastatic spinal tumours who would benefit from post-operative high dose high precision beam therapy upon appropriate and stringent patient selection;  Patient selection should be done via standardised assessment such as the neurological-oncological-mechanical systemic (NOMS) framework; and  The assessment should be carried out by a multidisciplinary team (MDT), which may be inclusive of, but not limited to, radiation oncologists, spine surgeons and interventional radiologists, among others.
Orthopaedics | Spine - Thoracolumbar (TL) and sacral surgery | TL and sacral fusion and fixation implant | TL rod | GLOBUS MEDICAL | 5.5mm Straight Rod, 60mm | 124.560 | Standalone | DE0501225 | As per HSA registered indication(s) except for radiolucent implants which should be used as follows:  in patients with primary or metastatic spinal tumours who would benefit from post-operative high dose high precision beam therapy upon appropriate and stringent patient selection;  Patient selection should be done via standardised assessment such as the neurological-oncological-mechanical systemic (NOMS) framework; and  The assessment should be carried out by a multidisciplinary team (MDT), which may be inclusive of, but not limited to, radiation oncologists, spine surgeons and interventional radiologists, among others.
Orthopaedics | Spine - Thoracolumbar (TL) and sacral surgery | TL and sacral fusion and fixation implant | TL rod | GLOBUS MEDICAL | 5.5mm Straight Rod, 65mm | 124.565 | Standalone | DE0501225 | As per HSA registered indication(s) except for radiolucent implants which should be used as follows:  in patients with primary or metastatic spinal tumours who would benefit from post-operative high dose high precision beam therapy upon appropriate and stringent patient selection;  Patient selection should be done via standardised assessment such as the neurological-oncological-mechanical systemic (NOMS) framework; and  The assessment should be carried out by a multidisciplinary team (MDT), which may be inclusive of, but not limited to, radiation oncologists, spine surgeons and interventional radiologists, among others.
Orthopaedics | Spine - Thoracolumbar (TL) and sacral surgery | TL and sacral fusion and fixation implant | TL rod | GLOBUS MEDICAL | 5.5mm Straight Rod, 70mm | 124.570 | Standalone | DE0501225 | As per HSA registered indication(s) except for radiolucent implants which should be used as follows:  in patients with primary or metastatic spinal tumours who would benefit from post-operative high dose high precision beam therapy upon appropriate and stringent patient selection;  Patient selection should be done via standardised assessment such as the neurological-oncological-mechanical systemic (NOMS) framework; and  The assessment should be carried out by a multidisciplinary team (MDT), which may be inclusive of, but not limited to, radiation oncologists, spine surgeons and interventional radiologists, among others.
Orthopaedics | Spine - Thoracolumbar (TL) and sacral surgery | TL and sacral fusion and fixation implant | TL rod | GLOBUS MEDICAL | 5.5mm Straight Rod, 75mm | 124.575 | Standalone | DE0501225 | As per HSA registered indication(s) except for radiolucent implants which should be used as follows:  in patients with primary or metastatic spinal tumours who would benefit from post-operative high dose high precision beam therapy upon appropriate and stringent patient selection;  Patient selection should be done via standardised assessment such as the neurological-oncological-mechanical systemic (NOMS) framework; and  The assessment should be carried out by a multidisciplinary team (MDT), which may be inclusive of, but not limited to, radiation oncologists, spine surgeons and interventional radiologists, among others.
Orthopaedics | Spine - Thoracolumbar (TL) and sacral surgery | TL and sacral fusion and fixation implant | TL rod | GLOBUS MEDICAL | 5.5mm Straight Rod, 80mm | 124.580 | Standalone | DE0501225 | As per HSA registered indication(s) except for radiolucent implants which should be used as follows:  in patients with primary or metastatic spinal tumours who would benefit from post-operative high dose high precision beam therapy upon appropriate and stringent patient selection;  Patient selection should be done via standardised assessment such as the neurological-oncological-mechanical systemic (NOMS) framework; and  The assessment should be carried out by a multidisciplinary team (MDT), which may be inclusive of, but not limited to, radiation oncologists, spine surgeons and interventional radiologists, among others.
Orthopaedics | Spine - Thoracolumbar (TL) and sacral surgery | TL and sacral fusion and fixation implant | TL rod | GLOBUS MEDICAL | 5.5mm Straight Rod, 85mm | 124.585 | Standalone | DE0501225 | As per HSA registered indication(s) except for radiolucent implants which should be used as follows:  in patients with primary or metastatic spinal tumours who would benefit from post-operative high dose high precision beam therapy upon appropriate and stringent patient selection;  Patient selection should be done via standardised assessment such as the neurological-oncological-mechanical systemic (NOMS) framework; and  The assessment should be carried out by a multidisciplinary team (MDT), which may be inclusive of, but not limited to, radiation oncologists, spine surgeons and interventional radiologists, among others.
Orthopaedics | Spine - Thoracolumbar (TL) and sacral surgery | TL and sacral fusion and fixation implant | TL rod | GLOBUS MEDICAL | 5.5mm Straight Rod, Hex Ended, CoCr, 400mm | 724.720 | Standalone | DE0501225 | As per HSA registered indication(s) except for radiolucent implants which should be used as follows:  in patients with primary or metastatic spinal tumours who would benefit from post-operative high dose high precision beam therapy upon appropriate and stringent patient selection;  Patient selection should be done via standardised assessment such as the neurological-oncological-mechanical systemic (NOMS) framework; and  The assessment should be carried out by a multidisciplinary team (MDT), which may be inclusive of, but not limited to, radiation oncologists, spine surgeons and interventional radiologists, among others.
Orthopaedics | Spine - Thoracolumbar (TL) and sacral surgery | TL and sacral fusion and fixation implant | TL rod | GLOBUS MEDICAL | 5.5mm Straight Rod, Hex Ended, CoCr, 500mm | 724.721 | Standalone | DE0501225 | As per HSA registered indication(s) except for radiolucent implants which should be used as follows:  in patients with primary or metastatic spinal tumours who would benefit from post-operative high dose high precision beam therapy upon appropriate and stringent patient selection;  Patient selection should be done via standardised assessment such as the neurological-oncological-mechanical systemic (NOMS) framework; and  The assessment should be carried out by a multidisciplinary team (MDT), which may be inclusive of, but not limited to, radiation oncologists, spine surgeons and interventional radiologists, among others.
Orthopaedics | Spine - Thoracolumbar (TL) and sacral surgery | TL and sacral fusion and fixation implant | TL rod | GLOBUS MEDICAL | 5.5mm Straight Rod, Titanium Alloy, 100mm Length | 1119.5100 | Standalone | DE0502342 | As per HSA registered indication(s) except for radiolucent implants which should be used as follows:  in patients with primary or metastatic spinal tumours who would benefit from post-operative high dose high precision beam therapy upon appropriate and stringent patient selection;  Patient selection should be done via standardised assessment such as the neurological-oncological-mechanical systemic (NOMS) framework; and  The assessment should be carried out by a multidisciplinary team (MDT), which may be inclusive of, but not limited to, radiation oncologists, spine surgeons and interventional radiologists, among others.
Orthopaedics | Spine - Thoracolumbar (TL) and sacral surgery | TL and sacral fusion and fixation implant | TL rod | GLOBUS MEDICAL | 5.5mm Straight Rod, Titanium Alloy, 125mm Length | 1119.5125 | Standalone | DE0502342 | As per HSA registered indication(s) except for radiolucent implants which should be used as follows:  in patients with primary or metastatic spinal tumours who would benefit from post-operative high dose high precision beam therapy upon appropriate and stringent patient selection;  Patient selection should be done via standardised assessment such as the neurological-oncological-mechanical systemic (NOMS) framework; and  The assessment should be carried out by a multidisciplinary team (MDT), which may be inclusive of, but not limited to, radiation oncologists, spine surgeons and interventional radiologists, among others.
Orthopaedics | Spine - Thoracolumbar (TL) and sacral surgery | TL and sacral fusion and fixation implant | TL rod | GLOBUS MEDICAL | 5.5mm Straight Rod, Titanium Alloy, 150mm Length | 1119.5150 | Standalone | DE0502342 | As per HSA registered indication(s) except for radiolucent implants which should be used as follows:  in patients with primary or metastatic spinal tumours who would benefit from post-operative high dose high precision beam therapy upon appropriate and stringent patient selection;  Patient selection should be done via standardised assessment such as the neurological-oncological-mechanical systemic (NOMS) framework; and  The assessment should be carried out by a multidisciplinary team (MDT), which may be inclusive of, but not limited to, radiation oncologists, spine surgeons and interventional radiologists, among others.
Orthopaedics | Spine - Thoracolumbar (TL) and sacral surgery | TL and sacral fusion and fixation implant | TL rod | GLOBUS MEDICAL | 5.5mm Straight Rod, Titanium Alloy, 45mm Length | 1119.5045 | Standalone | DE0502342 | As per HSA registered indication(s) except for radiolucent implants which should be used as follows:  in patients with primary or metastatic spinal tumours who would benefit from post-operative high dose high precision beam therapy upon appropriate and stringent patient selection;  Patient selection should be done via standardised assessment such as the neurological-oncological-mechanical systemic (NOMS) framework; and  The assessment should be carried out by a multidisciplinary team (MDT), which may be inclusive of, but not limited to, radiation oncologists, spine surgeons and interventional radiologists, among others.
Orthopaedics | Spine - Thoracolumbar (TL) and sacral surgery | TL and sacral fusion and fixation implant | TL rod | GLOBUS MEDICAL | 5.5mm Straight Rod, Titanium Alloy, 55mm Length | 1119.5055 | Standalone | DE0502342 | As per HSA registered indication(s) except for radiolucent implants which should be used as follows:  in patients with primary or metastatic spinal tumours who would benefit from post-operative high dose high precision beam therapy upon appropriate and stringent patient selection;  Patient selection should be done via standardised assessment such as the neurological-oncological-mechanical systemic (NOMS) framework; and  The assessment should be carried out by a multidisciplinary team (MDT), which may be inclusive of, but not limited to, radiation oncologists, spine surgeons and interventional radiologists, among others.
Orthopaedics | Spine - Thoracolumbar (TL) and sacral surgery | TL and sacral fusion and fixation implant | TL rod | GLOBUS MEDICAL | 5.5mm Straight Rod, Titanium Alloy, 65mm Length | 1119.5065 | Standalone | DE0502342 | As per HSA registered indication(s) except for radiolucent implants which should be used as follows:  in patients with primary or metastatic spinal tumours who would benefit from post-operative high dose high precision beam therapy upon appropriate and stringent patient selection;  Patient selection should be done via standardised assessment such as the neurological-oncological-mechanical systemic (NOMS) framework; and  The assessment should be carried out by a multidisciplinary team (MDT), which may be inclusive of, but not limited to, radiation oncologists, spine surgeons and interventional radiologists, among others.
Orthopaedics | Spine - Thoracolumbar (TL) and sacral surgery | TL and sacral fusion and fixation implant | TL rod | GLOBUS MEDICAL | 5.5mm Straight Rod, Titanium Alloy, 75mm Length | 1119.5075 | Standalone | DE0502342 | As per HSA registered indication(s) except for radiolucent implants which should be used as follows:  in patients with primary or metastatic spinal tumours who would benefit from post-operative high dose high precision beam therapy upon appropriate and stringent patient selection;  Patient selection should be done via standardised assessment such as the neurological-oncological-mechanical systemic (NOMS) framework; and  The assessment should be carried out by a multidisciplinary team (MDT), which may be inclusive of, but not limited to, radiation oncologists, spine surgeons and interventional radiologists, among others.
Orthopaedics | Spine - Thoracolumbar (TL) and sacral surgery | TL and sacral fusion and fixation implant | TL rod | GLOBUS MEDICAL | 5.5mm Straight Rod, Titanium Alloy, 85mm Length | 1119.5085 | Standalone | DE0502342 | As per HSA registered indication(s) except for radiolucent implants which should be used as follows:  in patients with primary or metastatic spinal tumours who would benefit from post-operative high dose high precision beam therapy upon appropriate and stringent patient selection;  Patient selection should be done via standardised assessment such as the neurological-oncological-mechanical systemic (NOMS) framework; and  The assessment should be carried out by a multidisciplinary team (MDT), which may be inclusive of, but not limited to, radiation oncologists, spine surgeons and interventional radiologists, among others.
Orthopaedics | Spine - Thoracolumbar (TL) and sacral surgery | TL and sacral fusion and fixation implant | TL rod | MEDTRONIC | 5.5mm TI ALLOY ROD L 500mm; Danco Line | 1554200500 | Standalone | DE0008698 | As per HSA registered indication(s) except for radiolucent implants which should be used as follows:  in patients with primary or metastatic spinal tumours who would benefit from post-operative high dose high precision beam therapy upon appropriate and stringent patient selection;  Patient selection should be done via standardised assessment such as the neurological-oncological-mechanical systemic (NOMS) framework; and  The assessment should be carried out by a multidisciplinary team (MDT), which may be inclusive of, but not limited to, radiation oncologists, spine surgeons and interventional radiologists, among others.
Orthopaedics | Spine - Thoracolumbar (TL) and sacral surgery | TL and sacral fusion and fixation implant | TL rod | MEDTRONIC | 5.5mm Ti CP STRAIGHT ROD [LINED] L 500mm | 1553200500 | Standalone | DE0008698 | As per HSA registered indication(s) except for radiolucent implants which should be used as follows:  in patients with primary or metastatic spinal tumours who would benefit from post-operative high dose high precision beam therapy upon appropriate and stringent patient selection;  Patient selection should be done via standardised assessment such as the neurological-oncological-mechanical systemic (NOMS) framework; and  The assessment should be carried out by a multidisciplinary team (MDT), which may be inclusive of, but not limited to, radiation oncologists, spine surgeons and interventional radiologists, among others.
Orthopaedics | Spine - Thoracolumbar (TL) and sacral surgery | TL and sacral fusion and fixation implant | TL pedicle screw - Shank, tulip | MEDTRONIC | 5.5mm x 30mm Cann Legacy MAS | 7575530 | Standalone | DE0006694 | As per HSA registered indication(s) except for radiolucent implants which should be used as follows:  in patients with primary or metastatic spinal tumours who would benefit from post-operative high dose high precision beam therapy upon appropriate and stringent patient selection;  Patient selection should be done via standardised assessment such as the neurological-oncological-mechanical systemic (NOMS) framework; and  The assessment should be carried out by a multidisciplinary team (MDT), which may be inclusive of, but not limited to, radiation oncologists, spine surgeons and interventional radiologists, among others.
Orthopaedics | Spine - Thoracolumbar (TL) and sacral surgery | TL and sacral fusion and fixation implant | TL pedicle screw - Shank, tulip | MEDTRONIC | 5.5mm x 35mm Cann Legacy MAS | 7575535 | Standalone | DE0006694 | As per HSA registered indication(s) except for radiolucent implants which should be used as follows:  in patients with primary or metastatic spinal tumours who would benefit from post-operative high dose high precision beam therapy upon appropriate and stringent patient selection;  Patient selection should be done via standardised assessment such as the neurological-oncological-mechanical systemic (NOMS) framework; and  The assessment should be carried out by a multidisciplinary team (MDT), which may be inclusive of, but not limited to, radiation oncologists, spine surgeons and interventional radiologists, among others.
Orthopaedics | Spine - Thoracolumbar (TL) and sacral surgery | TL and sacral fusion and fixation implant | TL pedicle screw - Shank, tulip | MEDTRONIC | 5.5mm x 40mm Cann Legacy MAS | 7575540 | Standalone | DE0006694 | As per HSA registered indication(s) except for radiolucent implants which should be used as follows:  in patients with primary or metastatic spinal tumours who would benefit from post-operative high dose high precision beam therapy upon appropriate and stringent patient selection;  Patient selection should be done via standardised assessment such as the neurological-oncological-mechanical systemic (NOMS) framework; and  The assessment should be carried out by a multidisciplinary team (MDT), which may be inclusive of, but not limited to, radiation oncologists, spine surgeons and interventional radiologists, among others.
Orthopaedics | Spine - Thoracolumbar (TL) and sacral surgery | TL and sacral fusion and fixation implant | TL pedicle screw - Shank, tulip | MEDTRONIC | 5.5mm x 45mm Cann Legacy MAS | 7575545 | Standalone | DE0006694 | As per HSA registered indication(s) except for radiolucent implants which should be used as follows:  in patients with primary or metastatic spinal tumours who would benefit from post-operative high dose high precision beam therapy upon appropriate and stringent patient selection;  Patient selection should be done via standardised assessment such as the neurological-oncological-mechanical systemic (NOMS) framework; and  The assessment should be carried out by a multidisciplinary team (MDT), which may be inclusive of, but not limited to, radiation oncologists, spine surgeons and interventional radiologists, among others.
Orthopaedics | Spine - Thoracolumbar (TL) and sacral surgery | TL and sacral fusion and fixation implant | TL pedicle screw - Shank, tulip | MEDTRONIC | 5.5mm x 50mm Cann Legacy MAS | 7575550 | Standalone | DE0006694 | As per HSA registered indication(s) except for radiolucent implants which should be used as follows:  in patients with primary or metastatic spinal tumours who would benefit from post-operative high dose high precision beam therapy upon appropriate and stringent patient selection;  Patient selection should be done via standardised assessment such as the neurological-oncological-mechanical systemic (NOMS) framework; and  The assessment should be carried out by a multidisciplinary team (MDT), which may be inclusive of, but not limited to, radiation oncologists, spine surgeons and interventional radiologists, among others.
Orthopaedics | Spine - Thoracolumbar (TL) and sacral surgery | TL and sacral fusion and fixation implant | TL pedicle screw - Shank, tulip | GLOBUS MEDICAL | 5.5x25mm Uniplanar Screw, CREO, Threaded | 5119.5527 | Standalone | DE0502342 | As per HSA registered indication(s) except for radiolucent implants which should be used as follows:  in patients with primary or metastatic spinal tumours who would benefit from post-operative high dose high precision beam therapy upon appropriate and stringent patient selection;  Patient selection should be done via standardised assessment such as the neurological-oncological-mechanical systemic (NOMS) framework; and  The assessment should be carried out by a multidisciplinary team (MDT), which may be inclusive of, but not limited to, radiation oncologists, spine surgeons and interventional radiologists, among others.
Orthopaedics | Spine - Thoracolumbar (TL) and sacral surgery | TL and sacral fusion and fixation implant | TL pedicle screw - Shank, tulip | GLOBUS MEDICAL | 5.5x30mm Uniplanar Screw, CREO, Threaded | 5119.5532 | Standalone | DE0502342 | As per HSA registered indication(s) except for radiolucent implants which should be used as follows:  in patients with primary or metastatic spinal tumours who would benefit from post-operative high dose high precision beam therapy upon appropriate and stringent patient selection;  Patient selection should be done via standardised assessment such as the neurological-oncological-mechanical systemic (NOMS) framework; and  The assessment should be carried out by a multidisciplinary team (MDT), which may be inclusive of, but not limited to, radiation oncologists, spine surgeons and interventional radiologists, among others.
Orthopaedics | Spine - Thoracolumbar (TL) and sacral surgery | TL and sacral fusion and fixation implant | TL pedicle screw - Shank, tulip | GLOBUS MEDICAL | 5.5x35mm Uniplanar Screw, CREO, Threaded | 5119.5537 | Standalone | DE0502342 | As per HSA registered indication(s) except for radiolucent implants which should be used as follows:  in patients with primary or metastatic spinal tumours who would benefit from post-operative high dose high precision beam therapy upon appropriate and stringent patient selection;  Patient selection should be done via standardised assessment such as the neurological-oncological-mechanical systemic (NOMS) framework; and  The assessment should be carried out by a multidisciplinary team (MDT), which may be inclusive of, but not limited to, radiation oncologists, spine surgeons and interventional radiologists, among others.
Orthopaedics | Spine - Thoracolumbar (TL) and sacral surgery | TL and sacral fusion and fixation implant | TL pedicle screw - Shank, tulip | GLOBUS MEDICAL | 5.5x40mm Uniplanar Screw, CREO, Threaded | 5119.5542 | Standalone | DE0502342 | As per HSA registered indication(s) except for radiolucent implants which should be used as follows:  in patients with primary or metastatic spinal tumours who would benefit from post-operative high dose high precision beam therapy upon appropriate and stringent patient selection;  Patient selection should be done via standardised assessment such as the neurological-oncological-mechanical systemic (NOMS) framework; and  The assessment should be carried out by a multidisciplinary team (MDT), which may be inclusive of, but not limited to, radiation oncologists, spine surgeons and interventional radiologists, among others.
Orthopaedics | Spine - Thoracolumbar (TL) and sacral surgery | TL and sacral fusion and fixation implant | TL pedicle screw - Shank, tulip | GLOBUS MEDICAL | 5.5x45mm Uniplanar Screw, CREO, Threaded | 5119.5547 | Standalone | DE0502342 | As per HSA registered indication(s) except for radiolucent implants which should be used as follows:  in patients with primary or metastatic spinal tumours who would benefit from post-operative high dose high precision beam therapy upon appropriate and stringent patient selection;  Patient selection should be done via standardised assessment such as the neurological-oncological-mechanical systemic (NOMS) framework; and  The assessment should be carried out by a multidisciplinary team (MDT), which may be inclusive of, but not limited to, radiation oncologists, spine surgeons and interventional radiologists, among others.
Orthopaedics | Spine - Thoracolumbar (TL) and sacral surgery | TL and sacral fusion and fixation implant | TL rod | Zimmer Biomet | 50mm Curved Rod (5.5 Ti) | 07.02015.007 | Standalone | DE0505870 | As per HSA registered indication(s) except for radiolucent implants which should be used as follows:  in patients with primary or metastatic spinal tumours who would benefit from post-operative high dose high precision beam therapy upon appropriate and stringent patient selection;  Patient selection should be done via standardised assessment such as the neurological-oncological-mechanical systemic (NOMS) framework; and  The assessment should be carried out by a multidisciplinary team (MDT), which may be inclusive of, but not limited to, radiation oncologists, spine surgeons and interventional radiologists, among others.
Orthopaedics | Spine - Thoracolumbar (TL) and sacral surgery | TL and sacral fusion and fixation implant | TL rod connector system excluding locking screw | MEDTRONIC | 58-80MM X10 CROSSLINK,6.35 TI | 8116458 | Standalone | DE0000758 | As per HSA registered indication(s)
Orthopaedics | Spine - Thoracolumbar (TL) and sacral surgery | TL and sacral fusion and fixation implant | TL rod connector system excluding locking screw | MEDTRONIC | 58TO80MM X10 MULTI | 8115558 | Standalone | DE0000758 | As per HSA registered indication(s)
Orthopaedics | Spine - Thoracolumbar (TL) and sacral surgery | TL and sacral fusion and fixation implant | TL rod | MEDTRONIC | 6.0mm CHROMALOY PLUS ROD L 500mm | 1606000500 | Standalone | DE0008698 | As per HSA registered indication(s) except for radiolucent implants which should be used as follows:  in patients with primary or metastatic spinal tumours who would benefit from post-operative high dose high precision beam therapy upon appropriate and stringent patient selection;  Patient selection should be done via standardised assessment such as the neurological-oncological-mechanical systemic (NOMS) framework; and  The assessment should be carried out by a multidisciplinary team (MDT), which may be inclusive of, but not limited to, radiation oncologists, spine surgeons and interventional radiologists, among others.
Orthopaedics | Spine - Thoracolumbar (TL) and sacral surgery | TL and sacral fusion and fixation implant | TL rod | MEDTRONIC | 6.0mm CHROMALOY ROD, Unlined, L 500mm | 1605000500 | Standalone | DE0008698 | As per HSA registered indication(s) except for radiolucent implants which should be used as follows:  in patients with primary or metastatic spinal tumours who would benefit from post-operative high dose high precision beam therapy upon appropriate and stringent patient selection;  Patient selection should be done via standardised assessment such as the neurological-oncological-mechanical systemic (NOMS) framework; and  The assessment should be carried out by a multidisciplinary team (MDT), which may be inclusive of, but not limited to, radiation oncologists, spine surgeons and interventional radiologists, among others.
Orthopaedics | Spine - Thoracolumbar (TL) and sacral surgery | TL and sacral fusion and fixation implant | TL rod | MEDTRONIC | 6.0mm CoCr Lined Rod L 500mm | 1605200500 | Standalone | DE0008698 | As per HSA registered indication(s) except for radiolucent implants which should be used as follows:  in patients with primary or metastatic spinal tumours who would benefit from post-operative high dose high precision beam therapy upon appropriate and stringent patient selection;  Patient selection should be done via standardised assessment such as the neurological-oncological-mechanical systemic (NOMS) framework; and  The assessment should be carried out by a multidisciplinary team (MDT), which may be inclusive of, but not limited to, radiation oncologists, spine surgeons and interventional radiologists, among others.
Orthopaedics | Spine - Thoracolumbar (TL) and sacral surgery | TL and sacral fusion and fixation implant | TL rod | MEDTRONIC | 6.0mm CoCr+ Lined Rod L 500mm | 1606200500 | Standalone | DE0008698 | As per HSA registered indication(s) except for radiolucent implants which should be used as follows:  in patients with primary or metastatic spinal tumours who would benefit from post-operative high dose high precision beam therapy upon appropriate and stringent patient selection;  Patient selection should be done via standardised assessment such as the neurological-oncological-mechanical systemic (NOMS) framework; and  The assessment should be carried out by a multidisciplinary team (MDT), which may be inclusive of, but not limited to, radiation oncologists, spine surgeons and interventional radiologists, among others.
Orthopaedics | Spine - Thoracolumbar (TL) and sacral surgery | TL and sacral fusion and fixation implant | TL rod | GLOBUS MEDICAL | 6.0mm Curved Rod, Titanium Alloy, 100mm | 1134.8100 | Standalone | DE0502342 | As per HSA registered indication(s) except for radiolucent implants which should be used as follows:  in patients with primary or metastatic spinal tumours who would benefit from post-operative high dose high precision beam therapy upon appropriate and stringent patient selection;  Patient selection should be done via standardised assessment such as the neurological-oncological-mechanical systemic (NOMS) framework; and  The assessment should be carried out by a multidisciplinary team (MDT), which may be inclusive of, but not limited to, radiation oncologists, spine surgeons and interventional radiologists, among others.
Orthopaedics | Spine - Thoracolumbar (TL) and sacral surgery | TL and sacral fusion and fixation implant | TL rod | GLOBUS MEDICAL | 6.0mm Curved Rod, Titanium Alloy, 110mm | 1134.8110 | Standalone | DE0502342 | As per HSA registered indication(s) except for radiolucent implants which should be used as follows:  in patients with primary or metastatic spinal tumours who would benefit from post-operative high dose high precision beam therapy upon appropriate and stringent patient selection;  Patient selection should be done via standardised assessment such as the neurological-oncological-mechanical systemic (NOMS) framework; and  The assessment should be carried out by a multidisciplinary team (MDT), which may be inclusive of, but not limited to, radiation oncologists, spine surgeons and interventional radiologists, among others.
Orthopaedics | Spine - Thoracolumbar (TL) and sacral surgery | TL and sacral fusion and fixation implant | TL rod | GLOBUS MEDICAL | 6.0mm Curved Rod, Titanium Alloy, 125mm | 1134.8125 | Standalone | DE0502342 | As per HSA registered indication(s) except for radiolucent implants which should be used as follows:  in patients with primary or metastatic spinal tumours who would benefit from post-operative high dose high precision beam therapy upon appropriate and stringent patient selection;  Patient selection should be done via standardised assessment such as the neurological-oncological-mechanical systemic (NOMS) framework; and  The assessment should be carried out by a multidisciplinary team (MDT), which may be inclusive of, but not limited to, radiation oncologists, spine surgeons and interventional radiologists, among others.
Orthopaedics | Spine - Thoracolumbar (TL) and sacral surgery | TL and sacral fusion and fixation implant | TL rod | GLOBUS MEDICAL | 6.0mm Curved Rod, Titanium Alloy, 150mm | 1134.8150 | Standalone | DE0502342 | As per HSA registered indication(s) except for radiolucent implants which should be used as follows:  in patients with primary or metastatic spinal tumours who would benefit from post-operative high dose high precision beam therapy upon appropriate and stringent patient selection;  Patient selection should be done via standardised assessment such as the neurological-oncological-mechanical systemic (NOMS) framework; and  The assessment should be carried out by a multidisciplinary team (MDT), which may be inclusive of, but not limited to, radiation oncologists, spine surgeons and interventional radiologists, among others.
Orthopaedics | Spine - Thoracolumbar (TL) and sacral surgery | TL and sacral fusion and fixation implant | TL rod | GLOBUS MEDICAL | 6.0mm Curved Rod, Titanium Alloy, 40mm | 1134.8040 | Standalone | DE0502342 | As per HSA registered indication(s) except for radiolucent implants which should be used as follows:  in patients with primary or metastatic spinal tumours who would benefit from post-operative high dose high precision beam therapy upon appropriate and stringent patient selection;  Patient selection should be done via standardised assessment such as the neurological-oncological-mechanical systemic (NOMS) framework; and  The assessment should be carried out by a multidisciplinary team (MDT), which may be inclusive of, but not limited to, radiation oncologists, spine surgeons and interventional radiologists, among others.
Orthopaedics | Spine - Thoracolumbar (TL) and sacral surgery | TL and sacral fusion and fixation implant | TL rod | GLOBUS MEDICAL | 6.0mm Curved Rod, Titanium Alloy, 45mm | 1134.8045 | Standalone | DE0502342 | As per HSA registered indication(s) except for radiolucent implants which should be used as follows:  in patients with primary or metastatic spinal tumours who would benefit from post-operative high dose high precision beam therapy upon appropriate and stringent patient selection;  Patient selection should be done via standardised assessment such as the neurological-oncological-mechanical systemic (NOMS) framework; and  The assessment should be carried out by a multidisciplinary team (MDT), which may be inclusive of, but not limited to, radiation oncologists, spine surgeons and interventional radiologists, among others.
Orthopaedics | Spine - Thoracolumbar (TL) and sacral surgery | TL and sacral fusion and fixation implant | TL rod | GLOBUS MEDICAL | 6.0mm Curved Rod, Titanium Alloy, 50mm | 1134.8050 | Standalone | DE0502342 | As per HSA registered indication(s) except for radiolucent implants which should be used as follows:  in patients with primary or metastatic spinal tumours who would benefit from post-operative high dose high precision beam therapy upon appropriate and stringent patient selection;  Patient selection should be done via standardised assessment such as the neurological-oncological-mechanical systemic (NOMS) framework; and  The assessment should be carried out by a multidisciplinary team (MDT), which may be inclusive of, but not limited to, radiation oncologists, spine surgeons and interventional radiologists, among others.
Orthopaedics | Spine - Thoracolumbar (TL) and sacral surgery | TL and sacral fusion and fixation implant | TL rod | GLOBUS MEDICAL | 6.0mm Curved Rod, Titanium Alloy, 55mm | 1134.8055 | Standalone | DE0502342 | As per HSA registered indication(s) except for radiolucent implants which should be used as follows:  in patients with primary or metastatic spinal tumours who would benefit from post-operative high dose high precision beam therapy upon appropriate and stringent patient selection;  Patient selection should be done via standardised assessment such as the neurological-oncological-mechanical systemic (NOMS) framework; and  The assessment should be carried out by a multidisciplinary team (MDT), which may be inclusive of, but not limited to, radiation oncologists, spine surgeons and interventional radiologists, among others.
Orthopaedics | Spine - Thoracolumbar (TL) and sacral surgery | TL and sacral fusion and fixation implant | TL rod | GLOBUS MEDICAL | 6.0mm Curved Rod, Titanium Alloy, 60mm | 1134.8060 | Standalone | DE0502342 | As per HSA registered indication(s) except for radiolucent implants which should be used as follows:  in patients with primary or metastatic spinal tumours who would benefit from post-operative high dose high precision beam therapy upon appropriate and stringent patient selection;  Patient selection should be done via standardised assessment such as the neurological-oncological-mechanical systemic (NOMS) framework; and  The assessment should be carried out by a multidisciplinary team (MDT), which may be inclusive of, but not limited to, radiation oncologists, spine surgeons and interventional radiologists, among others.
Orthopaedics | Spine - Thoracolumbar (TL) and sacral surgery | TL and sacral fusion and fixation implant | TL rod | GLOBUS MEDICAL | 6.0mm Curved Rod, Titanium Alloy, 65mm | 1134.8065 | Standalone | DE0502342 | As per HSA registered indication(s) except for radiolucent implants which should be used as follows:  in patients with primary or metastatic spinal tumours who would benefit from post-operative high dose high precision beam therapy upon appropriate and stringent patient selection;  Patient selection should be done via standardised assessment such as the neurological-oncological-mechanical systemic (NOMS) framework; and  The assessment should be carried out by a multidisciplinary team (MDT), which may be inclusive of, but not limited to, radiation oncologists, spine surgeons and interventional radiologists, among others.
Orthopaedics | Spine - Thoracolumbar (TL) and sacral surgery | TL and sacral fusion and fixation implant | TL rod | GLOBUS MEDICAL | 6.0mm Curved Rod, Titanium Alloy, 70mm | 1134.8070 | Standalone | DE0502342 | As per HSA registered indication(s) except for radiolucent implants which should be used as follows:  in patients with primary or metastatic spinal tumours who would benefit from post-operative high dose high precision beam therapy upon appropriate and stringent patient selection;  Patient selection should be done via standardised assessment such as the neurological-oncological-mechanical systemic (NOMS) framework; and  The assessment should be carried out by a multidisciplinary team (MDT), which may be inclusive of, but not limited to, radiation oncologists, spine surgeons and interventional radiologists, among others.
Orthopaedics | Spine - Thoracolumbar (TL) and sacral surgery | TL and sacral fusion and fixation implant | TL rod | GLOBUS MEDICAL | 6.0mm Curved Rod, Titanium Alloy, 75mm | 1134.8075 | Standalone | DE0502342 | As per HSA registered indication(s) except for radiolucent implants which should be used as follows:  in patients with primary or metastatic spinal tumours who would benefit from post-operative high dose high precision beam therapy upon appropriate and stringent patient selection;  Patient selection should be done via standardised assessment such as the neurological-oncological-mechanical systemic (NOMS) framework; and  The assessment should be carried out by a multidisciplinary team (MDT), which may be inclusive of, but not limited to, radiation oncologists, spine surgeons and interventional radiologists, among others.
Orthopaedics | Spine - Thoracolumbar (TL) and sacral surgery | TL and sacral fusion and fixation implant | TL rod | GLOBUS MEDICAL | 6.0mm Curved Rod, Titanium Alloy, 80mm | 1134.8080 | Standalone | DE0502342 | As per HSA registered indication(s) except for radiolucent implants which should be used as follows:  in patients with primary or metastatic spinal tumours who would benefit from post-operative high dose high precision beam therapy upon appropriate and stringent patient selection;  Patient selection should be done via standardised assessment such as the neurological-oncological-mechanical systemic (NOMS) framework; and  The assessment should be carried out by a multidisciplinary team (MDT), which may be inclusive of, but not limited to, radiation oncologists, spine surgeons and interventional radiologists, among others.
Orthopaedics | Spine - Thoracolumbar (TL) and sacral surgery | TL and sacral fusion and fixation implant | TL rod | GLOBUS MEDICAL | 6.0mm Curved Rod, Titanium Alloy, 85mm | 1134.8085 | Standalone | DE0502342 | As per HSA registered indication(s) except for radiolucent implants which should be used as follows:  in patients with primary or metastatic spinal tumours who would benefit from post-operative high dose high precision beam therapy upon appropriate and stringent patient selection;  Patient selection should be done via standardised assessment such as the neurological-oncological-mechanical systemic (NOMS) framework; and  The assessment should be carried out by a multidisciplinary team (MDT), which may be inclusive of, but not limited to, radiation oncologists, spine surgeons and interventional radiologists, among others.
Orthopaedics | Spine - Thoracolumbar (TL) and sacral surgery | TL and sacral fusion and fixation implant | TL rod | GLOBUS MEDICAL | 6.0mm Curved Rod, Titanium Alloy, 90mm | 1134.8090 | Standalone | DE0502342 | As per HSA registered indication(s) except for radiolucent implants which should be used as follows:  in patients with primary or metastatic spinal tumours who would benefit from post-operative high dose high precision beam therapy upon appropriate and stringent patient selection;  Patient selection should be done via standardised assessment such as the neurological-oncological-mechanical systemic (NOMS) framework; and  The assessment should be carried out by a multidisciplinary team (MDT), which may be inclusive of, but not limited to, radiation oncologists, spine surgeons and interventional radiologists, among others.
Orthopaedics | Spine - Thoracolumbar (TL) and sacral surgery | TL and sacral fusion and fixation implant | TL rod | GLOBUS MEDICAL | 6.0mm Curved Rod, Titanium Alloy, 95mm | 1134.8095 | Standalone | DE0502342 | As per HSA registered indication(s) except for radiolucent implants which should be used as follows:  in patients with primary or metastatic spinal tumours who would benefit from post-operative high dose high precision beam therapy upon appropriate and stringent patient selection;  Patient selection should be done via standardised assessment such as the neurological-oncological-mechanical systemic (NOMS) framework; and  The assessment should be carried out by a multidisciplinary team (MDT), which may be inclusive of, but not limited to, radiation oncologists, spine surgeons and interventional radiologists, among others.
Orthopaedics | Spine - Thoracolumbar (TL) and sacral surgery | TL and sacral fusion and fixation implant | TL rod | GLOBUS MEDICAL | 6.0mm Straight Rod, Titanium Alloy, 100mm | 1134.6100 | Standalone | DE0502342 | As per HSA registered indication(s) except for radiolucent implants which should be used as follows:  in patients with primary or metastatic spinal tumours who would benefit from post-operative high dose high precision beam therapy upon appropriate and stringent patient selection;  Patient selection should be done via standardised assessment such as the neurological-oncological-mechanical systemic (NOMS) framework; and  The assessment should be carried out by a multidisciplinary team (MDT), which may be inclusive of, but not limited to, radiation oncologists, spine surgeons and interventional radiologists, among others.
Orthopaedics | Spine - Thoracolumbar (TL) and sacral surgery | TL and sacral fusion and fixation implant | TL rod | GLOBUS MEDICAL | 6.0mm Straight Rod, Titanium Alloy, 125mm | 1134.6125 | Standalone | DE0502342 | As per HSA registered indication(s) except for radiolucent implants which should be used as follows:  in patients with primary or metastatic spinal tumours who would benefit from post-operative high dose high precision beam therapy upon appropriate and stringent patient selection;  Patient selection should be done via standardised assessment such as the neurological-oncological-mechanical systemic (NOMS) framework; and  The assessment should be carried out by a multidisciplinary team (MDT), which may be inclusive of, but not limited to, radiation oncologists, spine surgeons and interventional radiologists, among others.
Orthopaedics | Spine - Thoracolumbar (TL) and sacral surgery | TL and sacral fusion and fixation implant | TL rod | GLOBUS MEDICAL | 6.0mm Straight Rod, Titanium Alloy, 150mm | 1134.6150 | Standalone | DE0502342 | As per HSA registered indication(s) except for radiolucent implants which should be used as follows:  in patients with primary or metastatic spinal tumours who would benefit from post-operative high dose high precision beam therapy upon appropriate and stringent patient selection;  Patient selection should be done via standardised assessment such as the neurological-oncological-mechanical systemic (NOMS) framework; and  The assessment should be carried out by a multidisciplinary team (MDT), which may be inclusive of, but not limited to, radiation oncologists, spine surgeons and interventional radiologists, among others.
Orthopaedics | Spine - Thoracolumbar (TL) and sacral surgery | TL and sacral fusion and fixation implant | TL rod | GLOBUS MEDICAL | 6.0mm Straight Rod, Titanium Alloy, 40mm | 1134.6040 | Standalone | DE0502342 | As per HSA registered indication(s) except for radiolucent implants which should be used as follows:  in patients with primary or metastatic spinal tumours who would benefit from post-operative high dose high precision beam therapy upon appropriate and stringent patient selection;  Patient selection should be done via standardised assessment such as the neurological-oncological-mechanical systemic (NOMS) framework; and  The assessment should be carried out by a multidisciplinary team (MDT), which may be inclusive of, but not limited to, radiation oncologists, spine surgeons and interventional radiologists, among others.
Orthopaedics | Spine - Thoracolumbar (TL) and sacral surgery | TL and sacral fusion and fixation implant | TL rod | GLOBUS MEDICAL | 6.0mm Straight Rod, Titanium Alloy, 500mm | 1134.6500 | Standalone | DE0502342 | As per HSA registered indication(s) except for radiolucent implants which should be used as follows:  in patients with primary or metastatic spinal tumours who would benefit from post-operative high dose high precision beam therapy upon appropriate and stringent patient selection;  Patient selection should be done via standardised assessment such as the neurological-oncological-mechanical systemic (NOMS) framework; and  The assessment should be carried out by a multidisciplinary team (MDT), which may be inclusive of, but not limited to, radiation oncologists, spine surgeons and interventional radiologists, among others.
Orthopaedics | Spine - Thoracolumbar (TL) and sacral surgery | TL and sacral fusion and fixation implant | TL rod | GLOBUS MEDICAL | 6.0mm Straight Rod, Titanium Alloy, 50mm | 1134.6050 | Standalone | DE0502342 | As per HSA registered indication(s) except for radiolucent implants which should be used as follows:  in patients with primary or metastatic spinal tumours who would benefit from post-operative high dose high precision beam therapy upon appropriate and stringent patient selection;  Patient selection should be done via standardised assessment such as the neurological-oncological-mechanical systemic (NOMS) framework; and  The assessment should be carried out by a multidisciplinary team (MDT), which may be inclusive of, but not limited to, radiation oncologists, spine surgeons and interventional radiologists, among others.
Orthopaedics | Spine - Thoracolumbar (TL) and sacral surgery | TL and sacral fusion and fixation implant | TL rod | GLOBUS MEDICAL | 6.0mm Straight Rod, Titanium Alloy, 60mm | 1134.6060 | Standalone | DE0502342 | As per HSA registered indication(s) except for radiolucent implants which should be used as follows:  in patients with primary or metastatic spinal tumours who would benefit from post-operative high dose high precision beam therapy upon appropriate and stringent patient selection;  Patient selection should be done via standardised assessment such as the neurological-oncological-mechanical systemic (NOMS) framework; and  The assessment should be carried out by a multidisciplinary team (MDT), which may be inclusive of, but not limited to, radiation oncologists, spine surgeons and interventional radiologists, among others.
Orthopaedics | Spine - Thoracolumbar (TL) and sacral surgery | TL and sacral fusion and fixation implant | TL rod | GLOBUS MEDICAL | 6.0mm Straight Rod, Titanium Alloy, 70mm | 1134.6070 | Standalone | DE0502342 | As per HSA registered indication(s) except for radiolucent implants which should be used as follows:  in patients with primary or metastatic spinal tumours who would benefit from post-operative high dose high precision beam therapy upon appropriate and stringent patient selection;  Patient selection should be done via standardised assessment such as the neurological-oncological-mechanical systemic (NOMS) framework; and  The assessment should be carried out by a multidisciplinary team (MDT), which may be inclusive of, but not limited to, radiation oncologists, spine surgeons and interventional radiologists, among others.
Orthopaedics | Spine - Thoracolumbar (TL) and sacral surgery | TL and sacral fusion and fixation implant | TL rod | GLOBUS MEDICAL | 6.0mm Straight Rod, Titanium Alloy, 80mm | 1134.6080 | Standalone | DE0502342 | As per HSA registered indication(s) except for radiolucent implants which should be used as follows:  in patients with primary or metastatic spinal tumours who would benefit from post-operative high dose high precision beam therapy upon appropriate and stringent patient selection;  Patient selection should be done via standardised assessment such as the neurological-oncological-mechanical systemic (NOMS) framework; and  The assessment should be carried out by a multidisciplinary team (MDT), which may be inclusive of, but not limited to, radiation oncologists, spine surgeons and interventional radiologists, among others.
Orthopaedics | Spine - Thoracolumbar (TL) and sacral surgery | TL and sacral fusion and fixation implant | TL rod | GLOBUS MEDICAL | 6.0mm Straight Rod, Titanium Alloy, 90mm | 1134.6090 | Standalone | DE0502342 | As per HSA registered indication(s) except for radiolucent implants which should be used as follows:  in patients with primary or metastatic spinal tumours who would benefit from post-operative high dose high precision beam therapy upon appropriate and stringent patient selection;  Patient selection should be done via standardised assessment such as the neurological-oncological-mechanical systemic (NOMS) framework; and  The assessment should be carried out by a multidisciplinary team (MDT), which may be inclusive of, but not limited to, radiation oncologists, spine surgeons and interventional radiologists, among others.
Orthopaedics | Spine - Thoracolumbar (TL) and sacral surgery | TL and sacral fusion and fixation implant | TL rod | MEDTRONIC | 6.0mm TI ALLOY ROD L 500mm; Danco Line | 1604200500 | Standalone | DE0008698 | As per HSA registered indication(s) except for radiolucent implants which should be used as follows:  in patients with primary or metastatic spinal tumours who would benefit from post-operative high dose high precision beam therapy upon appropriate and stringent patient selection;  Patient selection should be done via standardised assessment such as the neurological-oncological-mechanical systemic (NOMS) framework; and  The assessment should be carried out by a multidisciplinary team (MDT), which may be inclusive of, but not limited to, radiation oncologists, spine surgeons and interventional radiologists, among others.
Orthopaedics | Spine - Thoracolumbar (TL) and sacral surgery | TL and sacral fusion and fixation implant | TL rod | MEDTRONIC | 6.0mm Ti CP STRAIGHT ROD [LINED] L 500mm | 1603200500 | Standalone | DE0008698 | As per HSA registered indication(s) except for radiolucent implants which should be used as follows:  in patients with primary or metastatic spinal tumours who would benefit from post-operative high dose high precision beam therapy upon appropriate and stringent patient selection;  Patient selection should be done via standardised assessment such as the neurological-oncological-mechanical systemic (NOMS) framework; and  The assessment should be carried out by a multidisciplinary team (MDT), which may be inclusive of, but not limited to, radiation oncologists, spine surgeons and interventional radiologists, among others.
Orthopaedics | Spine - Thoracolumbar (TL) and sacral surgery | TL and sacral fusion and fixation implant | TL pedicle screw - Shank, tulip | GLOBUS MEDICAL | 6.5mm REVERE HA Pedicle Screw, 30mm | 1024.0462S | Standalone | DE0501225 | As per HSA registered indication(s) except for radiolucent implants which should be used as follows:  in patients with primary or metastatic spinal tumours who would benefit from post-operative high dose high precision beam therapy upon appropriate and stringent patient selection;  Patient selection should be done via standardised assessment such as the neurological-oncological-mechanical systemic (NOMS) framework; and  The assessment should be carried out by a multidisciplinary team (MDT), which may be inclusive of, but not limited to, radiation oncologists, spine surgeons and interventional radiologists, among others.
Orthopaedics | Spine - Thoracolumbar (TL) and sacral surgery | TL and sacral fusion and fixation implant | TL pedicle screw - Shank, tulip | GLOBUS MEDICAL | 6.5mm REVERE HA Pedicle Screw, 35mm | 1024.0463S | Standalone | DE0501225 | As per HSA registered indication(s) except for radiolucent implants which should be used as follows:  in patients with primary or metastatic spinal tumours who would benefit from post-operative high dose high precision beam therapy upon appropriate and stringent patient selection;  Patient selection should be done via standardised assessment such as the neurological-oncological-mechanical systemic (NOMS) framework; and  The assessment should be carried out by a multidisciplinary team (MDT), which may be inclusive of, but not limited to, radiation oncologists, spine surgeons and interventional radiologists, among others.
Orthopaedics | Spine - Thoracolumbar (TL) and sacral surgery | TL and sacral fusion and fixation implant | TL pedicle screw - Shank, tulip | GLOBUS MEDICAL | 6.5mm REVERE HA Pedicle Screw, 40mm | 1024.0464S | Standalone | DE0501225 | As per HSA registered indication(s) except for radiolucent implants which should be used as follows:  in patients with primary or metastatic spinal tumours who would benefit from post-operative high dose high precision beam therapy upon appropriate and stringent patient selection;  Patient selection should be done via standardised assessment such as the neurological-oncological-mechanical systemic (NOMS) framework; and  The assessment should be carried out by a multidisciplinary team (MDT), which may be inclusive of, but not limited to, radiation oncologists, spine surgeons and interventional radiologists, among others.
Orthopaedics | Spine - Thoracolumbar (TL) and sacral surgery | TL and sacral fusion and fixation implant | TL pedicle screw - Shank, tulip | GLOBUS MEDICAL | 6.5mm REVERE HA Pedicle Screw, 45mm | 1024.0465S | Standalone | DE0501225 | As per HSA registered indication(s) except for radiolucent implants which should be used as follows:  in patients with primary or metastatic spinal tumours who would benefit from post-operative high dose high precision beam therapy upon appropriate and stringent patient selection;  Patient selection should be done via standardised assessment such as the neurological-oncological-mechanical systemic (NOMS) framework; and  The assessment should be carried out by a multidisciplinary team (MDT), which may be inclusive of, but not limited to, radiation oncologists, spine surgeons and interventional radiologists, among others.
Orthopaedics | Spine - Thoracolumbar (TL) and sacral surgery | TL and sacral fusion and fixation implant | TL pedicle screw - Shank, tulip | GLOBUS MEDICAL | 6.5mm REVERE HA Pedicle Screw, 50mm | 1024.0466S | Standalone | DE0501225 | As per HSA registered indication(s) except for radiolucent implants which should be used as follows:  in patients with primary or metastatic spinal tumours who would benefit from post-operative high dose high precision beam therapy upon appropriate and stringent patient selection;  Patient selection should be done via standardised assessment such as the neurological-oncological-mechanical systemic (NOMS) framework; and  The assessment should be carried out by a multidisciplinary team (MDT), which may be inclusive of, but not limited to, radiation oncologists, spine surgeons and interventional radiologists, among others.
Orthopaedics | Spine - Thoracolumbar (TL) and sacral surgery | TL and sacral fusion and fixation implant | TL pedicle screw - Shank, tulip | GLOBUS MEDICAL | 6.5mm REVERE HA Pedicle Screw, 55mm | 1024.0467S | Standalone | DE0501225 | As per HSA registered indication(s) except for radiolucent implants which should be used as follows:  in patients with primary or metastatic spinal tumours who would benefit from post-operative high dose high precision beam therapy upon appropriate and stringent patient selection;  Patient selection should be done via standardised assessment such as the neurological-oncological-mechanical systemic (NOMS) framework; and  The assessment should be carried out by a multidisciplinary team (MDT), which may be inclusive of, but not limited to, radiation oncologists, spine surgeons and interventional radiologists, among others.
Orthopaedics | Spine - Thoracolumbar (TL) and sacral surgery | TL and sacral fusion and fixation implant | TL pedicle screw - Shank, tulip | GLOBUS MEDICAL | 6.5mm REVERE Monoaxial Screw 25mm | 124.261 | Standalone | DE0501225 | As per HSA registered indication(s) except for radiolucent implants which should be used as follows:  in patients with primary or metastatic spinal tumours who would benefit from post-operative high dose high precision beam therapy upon appropriate and stringent patient selection;  Patient selection should be done via standardised assessment such as the neurological-oncological-mechanical systemic (NOMS) framework; and  The assessment should be carried out by a multidisciplinary team (MDT), which may be inclusive of, but not limited to, radiation oncologists, spine surgeons and interventional radiologists, among others.
Orthopaedics | Spine - Thoracolumbar (TL) and sacral surgery | TL and sacral fusion and fixation implant | TL pedicle screw - Shank, tulip | GLOBUS MEDICAL | 6.5mm REVERE Monoaxial Screw 30mm | 124.262 | Standalone | DE0501225 | As per HSA registered indication(s) except for radiolucent implants which should be used as follows:  in patients with primary or metastatic spinal tumours who would benefit from post-operative high dose high precision beam therapy upon appropriate and stringent patient selection;  Patient selection should be done via standardised assessment such as the neurological-oncological-mechanical systemic (NOMS) framework; and  The assessment should be carried out by a multidisciplinary team (MDT), which may be inclusive of, but not limited to, radiation oncologists, spine surgeons and interventional radiologists, among others.
Orthopaedics | Spine - Thoracolumbar (TL) and sacral surgery | TL and sacral fusion and fixation implant | TL pedicle screw - Shank, tulip | GLOBUS MEDICAL | 6.5mm REVERE Monoaxial Screw 35mm | 124.263 | Standalone | DE0501225 | As per HSA registered indication(s) except for radiolucent implants which should be used as follows:  in patients with primary or metastatic spinal tumours who would benefit from post-operative high dose high precision beam therapy upon appropriate and stringent patient selection;  Patient selection should be done via standardised assessment such as the neurological-oncological-mechanical systemic (NOMS) framework; and  The assessment should be carried out by a multidisciplinary team (MDT), which may be inclusive of, but not limited to, radiation oncologists, spine surgeons and interventional radiologists, among others.
Orthopaedics | Spine - Thoracolumbar (TL) and sacral surgery | TL and sacral fusion and fixation implant | TL pedicle screw - Shank, tulip | GLOBUS MEDICAL | 6.5mm REVERE Monoaxial Screw 40mm | 124.264 | Standalone | DE0501225 | As per HSA registered indication(s) except for radiolucent implants which should be used as follows:  in patients with primary or metastatic spinal tumours who would benefit from post-operative high dose high precision beam therapy upon appropriate and stringent patient selection;  Patient selection should be done via standardised assessment such as the neurological-oncological-mechanical systemic (NOMS) framework; and  The assessment should be carried out by a multidisciplinary team (MDT), which may be inclusive of, but not limited to, radiation oncologists, spine surgeons and interventional radiologists, among others.
Orthopaedics | Spine - Thoracolumbar (TL) and sacral surgery | TL and sacral fusion and fixation implant | TL pedicle screw - Shank, tulip | GLOBUS MEDICAL | 6.5mm REVERE Monoaxial Screw 45mm | 124.265 | Standalone | DE0501225 | As per HSA registered indication(s) except for radiolucent implants which should be used as follows:  in patients with primary or metastatic spinal tumours who would benefit from post-operative high dose high precision beam therapy upon appropriate and stringent patient selection;  Patient selection should be done via standardised assessment such as the neurological-oncological-mechanical systemic (NOMS) framework; and  The assessment should be carried out by a multidisciplinary team (MDT), which may be inclusive of, but not limited to, radiation oncologists, spine surgeons and interventional radiologists, among others.
Orthopaedics | Spine - Thoracolumbar (TL) and sacral surgery | TL and sacral fusion and fixation implant | TL pedicle screw - Shank, tulip | GLOBUS MEDICAL | 6.5mm REVERE Monoaxial Screw 50mm | 124.266 | Standalone | DE0501225 | As per HSA registered indication(s) except for radiolucent implants which should be used as follows:  in patients with primary or metastatic spinal tumours who would benefit from post-operative high dose high precision beam therapy upon appropriate and stringent patient selection;  Patient selection should be done via standardised assessment such as the neurological-oncological-mechanical systemic (NOMS) framework; and  The assessment should be carried out by a multidisciplinary team (MDT), which may be inclusive of, but not limited to, radiation oncologists, spine surgeons and interventional radiologists, among others.
Orthopaedics | Spine - Thoracolumbar (TL) and sacral surgery | TL and sacral fusion and fixation implant | TL pedicle screw - Shank, tulip | GLOBUS MEDICAL | 6.5mm REVERE Monoaxial Screw 55mm | 124.267 | Standalone | DE0501225 | As per HSA registered indication(s) except for radiolucent implants which should be used as follows:  in patients with primary or metastatic spinal tumours who would benefit from post-operative high dose high precision beam therapy upon appropriate and stringent patient selection;  Patient selection should be done via standardised assessment such as the neurological-oncological-mechanical systemic (NOMS) framework; and  The assessment should be carried out by a multidisciplinary team (MDT), which may be inclusive of, but not limited to, radiation oncologists, spine surgeons and interventional radiologists, among others.
Orthopaedics | Spine - Thoracolumbar (TL) and sacral surgery | TL and sacral fusion and fixation implant | TL pedicle screw - Shank, tulip | GLOBUS MEDICAL | 6.5mm REVERE Monoaxial Screw 60mm | 124.268 | Standalone | DE0501225 | As per HSA registered indication(s) except for radiolucent implants which should be used as follows:  in patients with primary or metastatic spinal tumours who would benefit from post-operative high dose high precision beam therapy upon appropriate and stringent patient selection;  Patient selection should be done via standardised assessment such as the neurological-oncological-mechanical systemic (NOMS) framework; and  The assessment should be carried out by a multidisciplinary team (MDT), which may be inclusive of, but not limited to, radiation oncologists, spine surgeons and interventional radiologists, among others.
Orthopaedics | Spine - Thoracolumbar (TL) and sacral surgery | TL and sacral fusion and fixation implant | TL pedicle screw - Shank, tulip | GLOBUS MEDICAL | 6.5mm REVERE Monoaxial Screw 65mm | 124.269 | Standalone | DE0501225 | As per HSA registered indication(s) except for radiolucent implants which should be used as follows:  in patients with primary or metastatic spinal tumours who would benefit from post-operative high dose high precision beam therapy upon appropriate and stringent patient selection;  Patient selection should be done via standardised assessment such as the neurological-oncological-mechanical systemic (NOMS) framework; and  The assessment should be carried out by a multidisciplinary team (MDT), which may be inclusive of, but not limited to, radiation oncologists, spine surgeons and interventional radiologists, among others.
Orthopaedics | Spine - Thoracolumbar (TL) and sacral surgery | TL and sacral fusion and fixation implant | TL pedicle screw - Shank, tulip | GLOBUS MEDICAL | 6.5mm REVERE Pedicle Screw 25mm | 124.461 | Standalone | DE0501225 | As per HSA registered indication(s) except for radiolucent implants which should be used as follows:  in patients with primary or metastatic spinal tumours who would benefit from post-operative high dose high precision beam therapy upon appropriate and stringent patient selection;  Patient selection should be done via standardised assessment such as the neurological-oncological-mechanical systemic (NOMS) framework; and  The assessment should be carried out by a multidisciplinary team (MDT), which may be inclusive of, but not limited to, radiation oncologists, spine surgeons and interventional radiologists, among others.
Orthopaedics | Spine - Thoracolumbar (TL) and sacral surgery | TL and sacral fusion and fixation implant | TL pedicle screw - Shank, tulip | GLOBUS MEDICAL | 6.5mm REVERE Pedicle Screw 30mm | 124.462 | Standalone | DE0501225 | As per HSA registered indication(s) except for radiolucent implants which should be used as follows:  in patients with primary or metastatic spinal tumours who would benefit from post-operative high dose high precision beam therapy upon appropriate and stringent patient selection;  Patient selection should be done via standardised assessment such as the neurological-oncological-mechanical systemic (NOMS) framework; and  The assessment should be carried out by a multidisciplinary team (MDT), which may be inclusive of, but not limited to, radiation oncologists, spine surgeons and interventional radiologists, among others.
Orthopaedics | Spine - Thoracolumbar (TL) and sacral surgery | TL and sacral fusion and fixation implant | TL pedicle screw - Shank, tulip | GLOBUS MEDICAL | 6.5mm REVERE Pedicle Screw 35mm | 124.463 | Standalone | DE0501225 | As per HSA registered indication(s) except for radiolucent implants which should be used as follows:  in patients with primary or metastatic spinal tumours who would benefit from post-operative high dose high precision beam therapy upon appropriate and stringent patient selection;  Patient selection should be done via standardised assessment such as the neurological-oncological-mechanical systemic (NOMS) framework; and  The assessment should be carried out by a multidisciplinary team (MDT), which may be inclusive of, but not limited to, radiation oncologists, spine surgeons and interventional radiologists, among others.
Orthopaedics | Spine - Thoracolumbar (TL) and sacral surgery | TL and sacral fusion and fixation implant | TL pedicle screw - Shank, tulip | GLOBUS MEDICAL | 6.5mm REVERE Pedicle Screw 40mm | 124.464 | Standalone | DE0501225 | As per HSA registered indication(s) except for radiolucent implants which should be used as follows:  in patients with primary or metastatic spinal tumours who would benefit from post-operative high dose high precision beam therapy upon appropriate and stringent patient selection;  Patient selection should be done via standardised assessment such as the neurological-oncological-mechanical systemic (NOMS) framework; and  The assessment should be carried out by a multidisciplinary team (MDT), which may be inclusive of, but not limited to, radiation oncologists, spine surgeons and interventional radiologists, among others.
Orthopaedics | Spine - Thoracolumbar (TL) and sacral surgery | TL and sacral fusion and fixation implant | TL pedicle screw - Shank, tulip | GLOBUS MEDICAL | 6.5mm REVERE Pedicle Screw 45mm | 124.465 | Standalone | DE0501225 | As per HSA registered indication(s) except for radiolucent implants which should be used as follows:  in patients with primary or metastatic spinal tumours who would benefit from post-operative high dose high precision beam therapy upon appropriate and stringent patient selection;  Patient selection should be done via standardised assessment such as the neurological-oncological-mechanical systemic (NOMS) framework; and  The assessment should be carried out by a multidisciplinary team (MDT), which may be inclusive of, but not limited to, radiation oncologists, spine surgeons and interventional radiologists, among others.
Orthopaedics | Spine - Thoracolumbar (TL) and sacral surgery | TL and sacral fusion and fixation implant | TL pedicle screw - Shank, tulip | GLOBUS MEDICAL | 6.5mm REVERE Pedicle Screw 50mm | 124.466 | Standalone | DE0501225 | As per HSA registered indication(s) except for radiolucent implants which should be used as follows:  in patients with primary or metastatic spinal tumours who would benefit from post-operative high dose high precision beam therapy upon appropriate and stringent patient selection;  Patient selection should be done via standardised assessment such as the neurological-oncological-mechanical systemic (NOMS) framework; and  The assessment should be carried out by a multidisciplinary team (MDT), which may be inclusive of, but not limited to, radiation oncologists, spine surgeons and interventional radiologists, among others.
Orthopaedics | Spine - Thoracolumbar (TL) and sacral surgery | TL and sacral fusion and fixation implant | TL pedicle screw - Shank, tulip | GLOBUS MEDICAL | 6.5mm REVERE Pedicle Screw 55mm | 124.467 | Standalone | DE0501225 | As per HSA registered indication(s) except for radiolucent implants which should be used as follows:  in patients with primary or metastatic spinal tumours who would benefit from post-operative high dose high precision beam therapy upon appropriate and stringent patient selection;  Patient selection should be done via standardised assessment such as the neurological-oncological-mechanical systemic (NOMS) framework; and  The assessment should be carried out by a multidisciplinary team (MDT), which may be inclusive of, but not limited to, radiation oncologists, spine surgeons and interventional radiologists, among others.
Orthopaedics | Spine - Thoracolumbar (TL) and sacral surgery | TL and sacral fusion and fixation implant | TL pedicle screw - Shank, tulip | GLOBUS MEDICAL | 6.5mm REVERE Pedicle Screw 60mm | 124.468 | Standalone | DE0501225 | As per HSA registered indication(s) except for radiolucent implants which should be used as follows:  in patients with primary or metastatic spinal tumours who would benefit from post-operative high dose high precision beam therapy upon appropriate and stringent patient selection;  Patient selection should be done via standardised assessment such as the neurological-oncological-mechanical systemic (NOMS) framework; and  The assessment should be carried out by a multidisciplinary team (MDT), which may be inclusive of, but not limited to, radiation oncologists, spine surgeons and interventional radiologists, among others.
Orthopaedics | Spine - Thoracolumbar (TL) and sacral surgery | TL and sacral fusion and fixation implant | TL pedicle screw - Shank, tulip | GLOBUS MEDICAL | 6.5mm REVERE Pedicle Screw 65mm | 124.469 | Standalone | DE0501225 | As per HSA registered indication(s) except for radiolucent implants which should be used as follows:  in patients with primary or metastatic spinal tumours who would benefit from post-operative high dose high precision beam therapy upon appropriate and stringent patient selection;  Patient selection should be done via standardised assessment such as the neurological-oncological-mechanical systemic (NOMS) framework; and  The assessment should be carried out by a multidisciplinary team (MDT), which may be inclusive of, but not limited to, radiation oncologists, spine surgeons and interventional radiologists, among others.
Orthopaedics | Spine - Thoracolumbar (TL) and sacral surgery | TL and sacral fusion and fixation implant | TL pedicle screw - Shank, tulip | GLOBUS MEDICAL | 6.5mm REVOLVE Monoaxial Screw, 25mm | 585.361 | Standalone | DE0501604 | As per HSA registered indication(s) except for radiolucent implants which should be used as follows:  in patients with primary or metastatic spinal tumours who would benefit from post-operative high dose high precision beam therapy upon appropriate and stringent patient selection;  Patient selection should be done via standardised assessment such as the neurological-oncological-mechanical systemic (NOMS) framework; and  The assessment should be carried out by a multidisciplinary team (MDT), which may be inclusive of, but not limited to, radiation oncologists, spine surgeons and interventional radiologists, among others.
Orthopaedics | Spine - Thoracolumbar (TL) and sacral surgery | TL and sacral fusion and fixation implant | TL pedicle screw - Shank, tulip | GLOBUS MEDICAL | 6.5mm REVOLVE Monoaxial Screw, 30mm | 585.362 | Standalone | DE0501604 | As per HSA registered indication(s) except for radiolucent implants which should be used as follows:  in patients with primary or metastatic spinal tumours who would benefit from post-operative high dose high precision beam therapy upon appropriate and stringent patient selection;  Patient selection should be done via standardised assessment such as the neurological-oncological-mechanical systemic (NOMS) framework; and  The assessment should be carried out by a multidisciplinary team (MDT), which may be inclusive of, but not limited to, radiation oncologists, spine surgeons and interventional radiologists, among others.
Orthopaedics | Spine - Thoracolumbar (TL) and sacral surgery | TL and sacral fusion and fixation implant | TL pedicle screw - Shank, tulip | GLOBUS MEDICAL | 6.5mm REVOLVE Monoaxial Screw, 35mm | 585.363 | Standalone | DE0501604 | As per HSA registered indication(s) except for radiolucent implants which should be used as follows:  in patients with primary or metastatic spinal tumours who would benefit from post-operative high dose high precision beam therapy upon appropriate and stringent patient selection;  Patient selection should be done via standardised assessment such as the neurological-oncological-mechanical systemic (NOMS) framework; and  The assessment should be carried out by a multidisciplinary team (MDT), which may be inclusive of, but not limited to, radiation oncologists, spine surgeons and interventional radiologists, among others.
Orthopaedics | Spine - Thoracolumbar (TL) and sacral surgery | TL and sacral fusion and fixation implant | TL pedicle screw - Shank, tulip | GLOBUS MEDICAL | 6.5mm REVOLVE Monoaxial Screw, 40mm | 585.364 | Standalone | DE0501604 | As per HSA registered indication(s) except for radiolucent implants which should be used as follows:  in patients with primary or metastatic spinal tumours who would benefit from post-operative high dose high precision beam therapy upon appropriate and stringent patient selection;  Patient selection should be done via standardised assessment such as the neurological-oncological-mechanical systemic (NOMS) framework; and  The assessment should be carried out by a multidisciplinary team (MDT), which may be inclusive of, but not limited to, radiation oncologists, spine surgeons and interventional radiologists, among others.
Orthopaedics | Spine - Thoracolumbar (TL) and sacral surgery | TL and sacral fusion and fixation implant | TL pedicle screw - Shank, tulip | GLOBUS MEDICAL | 6.5mm REVOLVE Monoaxial Screw, 45mm | 585.365 | Standalone | DE0501604 | As per HSA registered indication(s) except for radiolucent implants which should be used as follows:  in patients with primary or metastatic spinal tumours who would benefit from post-operative high dose high precision beam therapy upon appropriate and stringent patient selection;  Patient selection should be done via standardised assessment such as the neurological-oncological-mechanical systemic (NOMS) framework; and  The assessment should be carried out by a multidisciplinary team (MDT), which may be inclusive of, but not limited to, radiation oncologists, spine surgeons and interventional radiologists, among others.
Orthopaedics | Spine - Thoracolumbar (TL) and sacral surgery | TL and sacral fusion and fixation implant | TL pedicle screw - Shank, tulip | GLOBUS MEDICAL | 6.5mm REVOLVE Monoaxial Screw, 50mm | 585.366 | Standalone | DE0501604 | As per HSA registered indication(s) except for radiolucent implants which should be used as follows:  in patients with primary or metastatic spinal tumours who would benefit from post-operative high dose high precision beam therapy upon appropriate and stringent patient selection;  Patient selection should be done via standardised assessment such as the neurological-oncological-mechanical systemic (NOMS) framework; and  The assessment should be carried out by a multidisciplinary team (MDT), which may be inclusive of, but not limited to, radiation oncologists, spine surgeons and interventional radiologists, among others.
Orthopaedics | Spine - Thoracolumbar (TL) and sacral surgery | TL and sacral fusion and fixation implant | TL pedicle screw - Shank, tulip | GLOBUS MEDICAL | 6.5mm REVOLVE Monoaxial Screw, 55mm | 585.367 | Standalone | DE0501604 | As per HSA registered indication(s) except for radiolucent implants which should be used as follows:  in patients with primary or metastatic spinal tumours who would benefit from post-operative high dose high precision beam therapy upon appropriate and stringent patient selection;  Patient selection should be done via standardised assessment such as the neurological-oncological-mechanical systemic (NOMS) framework; and  The assessment should be carried out by a multidisciplinary team (MDT), which may be inclusive of, but not limited to, radiation oncologists, spine surgeons and interventional radiologists, among others.
Orthopaedics | Spine - Thoracolumbar (TL) and sacral surgery | TL and sacral fusion and fixation implant | TL pedicle screw - Shank, tulip | GLOBUS MEDICAL | 6.5mm REVOLVE Monoaxial Screw, 60mm | 585.368 | Standalone | DE0501604 | As per HSA registered indication(s) except for radiolucent implants which should be used as follows:  in patients with primary or metastatic spinal tumours who would benefit from post-operative high dose high precision beam therapy upon appropriate and stringent patient selection;  Patient selection should be done via standardised assessment such as the neurological-oncological-mechanical systemic (NOMS) framework; and  The assessment should be carried out by a multidisciplinary team (MDT), which may be inclusive of, but not limited to, radiation oncologists, spine surgeons and interventional radiologists, among others.
Orthopaedics | Spine - Thoracolumbar (TL) and sacral surgery | TL and sacral fusion and fixation implant | TL pedicle screw - Shank, tulip | GLOBUS MEDICAL | 6.5mm REVOLVE Monoaxial Screw, 65mm | 585.369 | Standalone | DE0501604 | As per HSA registered indication(s) except for radiolucent implants which should be used as follows:  in patients with primary or metastatic spinal tumours who would benefit from post-operative high dose high precision beam therapy upon appropriate and stringent patient selection;  Patient selection should be done via standardised assessment such as the neurological-oncological-mechanical systemic (NOMS) framework; and  The assessment should be carried out by a multidisciplinary team (MDT), which may be inclusive of, but not limited to, radiation oncologists, spine surgeons and interventional radiologists, among others.
Orthopaedics | Spine - Thoracolumbar (TL) and sacral surgery | TL and sacral fusion and fixation implant | TL pedicle screw - Shank, tulip | GLOBUS MEDICAL | 6.5mm REVOLVE Polyaxial Pedicle Screw, 30mm | 185.462 | Standalone | DE0501604 | As per HSA registered indication(s) except for radiolucent implants which should be used as follows:  in patients with primary or metastatic spinal tumours who would benefit from post-operative high dose high precision beam therapy upon appropriate and stringent patient selection;  Patient selection should be done via standardised assessment such as the neurological-oncological-mechanical systemic (NOMS) framework; and  The assessment should be carried out by a multidisciplinary team (MDT), which may be inclusive of, but not limited to, radiation oncologists, spine surgeons and interventional radiologists, among others.
Orthopaedics | Spine - Thoracolumbar (TL) and sacral surgery | TL and sacral fusion and fixation implant | TL pedicle screw - Shank, tulip | GLOBUS MEDICAL | 6.5mm REVOLVE Polyaxial Pedicle Screw, 35mm | 185.463 | Standalone | DE0501604 | As per HSA registered indication(s) except for radiolucent implants which should be used as follows:  in patients with primary or metastatic spinal tumours who would benefit from post-operative high dose high precision beam therapy upon appropriate and stringent patient selection;  Patient selection should be done via standardised assessment such as the neurological-oncological-mechanical systemic (NOMS) framework; and  The assessment should be carried out by a multidisciplinary team (MDT), which may be inclusive of, but not limited to, radiation oncologists, spine surgeons and interventional radiologists, among others.
Orthopaedics | Spine - Thoracolumbar (TL) and sacral surgery | TL and sacral fusion and fixation implant | TL pedicle screw - Shank, tulip | GLOBUS MEDICAL | 6.5mm REVOLVE Polyaxial Pedicle Screw, 40mm | 185.464 | Standalone | DE0501604 | As per HSA registered indication(s) except for radiolucent implants which should be used as follows:  in patients with primary or metastatic spinal tumours who would benefit from post-operative high dose high precision beam therapy upon appropriate and stringent patient selection;  Patient selection should be done via standardised assessment such as the neurological-oncological-mechanical systemic (NOMS) framework; and  The assessment should be carried out by a multidisciplinary team (MDT), which may be inclusive of, but not limited to, radiation oncologists, spine surgeons and interventional radiologists, among others.
Orthopaedics | Spine - Thoracolumbar (TL) and sacral surgery | TL and sacral fusion and fixation implant | TL pedicle screw - Shank, tulip | GLOBUS MEDICAL | 6.5mm REVOLVE Polyaxial Pedicle Screw, 45mm | 185.465 | Standalone | DE0501604 | As per HSA registered indication(s) except for radiolucent implants which should be used as follows:  in patients with primary or metastatic spinal tumours who would benefit from post-operative high dose high precision beam therapy upon appropriate and stringent patient selection;  Patient selection should be done via standardised assessment such as the neurological-oncological-mechanical systemic (NOMS) framework; and  The assessment should be carried out by a multidisciplinary team (MDT), which may be inclusive of, but not limited to, radiation oncologists, spine surgeons and interventional radiologists, among others.
Orthopaedics | Spine - Thoracolumbar (TL) and sacral surgery | TL and sacral fusion and fixation implant | TL pedicle screw - Shank, tulip | GLOBUS MEDICAL | 6.5mm REVOLVE Polyaxial Pedicle Screw, 50mm | 185.466 | Standalone | DE0501604 | As per HSA registered indication(s) except for radiolucent implants which should be used as follows:  in patients with primary or metastatic spinal tumours who would benefit from post-operative high dose high precision beam therapy upon appropriate and stringent patient selection;  Patient selection should be done via standardised assessment such as the neurological-oncological-mechanical systemic (NOMS) framework; and  The assessment should be carried out by a multidisciplinary team (MDT), which may be inclusive of, but not limited to, radiation oncologists, spine surgeons and interventional radiologists, among others.
Orthopaedics | Spine - Thoracolumbar (TL) and sacral surgery | TL and sacral fusion and fixation implant | TL pedicle screw - Shank, tulip | GLOBUS MEDICAL | 6.5mm REVOLVE Polyaxial Pedicle Screw, 55mm | 185.467 | Standalone | DE0501604 | As per HSA registered indication(s) except for radiolucent implants which should be used as follows:  in patients with primary or metastatic spinal tumours who would benefit from post-operative high dose high precision beam therapy upon appropriate and stringent patient selection;  Patient selection should be done via standardised assessment such as the neurological-oncological-mechanical systemic (NOMS) framework; and  The assessment should be carried out by a multidisciplinary team (MDT), which may be inclusive of, but not limited to, radiation oncologists, spine surgeons and interventional radiologists, among others.
Orthopaedics | Spine - Thoracolumbar (TL) and sacral surgery | TL and sacral fusion and fixation implant | TL pedicle screw - Shank, tulip | GLOBUS MEDICAL | 6.5mm REVOLVE Polyaxial Pedicle Screw, 60mm | 185.468 | Standalone | DE0501604 | As per HSA registered indication(s) except for radiolucent implants which should be used as follows:  in patients with primary or metastatic spinal tumours who would benefit from post-operative high dose high precision beam therapy upon appropriate and stringent patient selection;  Patient selection should be done via standardised assessment such as the neurological-oncological-mechanical systemic (NOMS) framework; and  The assessment should be carried out by a multidisciplinary team (MDT), which may be inclusive of, but not limited to, radiation oncologists, spine surgeons and interventional radiologists, among others.
Orthopaedics | Spine - Thoracolumbar (TL) and sacral surgery | TL and sacral fusion and fixation implant | TL pedicle screw - Shank, tulip | GLOBUS MEDICAL | 6.5mm REVOLVE Polyaxial Pedicle Screw, 65mm | 185.469 | Standalone | DE0501604 | As per HSA registered indication(s) except for radiolucent implants which should be used as follows:  in patients with primary or metastatic spinal tumours who would benefit from post-operative high dose high precision beam therapy upon appropriate and stringent patient selection;  Patient selection should be done via standardised assessment such as the neurological-oncological-mechanical systemic (NOMS) framework; and  The assessment should be carried out by a multidisciplinary team (MDT), which may be inclusive of, but not limited to, radiation oncologists, spine surgeons and interventional radiologists, among others.
Orthopaedics | Spine - Thoracolumbar (TL) and sacral surgery | TL and sacral fusion and fixation implant | TL pedicle screw - Shank, tulip | GLOBUS MEDICAL | 6.5mm REVOLVE Uniplanar Fracture Screw, 25mm | 585.261 | Standalone | DE0501604 | As per HSA registered indication(s) except for radiolucent implants which should be used as follows:  in patients with primary or metastatic spinal tumours who would benefit from post-operative high dose high precision beam therapy upon appropriate and stringent patient selection;  Patient selection should be done via standardised assessment such as the neurological-oncological-mechanical systemic (NOMS) framework; and  The assessment should be carried out by a multidisciplinary team (MDT), which may be inclusive of, but not limited to, radiation oncologists, spine surgeons and interventional radiologists, among others.
Orthopaedics | Spine - Thoracolumbar (TL) and sacral surgery | TL and sacral fusion and fixation implant | TL pedicle screw - Shank, tulip | GLOBUS MEDICAL | 6.5mm REVOLVE Uniplanar Fracture Screw, 30mm | 585.262 | Standalone | DE0501604 | As per HSA registered indication(s) except for radiolucent implants which should be used as follows:  in patients with primary or metastatic spinal tumours who would benefit from post-operative high dose high precision beam therapy upon appropriate and stringent patient selection;  Patient selection should be done via standardised assessment such as the neurological-oncological-mechanical systemic (NOMS) framework; and  The assessment should be carried out by a multidisciplinary team (MDT), which may be inclusive of, but not limited to, radiation oncologists, spine surgeons and interventional radiologists, among others.
Orthopaedics | Spine - Thoracolumbar (TL) and sacral surgery | TL and sacral fusion and fixation implant | TL pedicle screw - Shank, tulip | GLOBUS MEDICAL | 6.5mm REVOLVE Uniplanar Fracture Screw, 35mm | 585.263 | Standalone | DE0501604 | As per HSA registered indication(s) except for radiolucent implants which should be used as follows:  in patients with primary or metastatic spinal tumours who would benefit from post-operative high dose high precision beam therapy upon appropriate and stringent patient selection;  Patient selection should be done via standardised assessment such as the neurological-oncological-mechanical systemic (NOMS) framework; and  The assessment should be carried out by a multidisciplinary team (MDT), which may be inclusive of, but not limited to, radiation oncologists, spine surgeons and interventional radiologists, among others.
Orthopaedics | Spine - Thoracolumbar (TL) and sacral surgery | TL and sacral fusion and fixation implant | TL pedicle screw - Shank, tulip | GLOBUS MEDICAL | 6.5mm REVOLVE Uniplanar Fracture Screw, 40mm | 585.264 | Standalone | DE0501604 | As per HSA registered indication(s) except for radiolucent implants which should be used as follows:  in patients with primary or metastatic spinal tumours who would benefit from post-operative high dose high precision beam therapy upon appropriate and stringent patient selection;  Patient selection should be done via standardised assessment such as the neurological-oncological-mechanical systemic (NOMS) framework; and  The assessment should be carried out by a multidisciplinary team (MDT), which may be inclusive of, but not limited to, radiation oncologists, spine surgeons and interventional radiologists, among others.
Orthopaedics | Spine - Thoracolumbar (TL) and sacral surgery | TL and sacral fusion and fixation implant | TL pedicle screw - Shank, tulip | GLOBUS MEDICAL | 6.5mm REVOLVE Uniplanar Fracture Screw, 45mm | 585.265 | Standalone | DE0501604 | As per HSA registered indication(s) except for radiolucent implants which should be used as follows:  in patients with primary or metastatic spinal tumours who would benefit from post-operative high dose high precision beam therapy upon appropriate and stringent patient selection;  Patient selection should be done via standardised assessment such as the neurological-oncological-mechanical systemic (NOMS) framework; and  The assessment should be carried out by a multidisciplinary team (MDT), which may be inclusive of, but not limited to, radiation oncologists, spine surgeons and interventional radiologists, among others.
Orthopaedics | Spine - Thoracolumbar (TL) and sacral surgery | TL and sacral fusion and fixation implant | TL pedicle screw - Shank, tulip | GLOBUS MEDICAL | 6.5mm REVOLVE Uniplanar Fracture Screw, 50mm | 585.266 | Standalone | DE0501604 | As per HSA registered indication(s) except for radiolucent implants which should be used as follows:  in patients with primary or metastatic spinal tumours who would benefit from post-operative high dose high precision beam therapy upon appropriate and stringent patient selection;  Patient selection should be done via standardised assessment such as the neurological-oncological-mechanical systemic (NOMS) framework; and  The assessment should be carried out by a multidisciplinary team (MDT), which may be inclusive of, but not limited to, radiation oncologists, spine surgeons and interventional radiologists, among others.
Orthopaedics | Spine - Thoracolumbar (TL) and sacral surgery | TL and sacral fusion and fixation implant | TL pedicle screw - Shank, tulip | GLOBUS MEDICAL | 6.5mm REVOLVE Uniplanar Fracture Screw, 55mm | 585.267 | Standalone | DE0501604 | As per HSA registered indication(s) except for radiolucent implants which should be used as follows:  in patients with primary or metastatic spinal tumours who would benefit from post-operative high dose high precision beam therapy upon appropriate and stringent patient selection;  Patient selection should be done via standardised assessment such as the neurological-oncological-mechanical systemic (NOMS) framework; and  The assessment should be carried out by a multidisciplinary team (MDT), which may be inclusive of, but not limited to, radiation oncologists, spine surgeons and interventional radiologists, among others.
Orthopaedics | Spine - Thoracolumbar (TL) and sacral surgery | TL and sacral fusion and fixation implant | TL pedicle screw - Shank, tulip | GLOBUS MEDICAL | 6.5mm REVOLVE Uniplanar Screw, 25mm | 585.161 | Standalone | DE0501604 | As per HSA registered indication(s) except for radiolucent implants which should be used as follows:  in patients with primary or metastatic spinal tumours who would benefit from post-operative high dose high precision beam therapy upon appropriate and stringent patient selection;  Patient selection should be done via standardised assessment such as the neurological-oncological-mechanical systemic (NOMS) framework; and  The assessment should be carried out by a multidisciplinary team (MDT), which may be inclusive of, but not limited to, radiation oncologists, spine surgeons and interventional radiologists, among others.
Orthopaedics | Spine - Thoracolumbar (TL) and sacral surgery | TL and sacral fusion and fixation implant | TL pedicle screw - Shank, tulip | GLOBUS MEDICAL | 6.5mm REVOLVE Uniplanar Screw, 30mm | 585.162 | Standalone | DE0501604 | As per HSA registered indication(s) except for radiolucent implants which should be used as follows:  in patients with primary or metastatic spinal tumours who would benefit from post-operative high dose high precision beam therapy upon appropriate and stringent patient selection;  Patient selection should be done via standardised assessment such as the neurological-oncological-mechanical systemic (NOMS) framework; and  The assessment should be carried out by a multidisciplinary team (MDT), which may be inclusive of, but not limited to, radiation oncologists, spine surgeons and interventional radiologists, among others.
Orthopaedics | Spine - Thoracolumbar (TL) and sacral surgery | TL and sacral fusion and fixation implant | TL pedicle screw - Shank, tulip | GLOBUS MEDICAL | 6.5mm REVOLVE Uniplanar Screw, 35mm | 585.163 | Standalone | DE0501604 | As per HSA registered indication(s) except for radiolucent implants which should be used as follows:  in patients with primary or metastatic spinal tumours who would benefit from post-operative high dose high precision beam therapy upon appropriate and stringent patient selection;  Patient selection should be done via standardised assessment such as the neurological-oncological-mechanical systemic (NOMS) framework; and  The assessment should be carried out by a multidisciplinary team (MDT), which may be inclusive of, but not limited to, radiation oncologists, spine surgeons and interventional radiologists, among others.
Orthopaedics | Spine - Thoracolumbar (TL) and sacral surgery | TL and sacral fusion and fixation implant | TL pedicle screw - Shank, tulip | GLOBUS MEDICAL | 6.5mm REVOLVE Uniplanar Screw, 40mm | 585.164 | Standalone | DE0501604 | As per HSA registered indication(s) except for radiolucent implants which should be used as follows:  in patients with primary or metastatic spinal tumours who would benefit from post-operative high dose high precision beam therapy upon appropriate and stringent patient selection;  Patient selection should be done via standardised assessment such as the neurological-oncological-mechanical systemic (NOMS) framework; and  The assessment should be carried out by a multidisciplinary team (MDT), which may be inclusive of, but not limited to, radiation oncologists, spine surgeons and interventional radiologists, among others.
Orthopaedics | Spine - Thoracolumbar (TL) and sacral surgery | TL and sacral fusion and fixation implant | TL pedicle screw - Shank, tulip | GLOBUS MEDICAL | 6.5mm REVOLVE Uniplanar Screw, 45mm | 585.165 | Standalone | DE0501604 | As per HSA registered indication(s) except for radiolucent implants which should be used as follows:  in patients with primary or metastatic spinal tumours who would benefit from post-operative high dose high precision beam therapy upon appropriate and stringent patient selection;  Patient selection should be done via standardised assessment such as the neurological-oncological-mechanical systemic (NOMS) framework; and  The assessment should be carried out by a multidisciplinary team (MDT), which may be inclusive of, but not limited to, radiation oncologists, spine surgeons and interventional radiologists, among others.
Orthopaedics | Spine - Thoracolumbar (TL) and sacral surgery | TL and sacral fusion and fixation implant | TL pedicle screw - Shank, tulip | GLOBUS MEDICAL | 6.5mm REVOLVE Uniplanar Screw, 50mm | 585.166 | Standalone | DE0501604 | As per HSA registered indication(s) except for radiolucent implants which should be used as follows:  in patients with primary or metastatic spinal tumours who would benefit from post-operative high dose high precision beam therapy upon appropriate and stringent patient selection;  Patient selection should be done via standardised assessment such as the neurological-oncological-mechanical systemic (NOMS) framework; and  The assessment should be carried out by a multidisciplinary team (MDT), which may be inclusive of, but not limited to, radiation oncologists, spine surgeons and interventional radiologists, among others.
Orthopaedics | Spine - Thoracolumbar (TL) and sacral surgery | TL and sacral fusion and fixation implant | TL pedicle screw - Shank, tulip | GLOBUS MEDICAL | 6.5mm REVOLVE Uniplanar Screw, 55mm | 585.167 | Standalone | DE0501604 | As per HSA registered indication(s) except for radiolucent implants which should be used as follows:  in patients with primary or metastatic spinal tumours who would benefit from post-operative high dose high precision beam therapy upon appropriate and stringent patient selection;  Patient selection should be done via standardised assessment such as the neurological-oncological-mechanical systemic (NOMS) framework; and  The assessment should be carried out by a multidisciplinary team (MDT), which may be inclusive of, but not limited to, radiation oncologists, spine surgeons and interventional radiologists, among others.
Orthopaedics | Spine - Thoracolumbar (TL) and sacral surgery | TL and sacral fusion and fixation implant | TL pedicle screw - Shank, tulip | MEDTRONIC | 6.5mm x 35mm Cann Legacy MAS | 7576535 | Standalone | DE0006694 | As per HSA registered indication(s) except for radiolucent implants which should be used as follows:  in patients with primary or metastatic spinal tumours who would benefit from post-operative high dose high precision beam therapy upon appropriate and stringent patient selection;  Patient selection should be done via standardised assessment such as the neurological-oncological-mechanical systemic (NOMS) framework; and  The assessment should be carried out by a multidisciplinary team (MDT), which may be inclusive of, but not limited to, radiation oncologists, spine surgeons and interventional radiologists, among others.
Orthopaedics | Spine - Thoracolumbar (TL) and sacral surgery | TL and sacral fusion and fixation implant | TL pedicle screw - Shank, tulip | MEDTRONIC | 6.5mm x 40mm Cann Legacy MAS | 7576540 | Standalone | DE0006694 | As per HSA registered indication(s) except for radiolucent implants which should be used as follows:  in patients with primary or metastatic spinal tumours who would benefit from post-operative high dose high precision beam therapy upon appropriate and stringent patient selection;  Patient selection should be done via standardised assessment such as the neurological-oncological-mechanical systemic (NOMS) framework; and  The assessment should be carried out by a multidisciplinary team (MDT), which may be inclusive of, but not limited to, radiation oncologists, spine surgeons and interventional radiologists, among others.
Orthopaedics | Spine - Thoracolumbar (TL) and sacral surgery | TL and sacral fusion and fixation implant | TL pedicle screw - Shank, tulip | MEDTRONIC | 6.5mm x 45mm Cann Legacy MAS | 7576545 | Standalone | DE0006694 | As per HSA registered indication(s) except for radiolucent implants which should be used as follows:  in patients with primary or metastatic spinal tumours who would benefit from post-operative high dose high precision beam therapy upon appropriate and stringent patient selection;  Patient selection should be done via standardised assessment such as the neurological-oncological-mechanical systemic (NOMS) framework; and  The assessment should be carried out by a multidisciplinary team (MDT), which may be inclusive of, but not limited to, radiation oncologists, spine surgeons and interventional radiologists, among others.
Orthopaedics | Spine - Thoracolumbar (TL) and sacral surgery | TL and sacral fusion and fixation implant | TL pedicle screw - Shank, tulip | MEDTRONIC | 6.5mm x 50mm Cann Legacy MAS | 7576550 | Standalone | DE0006694 | As per HSA registered indication(s) except for radiolucent implants which should be used as follows:  in patients with primary or metastatic spinal tumours who would benefit from post-operative high dose high precision beam therapy upon appropriate and stringent patient selection;  Patient selection should be done via standardised assessment such as the neurological-oncological-mechanical systemic (NOMS) framework; and  The assessment should be carried out by a multidisciplinary team (MDT), which may be inclusive of, but not limited to, radiation oncologists, spine surgeons and interventional radiologists, among others.
Orthopaedics | Spine - Thoracolumbar (TL) and sacral surgery | TL and sacral fusion and fixation implant | TL pedicle screw - Shank, tulip | MEDTRONIC | 6.5mm x 55mm Cann Legacy MAS | 7576555 | Standalone | DE0006694 | As per HSA registered indication(s) except for radiolucent implants which should be used as follows:  in patients with primary or metastatic spinal tumours who would benefit from post-operative high dose high precision beam therapy upon appropriate and stringent patient selection;  Patient selection should be done via standardised assessment such as the neurological-oncological-mechanical systemic (NOMS) framework; and  The assessment should be carried out by a multidisciplinary team (MDT), which may be inclusive of, but not limited to, radiation oncologists, spine surgeons and interventional radiologists, among others.
Orthopaedics | Spine - Thoracolumbar (TL) and sacral surgery | TL and sacral fusion and fixation implant | TL pedicle screw - Shank, tulip | GLOBUS MEDICAL | 6.5x30mm Uniplanar Screw, CREO, Threaded | 5119.5632 | Standalone | DE0502342 | As per HSA registered indication(s) except for radiolucent implants which should be used as follows:  in patients with primary or metastatic spinal tumours who would benefit from post-operative high dose high precision beam therapy upon appropriate and stringent patient selection;  Patient selection should be done via standardised assessment such as the neurological-oncological-mechanical systemic (NOMS) framework; and  The assessment should be carried out by a multidisciplinary team (MDT), which may be inclusive of, but not limited to, radiation oncologists, spine surgeons and interventional radiologists, among others.
Orthopaedics | Spine - Thoracolumbar (TL) and sacral surgery | TL and sacral fusion and fixation implant | TL pedicle screw - Shank, tulip | GLOBUS MEDICAL | 6.5x35mm Uniplanar Screw, CREO, Threaded | 5119.5637 | Standalone | DE0502342 | As per HSA registered indication(s) except for radiolucent implants which should be used as follows:  in patients with primary or metastatic spinal tumours who would benefit from post-operative high dose high precision beam therapy upon appropriate and stringent patient selection;  Patient selection should be done via standardised assessment such as the neurological-oncological-mechanical systemic (NOMS) framework; and  The assessment should be carried out by a multidisciplinary team (MDT), which may be inclusive of, but not limited to, radiation oncologists, spine surgeons and interventional radiologists, among others.
Orthopaedics | Spine - Thoracolumbar (TL) and sacral surgery | TL and sacral fusion and fixation implant | TL pedicle screw - Shank, tulip | GLOBUS MEDICAL | 6.5x40mm Uniplanar Screw, CREO, Threaded | 5119.5642 | Standalone | DE0502342 | As per HSA registered indication(s) except for radiolucent implants which should be used as follows:  in patients with primary or metastatic spinal tumours who would benefit from post-operative high dose high precision beam therapy upon appropriate and stringent patient selection;  Patient selection should be done via standardised assessment such as the neurological-oncological-mechanical systemic (NOMS) framework; and  The assessment should be carried out by a multidisciplinary team (MDT), which may be inclusive of, but not limited to, radiation oncologists, spine surgeons and interventional radiologists, among others.
Orthopaedics | Spine - Thoracolumbar (TL) and sacral surgery | TL and sacral fusion and fixation implant | TL pedicle screw - Shank, tulip | GLOBUS MEDICAL | 6.5x45mm Uniplanar Screw, CREO, Threaded | 5119.5647 | Standalone | DE0502342 | As per HSA registered indication(s) except for radiolucent implants which should be used as follows:  in patients with primary or metastatic spinal tumours who would benefit from post-operative high dose high precision beam therapy upon appropriate and stringent patient selection;  Patient selection should be done via standardised assessment such as the neurological-oncological-mechanical systemic (NOMS) framework; and  The assessment should be carried out by a multidisciplinary team (MDT), which may be inclusive of, but not limited to, radiation oncologists, spine surgeons and interventional radiologists, among others.
Orthopaedics | Spine - Thoracolumbar (TL) and sacral surgery | TL and sacral fusion and fixation implant | TL pedicle screw - Shank, tulip | GLOBUS MEDICAL | 6.5x50mm Uniplanar Screw, CREO, Threaded | 5119.5652 | Standalone | DE0502342 | As per HSA registered indication(s) except for radiolucent implants which should be used as follows:  in patients with primary or metastatic spinal tumours who would benefit from post-operative high dose high precision beam therapy upon appropriate and stringent patient selection;  Patient selection should be done via standardised assessment such as the neurological-oncological-mechanical systemic (NOMS) framework; and  The assessment should be carried out by a multidisciplinary team (MDT), which may be inclusive of, but not limited to, radiation oncologists, spine surgeons and interventional radiologists, among others.
Orthopaedics | Spine - Thoracolumbar (TL) and sacral surgery | TL and sacral fusion and fixation implant | TL rod | Zimmer Biomet | 60mm Curved Rod (5.5 Ti) | 07.02015.009 | Standalone | DE0505870 | As per HSA registered indication(s) except for radiolucent implants which should be used as follows:  in patients with primary or metastatic spinal tumours who would benefit from post-operative high dose high precision beam therapy upon appropriate and stringent patient selection;  Patient selection should be done via standardised assessment such as the neurological-oncological-mechanical systemic (NOMS) framework; and  The assessment should be carried out by a multidisciplinary team (MDT), which may be inclusive of, but not limited to, radiation oncologists, spine surgeons and interventional radiologists, among others.
Orthopaedics | Spine - Thoracolumbar (TL) and sacral surgery | TL and sacral fusion and fixation implant | TL pedicle screw - Shank, tulip | GLOBUS MEDICAL | 7.5mm REVERE HA Pedicle Screw, 30mm | 1024.0472S | Standalone | DE0501225 | As per HSA registered indication(s) except for radiolucent implants which should be used as follows:  in patients with primary or metastatic spinal tumours who would benefit from post-operative high dose high precision beam therapy upon appropriate and stringent patient selection;  Patient selection should be done via standardised assessment such as the neurological-oncological-mechanical systemic (NOMS) framework; and  The assessment should be carried out by a multidisciplinary team (MDT), which may be inclusive of, but not limited to, radiation oncologists, spine surgeons and interventional radiologists, among others.
Orthopaedics | Spine - Thoracolumbar (TL) and sacral surgery | TL and sacral fusion and fixation implant | TL pedicle screw - Shank, tulip | GLOBUS MEDICAL | 7.5mm REVERE HA Pedicle Screw, 35mm | 1024.0473S | Standalone | DE0501225 | As per HSA registered indication(s) except for radiolucent implants which should be used as follows:  in patients with primary or metastatic spinal tumours who would benefit from post-operative high dose high precision beam therapy upon appropriate and stringent patient selection;  Patient selection should be done via standardised assessment such as the neurological-oncological-mechanical systemic (NOMS) framework; and  The assessment should be carried out by a multidisciplinary team (MDT), which may be inclusive of, but not limited to, radiation oncologists, spine surgeons and interventional radiologists, among others.
Orthopaedics | Spine - Thoracolumbar (TL) and sacral surgery | TL and sacral fusion and fixation implant | TL pedicle screw - Shank, tulip | GLOBUS MEDICAL | 7.5mm REVERE HA Pedicle Screw, 40mm | 1024.0474S | Standalone | DE0501225 | As per HSA registered indication(s) except for radiolucent implants which should be used as follows:  in patients with primary or metastatic spinal tumours who would benefit from post-operative high dose high precision beam therapy upon appropriate and stringent patient selection;  Patient selection should be done via standardised assessment such as the neurological-oncological-mechanical systemic (NOMS) framework; and  The assessment should be carried out by a multidisciplinary team (MDT), which may be inclusive of, but not limited to, radiation oncologists, spine surgeons and interventional radiologists, among others.
Orthopaedics | Spine - Thoracolumbar (TL) and sacral surgery | TL and sacral fusion and fixation implant | TL pedicle screw - Shank, tulip | GLOBUS MEDICAL | 7.5mm REVERE HA Pedicle Screw, 45mm | 1024.0475S | Standalone | DE0501225 | As per HSA registered indication(s) except for radiolucent implants which should be used as follows:  in patients with primary or metastatic spinal tumours who would benefit from post-operative high dose high precision beam therapy upon appropriate and stringent patient selection;  Patient selection should be done via standardised assessment such as the neurological-oncological-mechanical systemic (NOMS) framework; and  The assessment should be carried out by a multidisciplinary team (MDT), which may be inclusive of, but not limited to, radiation oncologists, spine surgeons and interventional radiologists, among others.
Orthopaedics | Spine - Thoracolumbar (TL) and sacral surgery | TL and sacral fusion and fixation implant | TL pedicle screw - Shank, tulip | GLOBUS MEDICAL | 7.5mm REVERE HA Pedicle Screw, 50mm | 1024.0476S | Standalone | DE0501225 | As per HSA registered indication(s) except for radiolucent implants which should be used as follows:  in patients with primary or metastatic spinal tumours who would benefit from post-operative high dose high precision beam therapy upon appropriate and stringent patient selection;  Patient selection should be done via standardised assessment such as the neurological-oncological-mechanical systemic (NOMS) framework; and  The assessment should be carried out by a multidisciplinary team (MDT), which may be inclusive of, but not limited to, radiation oncologists, spine surgeons and interventional radiologists, among others.
Orthopaedics | Spine - Thoracolumbar (TL) and sacral surgery | TL and sacral fusion and fixation implant | TL pedicle screw - Shank, tulip | GLOBUS MEDICAL | 7.5mm REVERE HA Pedicle Screw, 55mm | 1024.0477S | Standalone | DE0501225 | As per HSA registered indication(s) except for radiolucent implants which should be used as follows:  in patients with primary or metastatic spinal tumours who would benefit from post-operative high dose high precision beam therapy upon appropriate and stringent patient selection;  Patient selection should be done via standardised assessment such as the neurological-oncological-mechanical systemic (NOMS) framework; and  The assessment should be carried out by a multidisciplinary team (MDT), which may be inclusive of, but not limited to, radiation oncologists, spine surgeons and interventional radiologists, among others.
Orthopaedics | Spine - Thoracolumbar (TL) and sacral surgery | TL and sacral fusion and fixation implant | TL pedicle screw - Shank, tulip | GLOBUS MEDICAL | 7.5mm REVERE HA Pedicle Screw, 60mm | 1024.0478S | Standalone | DE0501225 | As per HSA registered indication(s) except for radiolucent implants which should be used as follows:  in patients with primary or metastatic spinal tumours who would benefit from post-operative high dose high precision beam therapy upon appropriate and stringent patient selection;  Patient selection should be done via standardised assessment such as the neurological-oncological-mechanical systemic (NOMS) framework; and  The assessment should be carried out by a multidisciplinary team (MDT), which may be inclusive of, but not limited to, radiation oncologists, spine surgeons and interventional radiologists, among others.
Orthopaedics | Spine - Thoracolumbar (TL) and sacral surgery | TL and sacral fusion and fixation implant | TL pedicle screw - Shank, tulip | GLOBUS MEDICAL | 7.5mm REVERE HA Pedicle Screw, 65mm | 1024.0479S | Standalone | DE0501225 | As per HSA registered indication(s) except for radiolucent implants which should be used as follows:  in patients with primary or metastatic spinal tumours who would benefit from post-operative high dose high precision beam therapy upon appropriate and stringent patient selection;  Patient selection should be done via standardised assessment such as the neurological-oncological-mechanical systemic (NOMS) framework; and  The assessment should be carried out by a multidisciplinary team (MDT), which may be inclusive of, but not limited to, radiation oncologists, spine surgeons and interventional radiologists, among others.
Orthopaedics | Spine - Thoracolumbar (TL) and sacral surgery | TL and sacral fusion and fixation implant | TL pedicle screw - Shank, tulip | GLOBUS MEDICAL | 7.5mm REVERE Monoaxial Screw 25mm | 124.271 | Standalone | DE0501225 | As per HSA registered indication(s) except for radiolucent implants which should be used as follows:  in patients with primary or metastatic spinal tumours who would benefit from post-operative high dose high precision beam therapy upon appropriate and stringent patient selection;  Patient selection should be done via standardised assessment such as the neurological-oncological-mechanical systemic (NOMS) framework; and  The assessment should be carried out by a multidisciplinary team (MDT), which may be inclusive of, but not limited to, radiation oncologists, spine surgeons and interventional radiologists, among others.
Orthopaedics | Spine - Thoracolumbar (TL) and sacral surgery | TL and sacral fusion and fixation implant | TL pedicle screw - Shank, tulip | GLOBUS MEDICAL | 7.5mm REVERE Monoaxial Screw 30mm | 124.272 | Standalone | DE0501225 | As per HSA registered indication(s) except for radiolucent implants which should be used as follows:  in patients with primary or metastatic spinal tumours who would benefit from post-operative high dose high precision beam therapy upon appropriate and stringent patient selection;  Patient selection should be done via standardised assessment such as the neurological-oncological-mechanical systemic (NOMS) framework; and  The assessment should be carried out by a multidisciplinary team (MDT), which may be inclusive of, but not limited to, radiation oncologists, spine surgeons and interventional radiologists, among others.
Orthopaedics | Spine - Thoracolumbar (TL) and sacral surgery | TL and sacral fusion and fixation implant | TL pedicle screw - Shank, tulip | GLOBUS MEDICAL | 7.5mm REVERE Monoaxial Screw 35mm | 124.273 | Standalone | DE0501225 | As per HSA registered indication(s) except for radiolucent implants which should be used as follows:  in patients with primary or metastatic spinal tumours who would benefit from post-operative high dose high precision beam therapy upon appropriate and stringent patient selection;  Patient selection should be done via standardised assessment such as the neurological-oncological-mechanical systemic (NOMS) framework; and  The assessment should be carried out by a multidisciplinary team (MDT), which may be inclusive of, but not limited to, radiation oncologists, spine surgeons and interventional radiologists, among others.
Orthopaedics | Spine - Thoracolumbar (TL) and sacral surgery | TL and sacral fusion and fixation implant | TL pedicle screw - Shank, tulip | GLOBUS MEDICAL | 7.5mm REVERE Monoaxial Screw 40mm | 124.274 | Standalone | DE0501225 | As per HSA registered indication(s) except for radiolucent implants which should be used as follows:  in patients with primary or metastatic spinal tumours who would benefit from post-operative high dose high precision beam therapy upon appropriate and stringent patient selection;  Patient selection should be done via standardised assessment such as the neurological-oncological-mechanical systemic (NOMS) framework; and  The assessment should be carried out by a multidisciplinary team (MDT), which may be inclusive of, but not limited to, radiation oncologists, spine surgeons and interventional radiologists, among others.
Orthopaedics | Spine - Thoracolumbar (TL) and sacral surgery | TL and sacral fusion and fixation implant | TL pedicle screw - Shank, tulip | GLOBUS MEDICAL | 7.5mm REVERE Monoaxial Screw 45mm | 124.275 | Standalone | DE0501225 | As per HSA registered indication(s) except for radiolucent implants which should be used as follows:  in patients with primary or metastatic spinal tumours who would benefit from post-operative high dose high precision beam therapy upon appropriate and stringent patient selection;  Patient selection should be done via standardised assessment such as the neurological-oncological-mechanical systemic (NOMS) framework; and  The assessment should be carried out by a multidisciplinary team (MDT), which may be inclusive of, but not limited to, radiation oncologists, spine surgeons and interventional radiologists, among others.
Orthopaedics | Spine - Thoracolumbar (TL) and sacral surgery | TL and sacral fusion and fixation implant | TL pedicle screw - Shank, tulip | GLOBUS MEDICAL | 7.5mm REVERE Monoaxial Screw 50mm | 124.276 | Standalone | DE0501225 | As per HSA registered indication(s) except for radiolucent implants which should be used as follows:  in patients with primary or metastatic spinal tumours who would benefit from post-operative high dose high precision beam therapy upon appropriate and stringent patient selection;  Patient selection should be done via standardised assessment such as the neurological-oncological-mechanical systemic (NOMS) framework; and  The assessment should be carried out by a multidisciplinary team (MDT), which may be inclusive of, but not limited to, radiation oncologists, spine surgeons and interventional radiologists, among others.
Orthopaedics | Spine - Thoracolumbar (TL) and sacral surgery | TL and sacral fusion and fixation implant | TL pedicle screw - Shank, tulip | GLOBUS MEDICAL | 7.5mm REVERE Monoaxial Screw 55mm | 124.277 | Standalone | DE0501225 | As per HSA registered indication(s) except for radiolucent implants which should be used as follows:  in patients with primary or metastatic spinal tumours who would benefit from post-operative high dose high precision beam therapy upon appropriate and stringent patient selection;  Patient selection should be done via standardised assessment such as the neurological-oncological-mechanical systemic (NOMS) framework; and  The assessment should be carried out by a multidisciplinary team (MDT), which may be inclusive of, but not limited to, radiation oncologists, spine surgeons and interventional radiologists, among others.
Orthopaedics | Spine - Thoracolumbar (TL) and sacral surgery | TL and sacral fusion and fixation implant | TL pedicle screw - Shank, tulip | GLOBUS MEDICAL | 7.5mm REVERE Monoaxial Screw 60mm | 124.278 | Standalone | DE0501225 | As per HSA registered indication(s) except for radiolucent implants which should be used as follows:  in patients with primary or metastatic spinal tumours who would benefit from post-operative high dose high precision beam therapy upon appropriate and stringent patient selection;  Patient selection should be done via standardised assessment such as the neurological-oncological-mechanical systemic (NOMS) framework; and  The assessment should be carried out by a multidisciplinary team (MDT), which may be inclusive of, but not limited to, radiation oncologists, spine surgeons and interventional radiologists, among others.
Orthopaedics | Spine - Thoracolumbar (TL) and sacral surgery | TL and sacral fusion and fixation implant | TL pedicle screw - Shank, tulip | GLOBUS MEDICAL | 7.5mm REVERE Monoaxial Screw 65mm | 124.279 | Standalone | DE0501225 | As per HSA registered indication(s) except for radiolucent implants which should be used as follows:  in patients with primary or metastatic spinal tumours who would benefit from post-operative high dose high precision beam therapy upon appropriate and stringent patient selection;  Patient selection should be done via standardised assessment such as the neurological-oncological-mechanical systemic (NOMS) framework; and  The assessment should be carried out by a multidisciplinary team (MDT), which may be inclusive of, but not limited to, radiation oncologists, spine surgeons and interventional radiologists, among others.
Orthopaedics | Spine - Thoracolumbar (TL) and sacral surgery | TL and sacral fusion and fixation implant | TL pedicle screw - Shank, tulip | GLOBUS MEDICAL | 7.5mm REVERE Pedicle Screw 25mm | 124.471 | Standalone | DE0501225 | As per HSA registered indication(s) except for radiolucent implants which should be used as follows:  in patients with primary or metastatic spinal tumours who would benefit from post-operative high dose high precision beam therapy upon appropriate and stringent patient selection;  Patient selection should be done via standardised assessment such as the neurological-oncological-mechanical systemic (NOMS) framework; and  The assessment should be carried out by a multidisciplinary team (MDT), which may be inclusive of, but not limited to, radiation oncologists, spine surgeons and interventional radiologists, among others.
Orthopaedics | Spine - Thoracolumbar (TL) and sacral surgery | TL and sacral fusion and fixation implant | TL pedicle screw - Shank, tulip | GLOBUS MEDICAL | 7.5mm REVERE Pedicle Screw 30mm | 124.472 | Standalone | DE0501225 | As per HSA registered indication(s) except for radiolucent implants which should be used as follows:  in patients with primary or metastatic spinal tumours who would benefit from post-operative high dose high precision beam therapy upon appropriate and stringent patient selection;  Patient selection should be done via standardised assessment such as the neurological-oncological-mechanical systemic (NOMS) framework; and  The assessment should be carried out by a multidisciplinary team (MDT), which may be inclusive of, but not limited to, radiation oncologists, spine surgeons and interventional radiologists, among others.
Orthopaedics | Spine - Thoracolumbar (TL) and sacral surgery | TL and sacral fusion and fixation implant | TL pedicle screw - Shank, tulip | GLOBUS MEDICAL | 7.5mm REVERE Pedicle Screw 35mm | 124.473 | Standalone | DE0501225 | As per HSA registered indication(s) except for radiolucent implants which should be used as follows:  in patients with primary or metastatic spinal tumours who would benefit from post-operative high dose high precision beam therapy upon appropriate and stringent patient selection;  Patient selection should be done via standardised assessment such as the neurological-oncological-mechanical systemic (NOMS) framework; and  The assessment should be carried out by a multidisciplinary team (MDT), which may be inclusive of, but not limited to, radiation oncologists, spine surgeons and interventional radiologists, among others.
Orthopaedics | Spine - Thoracolumbar (TL) and sacral surgery | TL and sacral fusion and fixation implant | TL pedicle screw - Shank, tulip | GLOBUS MEDICAL | 7.5mm REVERE Pedicle Screw 40mm | 124.474 | Standalone | DE0501225 | As per HSA registered indication(s) except for radiolucent implants which should be used as follows:  in patients with primary or metastatic spinal tumours who would benefit from post-operative high dose high precision beam therapy upon appropriate and stringent patient selection;  Patient selection should be done via standardised assessment such as the neurological-oncological-mechanical systemic (NOMS) framework; and  The assessment should be carried out by a multidisciplinary team (MDT), which may be inclusive of, but not limited to, radiation oncologists, spine surgeons and interventional radiologists, among others.
Orthopaedics | Spine - Thoracolumbar (TL) and sacral surgery | TL and sacral fusion and fixation implant | TL pedicle screw - Shank, tulip | GLOBUS MEDICAL | 7.5mm REVERE Pedicle Screw 45mm | 124.475 | Standalone | DE0501225 | As per HSA registered indication(s) except for radiolucent implants which should be used as follows:  in patients with primary or metastatic spinal tumours who would benefit from post-operative high dose high precision beam therapy upon appropriate and stringent patient selection;  Patient selection should be done via standardised assessment such as the neurological-oncological-mechanical systemic (NOMS) framework; and  The assessment should be carried out by a multidisciplinary team (MDT), which may be inclusive of, but not limited to, radiation oncologists, spine surgeons and interventional radiologists, among others.
Orthopaedics | Spine - Thoracolumbar (TL) and sacral surgery | TL and sacral fusion and fixation implant | TL pedicle screw - Shank, tulip | GLOBUS MEDICAL | 7.5mm REVERE Pedicle Screw 50mm | 124.476 | Standalone | DE0501225 | As per HSA registered indication(s) except for radiolucent implants which should be used as follows:  in patients with primary or metastatic spinal tumours who would benefit from post-operative high dose high precision beam therapy upon appropriate and stringent patient selection;  Patient selection should be done via standardised assessment such as the neurological-oncological-mechanical systemic (NOMS) framework; and  The assessment should be carried out by a multidisciplinary team (MDT), which may be inclusive of, but not limited to, radiation oncologists, spine surgeons and interventional radiologists, among others.
Orthopaedics | Spine - Thoracolumbar (TL) and sacral surgery | TL and sacral fusion and fixation implant | TL pedicle screw - Shank, tulip | GLOBUS MEDICAL | 7.5mm REVERE Pedicle Screw 55mm | 124.477 | Standalone | DE0501225 | As per HSA registered indication(s) except for radiolucent implants which should be used as follows:  in patients with primary or metastatic spinal tumours who would benefit from post-operative high dose high precision beam therapy upon appropriate and stringent patient selection;  Patient selection should be done via standardised assessment such as the neurological-oncological-mechanical systemic (NOMS) framework; and  The assessment should be carried out by a multidisciplinary team (MDT), which may be inclusive of, but not limited to, radiation oncologists, spine surgeons and interventional radiologists, among others.
Orthopaedics | Spine - Thoracolumbar (TL) and sacral surgery | TL and sacral fusion and fixation implant | TL pedicle screw - Shank, tulip | GLOBUS MEDICAL | 7.5mm REVERE Pedicle Screw 60mm | 124.478 | Standalone | DE0501225 | As per HSA registered indication(s) except for radiolucent implants which should be used as follows:  in patients with primary or metastatic spinal tumours who would benefit from post-operative high dose high precision beam therapy upon appropriate and stringent patient selection;  Patient selection should be done via standardised assessment such as the neurological-oncological-mechanical systemic (NOMS) framework; and  The assessment should be carried out by a multidisciplinary team (MDT), which may be inclusive of, but not limited to, radiation oncologists, spine surgeons and interventional radiologists, among others.
Orthopaedics | Spine - Thoracolumbar (TL) and sacral surgery | TL and sacral fusion and fixation implant | TL pedicle screw - Shank, tulip | GLOBUS MEDICAL | 7.5mm REVERE Pedicle Screw 65mm | 124.479 | Standalone | DE0501225 | As per HSA registered indication(s) except for radiolucent implants which should be used as follows:  in patients with primary or metastatic spinal tumours who would benefit from post-operative high dose high precision beam therapy upon appropriate and stringent patient selection;  Patient selection should be done via standardised assessment such as the neurological-oncological-mechanical systemic (NOMS) framework; and  The assessment should be carried out by a multidisciplinary team (MDT), which may be inclusive of, but not limited to, radiation oncologists, spine surgeons and interventional radiologists, among others.
Orthopaedics | Spine - Thoracolumbar (TL) and sacral surgery | TL and sacral fusion and fixation implant | TL pedicle screw - Shank, tulip | GLOBUS MEDICAL | 7.5mm REVERE Pedicle Screw 70mm | 124.071 | Standalone | DE0501225 | As per HSA registered indication(s) except for radiolucent implants which should be used as follows:  in patients with primary or metastatic spinal tumours who would benefit from post-operative high dose high precision beam therapy upon appropriate and stringent patient selection;  Patient selection should be done via standardised assessment such as the neurological-oncological-mechanical systemic (NOMS) framework; and  The assessment should be carried out by a multidisciplinary team (MDT), which may be inclusive of, but not limited to, radiation oncologists, spine surgeons and interventional radiologists, among others.
Orthopaedics | Spine - Thoracolumbar (TL) and sacral surgery | TL and sacral fusion and fixation implant | TL pedicle screw - Shank, tulip | GLOBUS MEDICAL | 7.5mm REVERE Pedicle Screw 75mm | 124.072 | Standalone | DE0501225 | As per HSA registered indication(s) except for radiolucent implants which should be used as follows:  in patients with primary or metastatic spinal tumours who would benefit from post-operative high dose high precision beam therapy upon appropriate and stringent patient selection;  Patient selection should be done via standardised assessment such as the neurological-oncological-mechanical systemic (NOMS) framework; and  The assessment should be carried out by a multidisciplinary team (MDT), which may be inclusive of, but not limited to, radiation oncologists, spine surgeons and interventional radiologists, among others.
Orthopaedics | Spine - Thoracolumbar (TL) and sacral surgery | TL and sacral fusion and fixation implant | TL pedicle screw - Shank, tulip | GLOBUS MEDICAL | 7.5mm REVERE Pedicle Screw 80mm | 124.073 | Standalone | DE0501225 | As per HSA registered indication(s) except for radiolucent implants which should be used as follows:  in patients with primary or metastatic spinal tumours who would benefit from post-operative high dose high precision beam therapy upon appropriate and stringent patient selection;  Patient selection should be done via standardised assessment such as the neurological-oncological-mechanical systemic (NOMS) framework; and  The assessment should be carried out by a multidisciplinary team (MDT), which may be inclusive of, but not limited to, radiation oncologists, spine surgeons and interventional radiologists, among others.
Orthopaedics | Spine - Thoracolumbar (TL) and sacral surgery | TL and sacral fusion and fixation implant | TL pedicle screw - Shank, tulip | GLOBUS MEDICAL | 7.5mm REVERE Pedicle Screw 85mm | 124.074 | Standalone | DE0501225 | As per HSA registered indication(s) except for radiolucent implants which should be used as follows:  in patients with primary or metastatic spinal tumours who would benefit from post-operative high dose high precision beam therapy upon appropriate and stringent patient selection;  Patient selection should be done via standardised assessment such as the neurological-oncological-mechanical systemic (NOMS) framework; and  The assessment should be carried out by a multidisciplinary team (MDT), which may be inclusive of, but not limited to, radiation oncologists, spine surgeons and interventional radiologists, among others.
Orthopaedics | Spine - Thoracolumbar (TL) and sacral surgery | TL and sacral fusion and fixation implant | TL pedicle screw - Shank, tulip | GLOBUS MEDICAL | 7.5mm REVERE Pedicle Screw 90mm | 124.075 | Standalone | DE0501225 | As per HSA registered indication(s) except for radiolucent implants which should be used as follows:  in patients with primary or metastatic spinal tumours who would benefit from post-operative high dose high precision beam therapy upon appropriate and stringent patient selection;  Patient selection should be done via standardised assessment such as the neurological-oncological-mechanical systemic (NOMS) framework; and  The assessment should be carried out by a multidisciplinary team (MDT), which may be inclusive of, but not limited to, radiation oncologists, spine surgeons and interventional radiologists, among others.
Orthopaedics | Spine - Thoracolumbar (TL) and sacral surgery | TL and sacral fusion and fixation implant | TL pedicle screw - Shank, tulip | GLOBUS MEDICAL | 7.5mm REVOLVE Monoaxial Screw, 25mm | 585.371 | Standalone | DE0501604 | As per HSA registered indication(s) except for radiolucent implants which should be used as follows:  in patients with primary or metastatic spinal tumours who would benefit from post-operative high dose high precision beam therapy upon appropriate and stringent patient selection;  Patient selection should be done via standardised assessment such as the neurological-oncological-mechanical systemic (NOMS) framework; and  The assessment should be carried out by a multidisciplinary team (MDT), which may be inclusive of, but not limited to, radiation oncologists, spine surgeons and interventional radiologists, among others.
Orthopaedics | Spine - Thoracolumbar (TL) and sacral surgery | TL and sacral fusion and fixation implant | TL pedicle screw - Shank, tulip | GLOBUS MEDICAL | 7.5mm REVOLVE Monoaxial Screw, 30mm | 585.372 | Standalone | DE0501604 | As per HSA registered indication(s) except for radiolucent implants which should be used as follows:  in patients with primary or metastatic spinal tumours who would benefit from post-operative high dose high precision beam therapy upon appropriate and stringent patient selection;  Patient selection should be done via standardised assessment such as the neurological-oncological-mechanical systemic (NOMS) framework; and  The assessment should be carried out by a multidisciplinary team (MDT), which may be inclusive of, but not limited to, radiation oncologists, spine surgeons and interventional radiologists, among others.
Orthopaedics | Spine - Thoracolumbar (TL) and sacral surgery | TL and sacral fusion and fixation implant | TL pedicle screw - Shank, tulip | GLOBUS MEDICAL | 7.5mm REVOLVE Monoaxial Screw, 35mm | 585.373 | Standalone | DE0501604 | As per HSA registered indication(s) except for radiolucent implants which should be used as follows:  in patients with primary or metastatic spinal tumours who would benefit from post-operative high dose high precision beam therapy upon appropriate and stringent patient selection;  Patient selection should be done via standardised assessment such as the neurological-oncological-mechanical systemic (NOMS) framework; and  The assessment should be carried out by a multidisciplinary team (MDT), which may be inclusive of, but not limited to, radiation oncologists, spine surgeons and interventional radiologists, among others.
Orthopaedics | Spine - Thoracolumbar (TL) and sacral surgery | TL and sacral fusion and fixation implant | TL pedicle screw - Shank, tulip | GLOBUS MEDICAL | 7.5mm REVOLVE Monoaxial Screw, 40mm | 585.374 | Standalone | DE0501604 | As per HSA registered indication(s) except for radiolucent implants which should be used as follows:  in patients with primary or metastatic spinal tumours who would benefit from post-operative high dose high precision beam therapy upon appropriate and stringent patient selection;  Patient selection should be done via standardised assessment such as the neurological-oncological-mechanical systemic (NOMS) framework; and  The assessment should be carried out by a multidisciplinary team (MDT), which may be inclusive of, but not limited to, radiation oncologists, spine surgeons and interventional radiologists, among others.
Orthopaedics | Spine - Thoracolumbar (TL) and sacral surgery | TL and sacral fusion and fixation implant | TL pedicle screw - Shank, tulip | GLOBUS MEDICAL | 7.5mm REVOLVE Monoaxial Screw, 45mm | 585.375 | Standalone | DE0501604 | As per HSA registered indication(s) except for radiolucent implants which should be used as follows:  in patients with primary or metastatic spinal tumours who would benefit from post-operative high dose high precision beam therapy upon appropriate and stringent patient selection;  Patient selection should be done via standardised assessment such as the neurological-oncological-mechanical systemic (NOMS) framework; and  The assessment should be carried out by a multidisciplinary team (MDT), which may be inclusive of, but not limited to, radiation oncologists, spine surgeons and interventional radiologists, among others.
Orthopaedics | Spine - Thoracolumbar (TL) and sacral surgery | TL and sacral fusion and fixation implant | TL pedicle screw - Shank, tulip | GLOBUS MEDICAL | 7.5mm REVOLVE Monoaxial Screw, 50mm | 585.376 | Standalone | DE0501604 | As per HSA registered indication(s) except for radiolucent implants which should be used as follows:  in patients with primary or metastatic spinal tumours who would benefit from post-operative high dose high precision beam therapy upon appropriate and stringent patient selection;  Patient selection should be done via standardised assessment such as the neurological-oncological-mechanical systemic (NOMS) framework; and  The assessment should be carried out by a multidisciplinary team (MDT), which may be inclusive of, but not limited to, radiation oncologists, spine surgeons and interventional radiologists, among others.
Orthopaedics | Spine - Thoracolumbar (TL) and sacral surgery | TL and sacral fusion and fixation implant | TL pedicle screw - Shank, tulip | GLOBUS MEDICAL | 7.5mm REVOLVE Monoaxial Screw, 55mm | 585.377 | Standalone | DE0501604 | As per HSA registered indication(s) except for radiolucent implants which should be used as follows:  in patients with primary or metastatic spinal tumours who would benefit from post-operative high dose high precision beam therapy upon appropriate and stringent patient selection;  Patient selection should be done via standardised assessment such as the neurological-oncological-mechanical systemic (NOMS) framework; and  The assessment should be carried out by a multidisciplinary team (MDT), which may be inclusive of, but not limited to, radiation oncologists, spine surgeons and interventional radiologists, among others.
Orthopaedics | Spine - Thoracolumbar (TL) and sacral surgery | TL and sacral fusion and fixation implant | TL pedicle screw - Shank, tulip | GLOBUS MEDICAL | 7.5mm REVOLVE Monoaxial Screw, 60mm | 585.378 | Standalone | DE0501604 | As per HSA registered indication(s) except for radiolucent implants which should be used as follows:  in patients with primary or metastatic spinal tumours who would benefit from post-operative high dose high precision beam therapy upon appropriate and stringent patient selection;  Patient selection should be done via standardised assessment such as the neurological-oncological-mechanical systemic (NOMS) framework; and  The assessment should be carried out by a multidisciplinary team (MDT), which may be inclusive of, but not limited to, radiation oncologists, spine surgeons and interventional radiologists, among others.
Orthopaedics | Spine - Thoracolumbar (TL) and sacral surgery | TL and sacral fusion and fixation implant | TL pedicle screw - Shank, tulip | GLOBUS MEDICAL | 7.5mm REVOLVE Monoaxial Screw, 65mm | 585.379 | Standalone | DE0501604 | As per HSA registered indication(s) except for radiolucent implants which should be used as follows:  in patients with primary or metastatic spinal tumours who would benefit from post-operative high dose high precision beam therapy upon appropriate and stringent patient selection;  Patient selection should be done via standardised assessment such as the neurological-oncological-mechanical systemic (NOMS) framework; and  The assessment should be carried out by a multidisciplinary team (MDT), which may be inclusive of, but not limited to, radiation oncologists, spine surgeons and interventional radiologists, among others.
Orthopaedics | Spine - Thoracolumbar (TL) and sacral surgery | TL and sacral fusion and fixation implant | TL pedicle screw - Shank, tulip | GLOBUS MEDICAL | 7.5mm REVOLVE Polyaxial Pedicle Screw, 30mm | 185.472 | Standalone | DE0501604 | As per HSA registered indication(s) except for radiolucent implants which should be used as follows:  in patients with primary or metastatic spinal tumours who would benefit from post-operative high dose high precision beam therapy upon appropriate and stringent patient selection;  Patient selection should be done via standardised assessment such as the neurological-oncological-mechanical systemic (NOMS) framework; and  The assessment should be carried out by a multidisciplinary team (MDT), which may be inclusive of, but not limited to, radiation oncologists, spine surgeons and interventional radiologists, among others.
Orthopaedics | Spine - Thoracolumbar (TL) and sacral surgery | TL and sacral fusion and fixation implant | TL pedicle screw - Shank, tulip | GLOBUS MEDICAL | 7.5mm REVOLVE Polyaxial Pedicle Screw, 35mm | 185.473 | Standalone | DE0501604 | As per HSA registered indication(s) except for radiolucent implants which should be used as follows:  in patients with primary or metastatic spinal tumours who would benefit from post-operative high dose high precision beam therapy upon appropriate and stringent patient selection;  Patient selection should be done via standardised assessment such as the neurological-oncological-mechanical systemic (NOMS) framework; and  The assessment should be carried out by a multidisciplinary team (MDT), which may be inclusive of, but not limited to, radiation oncologists, spine surgeons and interventional radiologists, among others.
Orthopaedics | Spine - Thoracolumbar (TL) and sacral surgery | TL and sacral fusion and fixation implant | TL pedicle screw - Shank, tulip | GLOBUS MEDICAL | 7.5mm REVOLVE Polyaxial Pedicle Screw, 40mm | 185.474 | Standalone | DE0501604 | As per HSA registered indication(s) except for radiolucent implants which should be used as follows:  in patients with primary or metastatic spinal tumours who would benefit from post-operative high dose high precision beam therapy upon appropriate and stringent patient selection;  Patient selection should be done via standardised assessment such as the neurological-oncological-mechanical systemic (NOMS) framework; and  The assessment should be carried out by a multidisciplinary team (MDT), which may be inclusive of, but not limited to, radiation oncologists, spine surgeons and interventional radiologists, among others.
Orthopaedics | Spine - Thoracolumbar (TL) and sacral surgery | TL and sacral fusion and fixation implant | TL pedicle screw - Shank, tulip | GLOBUS MEDICAL | 7.5mm REVOLVE Polyaxial Pedicle Screw, 45mm | 185.475 | Standalone | DE0501604 | As per HSA registered indication(s) except for radiolucent implants which should be used as follows:  in patients with primary or metastatic spinal tumours who would benefit from post-operative high dose high precision beam therapy upon appropriate and stringent patient selection;  Patient selection should be done via standardised assessment such as the neurological-oncological-mechanical systemic (NOMS) framework; and  The assessment should be carried out by a multidisciplinary team (MDT), which may be inclusive of, but not limited to, radiation oncologists, spine surgeons and interventional radiologists, among others.
Orthopaedics | Spine - Thoracolumbar (TL) and sacral surgery | TL and sacral fusion and fixation implant | TL pedicle screw - Shank, tulip | GLOBUS MEDICAL | 7.5mm REVOLVE Polyaxial Pedicle Screw, 50mm | 185.476 | Standalone | DE0501604 | As per HSA registered indication(s) except for radiolucent implants which should be used as follows:  in patients with primary or metastatic spinal tumours who would benefit from post-operative high dose high precision beam therapy upon appropriate and stringent patient selection;  Patient selection should be done via standardised assessment such as the neurological-oncological-mechanical systemic (NOMS) framework; and  The assessment should be carried out by a multidisciplinary team (MDT), which may be inclusive of, but not limited to, radiation oncologists, spine surgeons and interventional radiologists, among others.
Orthopaedics | Spine - Thoracolumbar (TL) and sacral surgery | TL and sacral fusion and fixation implant | TL pedicle screw - Shank, tulip | GLOBUS MEDICAL | 7.5mm REVOLVE Polyaxial Pedicle Screw, 55mm | 185.477 | Standalone | DE0501604 | As per HSA registered indication(s) except for radiolucent implants which should be used as follows:  in patients with primary or metastatic spinal tumours who would benefit from post-operative high dose high precision beam therapy upon appropriate and stringent patient selection;  Patient selection should be done via standardised assessment such as the neurological-oncological-mechanical systemic (NOMS) framework; and  The assessment should be carried out by a multidisciplinary team (MDT), which may be inclusive of, but not limited to, radiation oncologists, spine surgeons and interventional radiologists, among others.
Orthopaedics | Spine - Thoracolumbar (TL) and sacral surgery | TL and sacral fusion and fixation implant | TL pedicle screw - Shank, tulip | GLOBUS MEDICAL | 7.5mm REVOLVE Polyaxial Pedicle Screw, 60mm | 185.478 | Standalone | DE0501604 | As per HSA registered indication(s) except for radiolucent implants which should be used as follows:  in patients with primary or metastatic spinal tumours who would benefit from post-operative high dose high precision beam therapy upon appropriate and stringent patient selection;  Patient selection should be done via standardised assessment such as the neurological-oncological-mechanical systemic (NOMS) framework; and  The assessment should be carried out by a multidisciplinary team (MDT), which may be inclusive of, but not limited to, radiation oncologists, spine surgeons and interventional radiologists, among others.
Orthopaedics | Spine - Thoracolumbar (TL) and sacral surgery | TL and sacral fusion and fixation implant | TL pedicle screw - Shank, tulip | GLOBUS MEDICAL | 7.5mm REVOLVE Polyaxial Pedicle Screw, 65mm | 185.479 | Standalone | DE0501604 | As per HSA registered indication(s) except for radiolucent implants which should be used as follows:  in patients with primary or metastatic spinal tumours who would benefit from post-operative high dose high precision beam therapy upon appropriate and stringent patient selection;  Patient selection should be done via standardised assessment such as the neurological-oncological-mechanical systemic (NOMS) framework; and  The assessment should be carried out by a multidisciplinary team (MDT), which may be inclusive of, but not limited to, radiation oncologists, spine surgeons and interventional radiologists, among others.
Orthopaedics | Spine - Thoracolumbar (TL) and sacral surgery | TL and sacral fusion and fixation implant | TL pedicle screw - Shank, tulip | MEDTRONIC | 7.5mm x 30mm Cann Legacy MAS | 7577530 | Standalone | DE0008270 | As per HSA registered indication(s) except for radiolucent implants which should be used as follows:  in patients with primary or metastatic spinal tumours who would benefit from post-operative high dose high precision beam therapy upon appropriate and stringent patient selection;  Patient selection should be done via standardised assessment such as the neurological-oncological-mechanical systemic (NOMS) framework; and  The assessment should be carried out by a multidisciplinary team (MDT), which may be inclusive of, but not limited to, radiation oncologists, spine surgeons and interventional radiologists, among others.
Orthopaedics | Spine - Thoracolumbar (TL) and sacral surgery | TL and sacral fusion and fixation implant | TL pedicle screw - Shank, tulip | MEDTRONIC | 7.5mm x 35mm Cann Legacy MAS | 7577535 | Standalone | DE0008270 | As per HSA registered indication(s) except for radiolucent implants which should be used as follows:  in patients with primary or metastatic spinal tumours who would benefit from post-operative high dose high precision beam therapy upon appropriate and stringent patient selection;  Patient selection should be done via standardised assessment such as the neurological-oncological-mechanical systemic (NOMS) framework; and  The assessment should be carried out by a multidisciplinary team (MDT), which may be inclusive of, but not limited to, radiation oncologists, spine surgeons and interventional radiologists, among others.
Orthopaedics | Spine - Thoracolumbar (TL) and sacral surgery | TL and sacral fusion and fixation implant | TL pedicle screw - Shank, tulip | MEDTRONIC | 7.5mm x 40mm Cann Legacy MAS | 7577540 | Standalone | DE0006694 | As per HSA registered indication(s) except for radiolucent implants which should be used as follows:  in patients with primary or metastatic spinal tumours who would benefit from post-operative high dose high precision beam therapy upon appropriate and stringent patient selection;  Patient selection should be done via standardised assessment such as the neurological-oncological-mechanical systemic (NOMS) framework; and  The assessment should be carried out by a multidisciplinary team (MDT), which may be inclusive of, but not limited to, radiation oncologists, spine surgeons and interventional radiologists, among others.
Orthopaedics | Spine - Thoracolumbar (TL) and sacral surgery | TL and sacral fusion and fixation implant | TL pedicle screw - Shank, tulip | MEDTRONIC | 7.5mm x 45mm Cann Legacy MAS | 7577545 | Standalone | DE0006694 | As per HSA registered indication(s) except for radiolucent implants which should be used as follows:  in patients with primary or metastatic spinal tumours who would benefit from post-operative high dose high precision beam therapy upon appropriate and stringent patient selection;  Patient selection should be done via standardised assessment such as the neurological-oncological-mechanical systemic (NOMS) framework; and  The assessment should be carried out by a multidisciplinary team (MDT), which may be inclusive of, but not limited to, radiation oncologists, spine surgeons and interventional radiologists, among others.
Orthopaedics | Spine - Thoracolumbar (TL) and sacral surgery | TL and sacral fusion and fixation implant | TL pedicle screw - Shank, tulip | MEDTRONIC | 7.5mm x 50mm Cann Legacy MAS | 7577550 | Standalone | DE0006694 | As per HSA registered indication(s) except for radiolucent implants which should be used as follows:  in patients with primary or metastatic spinal tumours who would benefit from post-operative high dose high precision beam therapy upon appropriate and stringent patient selection;  Patient selection should be done via standardised assessment such as the neurological-oncological-mechanical systemic (NOMS) framework; and  The assessment should be carried out by a multidisciplinary team (MDT), which may be inclusive of, but not limited to, radiation oncologists, spine surgeons and interventional radiologists, among others.
Orthopaedics | Spine - Thoracolumbar (TL) and sacral surgery | TL and sacral fusion and fixation implant | TL pedicle screw - Shank, tulip | MEDTRONIC | 7.5mm x 50mm Cann Legacy MAS | 7577555 | Standalone | DE0006694 | As per HSA registered indication(s) except for radiolucent implants which should be used as follows:  in patients with primary or metastatic spinal tumours who would benefit from post-operative high dose high precision beam therapy upon appropriate and stringent patient selection;  Patient selection should be done via standardised assessment such as the neurological-oncological-mechanical systemic (NOMS) framework; and  The assessment should be carried out by a multidisciplinary team (MDT), which may be inclusive of, but not limited to, radiation oncologists, spine surgeons and interventional radiologists, among others.
Orthopaedics | Spine - Thoracolumbar (TL) and sacral surgery | TL and sacral fusion and fixation implant | TL rod | Zimmer Biomet | 70mm Curved Rod (5.5 Ti) | 07.02015.011 | Standalone | DE0505870 | As per HSA registered indication(s) except for radiolucent implants which should be used as follows:  in patients with primary or metastatic spinal tumours who would benefit from post-operative high dose high precision beam therapy upon appropriate and stringent patient selection;  Patient selection should be done via standardised assessment such as the neurological-oncological-mechanical systemic (NOMS) framework; and  The assessment should be carried out by a multidisciplinary team (MDT), which may be inclusive of, but not limited to, radiation oncologists, spine surgeons and interventional radiologists, among others.
Orthopaedics | Spine - Thoracolumbar (TL) and sacral surgery | TL interbody cage | TL interbody core - Non-integrated | MEDTRONIC | 7mm X 22mm | 2990722 | Standalone | DE0008994 | As per HSA registered indication(s)
Orthopaedics | Spine - Thoracolumbar (TL) and sacral surgery | TL interbody cage | TL interbody core - Non-integrated | MEDTRONIC | 7mm X 26mm | 2990726 | Standalone | DE0008994 | As per HSA registered indication(s)
Orthopaedics | Spine - Thoracolumbar (TL) and sacral surgery | TL interbody cage | TL interbody core - Non-integrated | MEDTRONIC | 7mm X 32mm | 2990732 | Standalone | DE0008994 | As per HSA registered indication(s)
Orthopaedics | Spine - Thoracolumbar (TL) and sacral surgery | TL interbody cage | TL interbody core - Non-integrated | MEDTRONIC | 7mm X 36mm | 2990736 | Standalone | DE0008994 | As per HSA registered indication(s)
Orthopaedics | Spine - Thoracolumbar (TL) and sacral surgery | TL and sacral fusion and fixation implant | TL pedicle screw - Shank, tulip | GLOBUS MEDICAL | 8.5mm REVERE HA Pedicle Screw, 40mm | 1024.0484S | Standalone | DE0501225 | As per HSA registered indication(s) except for radiolucent implants which should be used as follows:  in patients with primary or metastatic spinal tumours who would benefit from post-operative high dose high precision beam therapy upon appropriate and stringent patient selection;  Patient selection should be done via standardised assessment such as the neurological-oncological-mechanical systemic (NOMS) framework; and  The assessment should be carried out by a multidisciplinary team (MDT), which may be inclusive of, but not limited to, radiation oncologists, spine surgeons and interventional radiologists, among others.
Orthopaedics | Spine - Thoracolumbar (TL) and sacral surgery | TL and sacral fusion and fixation implant | TL pedicle screw - Shank, tulip | GLOBUS MEDICAL | 8.5mm REVERE HA Pedicle Screw, 45mm | 1024.0485S | Standalone | DE0501225 | As per HSA registered indication(s) except for radiolucent implants which should be used as follows:  in patients with primary or metastatic spinal tumours who would benefit from post-operative high dose high precision beam therapy upon appropriate and stringent patient selection;  Patient selection should be done via standardised assessment such as the neurological-oncological-mechanical systemic (NOMS) framework; and  The assessment should be carried out by a multidisciplinary team (MDT), which may be inclusive of, but not limited to, radiation oncologists, spine surgeons and interventional radiologists, among others.
Orthopaedics | Spine - Thoracolumbar (TL) and sacral surgery | TL and sacral fusion and fixation implant | TL pedicle screw - Shank, tulip | GLOBUS MEDICAL | 8.5mm REVERE HA Pedicle Screw, 50mm | 1024.0486S | Standalone | DE0501225 | As per HSA registered indication(s) except for radiolucent implants which should be used as follows:  in patients with primary or metastatic spinal tumours who would benefit from post-operative high dose high precision beam therapy upon appropriate and stringent patient selection;  Patient selection should be done via standardised assessment such as the neurological-oncological-mechanical systemic (NOMS) framework; and  The assessment should be carried out by a multidisciplinary team (MDT), which may be inclusive of, but not limited to, radiation oncologists, spine surgeons and interventional radiologists, among others.
Orthopaedics | Spine - Thoracolumbar (TL) and sacral surgery | TL and sacral fusion and fixation implant | TL pedicle screw - Shank, tulip | GLOBUS MEDICAL | 8.5mm REVERE HA Pedicle Screw, 55mm | 1024.0487S | Standalone | DE0501225 | As per HSA registered indication(s) except for radiolucent implants which should be used as follows:  in patients with primary or metastatic spinal tumours who would benefit from post-operative high dose high precision beam therapy upon appropriate and stringent patient selection;  Patient selection should be done via standardised assessment such as the neurological-oncological-mechanical systemic (NOMS) framework; and  The assessment should be carried out by a multidisciplinary team (MDT), which may be inclusive of, but not limited to, radiation oncologists, spine surgeons and interventional radiologists, among others.
Orthopaedics | Spine - Thoracolumbar (TL) and sacral surgery | TL and sacral fusion and fixation implant | TL pedicle screw - Shank, tulip | GLOBUS MEDICAL | 8.5mm REVERE HA Pedicle Screw, 60mm | 1024.0488S | Standalone | DE0501225 | As per HSA registered indication(s) except for radiolucent implants which should be used as follows:  in patients with primary or metastatic spinal tumours who would benefit from post-operative high dose high precision beam therapy upon appropriate and stringent patient selection;  Patient selection should be done via standardised assessment such as the neurological-oncological-mechanical systemic (NOMS) framework; and  The assessment should be carried out by a multidisciplinary team (MDT), which may be inclusive of, but not limited to, radiation oncologists, spine surgeons and interventional radiologists, among others.
Orthopaedics | Spine - Thoracolumbar (TL) and sacral surgery | TL and sacral fusion and fixation implant | TL pedicle screw - Shank, tulip | GLOBUS MEDICAL | 8.5mm REVERE HA Pedicle Screw, 65mm | 1024.0489S | Standalone | DE0501225 | As per HSA registered indication(s) except for radiolucent implants which should be used as follows:  in patients with primary or metastatic spinal tumours who would benefit from post-operative high dose high precision beam therapy upon appropriate and stringent patient selection;  Patient selection should be done via standardised assessment such as the neurological-oncological-mechanical systemic (NOMS) framework; and  The assessment should be carried out by a multidisciplinary team (MDT), which may be inclusive of, but not limited to, radiation oncologists, spine surgeons and interventional radiologists, among others.
Orthopaedics | Spine - Thoracolumbar (TL) and sacral surgery | TL and sacral fusion and fixation implant | TL pedicle screw - Shank, tulip | GLOBUS MEDICAL | 8.5mm REVERE Pedicle Screw 100mm | 124.087 | Standalone | DE0501225 | As per HSA registered indication(s) except for radiolucent implants which should be used as follows:  in patients with primary or metastatic spinal tumours who would benefit from post-operative high dose high precision beam therapy upon appropriate and stringent patient selection;  Patient selection should be done via standardised assessment such as the neurological-oncological-mechanical systemic (NOMS) framework; and  The assessment should be carried out by a multidisciplinary team (MDT), which may be inclusive of, but not limited to, radiation oncologists, spine surgeons and interventional radiologists, among others.
Orthopaedics | Spine - Thoracolumbar (TL) and sacral surgery | TL and sacral fusion and fixation implant | TL pedicle screw - Shank, tulip | GLOBUS MEDICAL | 8.5mm REVERE Pedicle Screw 110mm | 124.088 | Standalone | DE0501225 | As per HSA registered indication(s) except for radiolucent implants which should be used as follows:  in patients with primary or metastatic spinal tumours who would benefit from post-operative high dose high precision beam therapy upon appropriate and stringent patient selection;  Patient selection should be done via standardised assessment such as the neurological-oncological-mechanical systemic (NOMS) framework; and  The assessment should be carried out by a multidisciplinary team (MDT), which may be inclusive of, but not limited to, radiation oncologists, spine surgeons and interventional radiologists, among others.
Orthopaedics | Spine - Thoracolumbar (TL) and sacral surgery | TL and sacral fusion and fixation implant | TL pedicle screw - Shank, tulip | GLOBUS MEDICAL | 8.5mm REVERE Pedicle Screw 120mm | 124.089 | Standalone | DE0501225 | As per HSA registered indication(s) except for radiolucent implants which should be used as follows:  in patients with primary or metastatic spinal tumours who would benefit from post-operative high dose high precision beam therapy upon appropriate and stringent patient selection;  Patient selection should be done via standardised assessment such as the neurological-oncological-mechanical systemic (NOMS) framework; and  The assessment should be carried out by a multidisciplinary team (MDT), which may be inclusive of, but not limited to, radiation oncologists, spine surgeons and interventional radiologists, among others.
Orthopaedics | Spine - Thoracolumbar (TL) and sacral surgery | TL and sacral fusion and fixation implant | TL pedicle screw - Shank, tulip | GLOBUS MEDICAL | 8.5mm REVERE Pedicle Screw 25mm | 124.481 | Standalone | DE0501225 | As per HSA registered indication(s) except for radiolucent implants which should be used as follows:  in patients with primary or metastatic spinal tumours who would benefit from post-operative high dose high precision beam therapy upon appropriate and stringent patient selection;  Patient selection should be done via standardised assessment such as the neurological-oncological-mechanical systemic (NOMS) framework; and  The assessment should be carried out by a multidisciplinary team (MDT), which may be inclusive of, but not limited to, radiation oncologists, spine surgeons and interventional radiologists, among others.
Orthopaedics | Spine - Thoracolumbar (TL) and sacral surgery | TL and sacral fusion and fixation implant | TL pedicle screw - Shank, tulip | GLOBUS MEDICAL | 8.5mm REVERE Pedicle Screw 30mm | 124.482 | Standalone | DE0501225 | As per HSA registered indication(s) except for radiolucent implants which should be used as follows:  in patients with primary or metastatic spinal tumours who would benefit from post-operative high dose high precision beam therapy upon appropriate and stringent patient selection;  Patient selection should be done via standardised assessment such as the neurological-oncological-mechanical systemic (NOMS) framework; and  The assessment should be carried out by a multidisciplinary team (MDT), which may be inclusive of, but not limited to, radiation oncologists, spine surgeons and interventional radiologists, among others.
Orthopaedics | Spine - Thoracolumbar (TL) and sacral surgery | TL and sacral fusion and fixation implant | TL pedicle screw - Shank, tulip | GLOBUS MEDICAL | 8.5mm REVERE Pedicle Screw 35mm | 124.483 | Standalone | DE0501225 | As per HSA registered indication(s) except for radiolucent implants which should be used as follows:  in patients with primary or metastatic spinal tumours who would benefit from post-operative high dose high precision beam therapy upon appropriate and stringent patient selection;  Patient selection should be done via standardised assessment such as the neurological-oncological-mechanical systemic (NOMS) framework; and  The assessment should be carried out by a multidisciplinary team (MDT), which may be inclusive of, but not limited to, radiation oncologists, spine surgeons and interventional radiologists, among others.
Orthopaedics | Spine - Thoracolumbar (TL) and sacral surgery | TL and sacral fusion and fixation implant | TL pedicle screw - Shank, tulip | GLOBUS MEDICAL | 8.5mm REVERE Pedicle Screw 40mm | 124.484 | Standalone | DE0501225 | As per HSA registered indication(s) except for radiolucent implants which should be used as follows:  in patients with primary or metastatic spinal tumours who would benefit from post-operative high dose high precision beam therapy upon appropriate and stringent patient selection;  Patient selection should be done via standardised assessment such as the neurological-oncological-mechanical systemic (NOMS) framework; and  The assessment should be carried out by a multidisciplinary team (MDT), which may be inclusive of, but not limited to, radiation oncologists, spine surgeons and interventional radiologists, among others.
Orthopaedics | Spine - Thoracolumbar (TL) and sacral surgery | TL and sacral fusion and fixation implant | TL pedicle screw - Shank, tulip | GLOBUS MEDICAL | 8.5mm REVERE Pedicle Screw 45mm | 124.485 | Standalone | DE0501225 | As per HSA registered indication(s) except for radiolucent implants which should be used as follows:  in patients with primary or metastatic spinal tumours who would benefit from post-operative high dose high precision beam therapy upon appropriate and stringent patient selection;  Patient selection should be done via standardised assessment such as the neurological-oncological-mechanical systemic (NOMS) framework; and  The assessment should be carried out by a multidisciplinary team (MDT), which may be inclusive of, but not limited to, radiation oncologists, spine surgeons and interventional radiologists, among others.
Orthopaedics | Spine - Thoracolumbar (TL) and sacral surgery | TL and sacral fusion and fixation implant | TL pedicle screw - Shank, tulip | GLOBUS MEDICAL | 8.5mm REVERE Pedicle Screw 50mm | 124.486 | Standalone | DE0501225 | As per HSA registered indication(s) except for radiolucent implants which should be used as follows:  in patients with primary or metastatic spinal tumours who would benefit from post-operative high dose high precision beam therapy upon appropriate and stringent patient selection;  Patient selection should be done via standardised assessment such as the neurological-oncological-mechanical systemic (NOMS) framework; and  The assessment should be carried out by a multidisciplinary team (MDT), which may be inclusive of, but not limited to, radiation oncologists, spine surgeons and interventional radiologists, among others.
Orthopaedics | Spine - Thoracolumbar (TL) and sacral surgery | TL and sacral fusion and fixation implant | TL pedicle screw - Shank, tulip | GLOBUS MEDICAL | 8.5mm REVERE Pedicle Screw 55mm | 124.487 | Standalone | DE0501225 | As per HSA registered indication(s) except for radiolucent implants which should be used as follows:  in patients with primary or metastatic spinal tumours who would benefit from post-operative high dose high precision beam therapy upon appropriate and stringent patient selection;  Patient selection should be done via standardised assessment such as the neurological-oncological-mechanical systemic (NOMS) framework; and  The assessment should be carried out by a multidisciplinary team (MDT), which may be inclusive of, but not limited to, radiation oncologists, spine surgeons and interventional radiologists, among others.
Orthopaedics | Spine - Thoracolumbar (TL) and sacral surgery | TL and sacral fusion and fixation implant | TL pedicle screw - Shank, tulip | GLOBUS MEDICAL | 8.5mm REVERE Pedicle Screw 60mm | 124.488 | Standalone | DE0501225 | As per HSA registered indication(s) except for radiolucent implants which should be used as follows:  in patients with primary or metastatic spinal tumours who would benefit from post-operative high dose high precision beam therapy upon appropriate and stringent patient selection;  Patient selection should be done via standardised assessment such as the neurological-oncological-mechanical systemic (NOMS) framework; and  The assessment should be carried out by a multidisciplinary team (MDT), which may be inclusive of, but not limited to, radiation oncologists, spine surgeons and interventional radiologists, among others.
Orthopaedics | Spine - Thoracolumbar (TL) and sacral surgery | TL and sacral fusion and fixation implant | TL pedicle screw - Shank, tulip | GLOBUS MEDICAL | 8.5mm REVERE Pedicle Screw 65mm | 124.489 | Standalone | DE0501225 | As per HSA registered indication(s) except for radiolucent implants which should be used as follows:  in patients with primary or metastatic spinal tumours who would benefit from post-operative high dose high precision beam therapy upon appropriate and stringent patient selection;  Patient selection should be done via standardised assessment such as the neurological-oncological-mechanical systemic (NOMS) framework; and  The assessment should be carried out by a multidisciplinary team (MDT), which may be inclusive of, but not limited to, radiation oncologists, spine surgeons and interventional radiologists, among others.
Orthopaedics | Spine - Thoracolumbar (TL) and sacral surgery | TL and sacral fusion and fixation implant | TL pedicle screw - Shank, tulip | GLOBUS MEDICAL | 8.5mm REVERE Pedicle Screw 70mm | 124.081 | Standalone | DE0501225 | As per HSA registered indication(s) except for radiolucent implants which should be used as follows:  in patients with primary or metastatic spinal tumours who would benefit from post-operative high dose high precision beam therapy upon appropriate and stringent patient selection;  Patient selection should be done via standardised assessment such as the neurological-oncological-mechanical systemic (NOMS) framework; and  The assessment should be carried out by a multidisciplinary team (MDT), which may be inclusive of, but not limited to, radiation oncologists, spine surgeons and interventional radiologists, among others.
Orthopaedics | Spine - Thoracolumbar (TL) and sacral surgery | TL and sacral fusion and fixation implant | TL pedicle screw - Shank, tulip | GLOBUS MEDICAL | 8.5mm REVERE Pedicle Screw 75mm | 124.082 | Standalone | DE0501225 | As per HSA registered indication(s) except for radiolucent implants which should be used as follows:  in patients with primary or metastatic spinal tumours who would benefit from post-operative high dose high precision beam therapy upon appropriate and stringent patient selection;  Patient selection should be done via standardised assessment such as the neurological-oncological-mechanical systemic (NOMS) framework; and  The assessment should be carried out by a multidisciplinary team (MDT), which may be inclusive of, but not limited to, radiation oncologists, spine surgeons and interventional radiologists, among others.
Orthopaedics | Spine - Thoracolumbar (TL) and sacral surgery | TL and sacral fusion and fixation implant | TL pedicle screw - Shank, tulip | GLOBUS MEDICAL | 8.5mm REVERE Pedicle Screw 80mm | 124.083 | Standalone | DE0501225 | As per HSA registered indication(s) except for radiolucent implants which should be used as follows:  in patients with primary or metastatic spinal tumours who would benefit from post-operative high dose high precision beam therapy upon appropriate and stringent patient selection;  Patient selection should be done via standardised assessment such as the neurological-oncological-mechanical systemic (NOMS) framework; and  The assessment should be carried out by a multidisciplinary team (MDT), which may be inclusive of, but not limited to, radiation oncologists, spine surgeons and interventional radiologists, among others.
Orthopaedics | Spine - Thoracolumbar (TL) and sacral surgery | TL and sacral fusion and fixation implant | TL pedicle screw - Shank, tulip | GLOBUS MEDICAL | 8.5mm REVERE Pedicle Screw 85mm | 124.084 | Standalone | DE0501225 | As per HSA registered indication(s) except for radiolucent implants which should be used as follows:  in patients with primary or metastatic spinal tumours who would benefit from post-operative high dose high precision beam therapy upon appropriate and stringent patient selection;  Patient selection should be done via standardised assessment such as the neurological-oncological-mechanical systemic (NOMS) framework; and  The assessment should be carried out by a multidisciplinary team (MDT), which may be inclusive of, but not limited to, radiation oncologists, spine surgeons and interventional radiologists, among others.
Orthopaedics | Spine - Thoracolumbar (TL) and sacral surgery | TL and sacral fusion and fixation implant | TL pedicle screw - Shank, tulip | GLOBUS MEDICAL | 8.5mm REVERE Pedicle Screw 90mm | 124.085 | Standalone | DE0501225 | As per HSA registered indication(s) except for radiolucent implants which should be used as follows:  in patients with primary or metastatic spinal tumours who would benefit from post-operative high dose high precision beam therapy upon appropriate and stringent patient selection;  Patient selection should be done via standardised assessment such as the neurological-oncological-mechanical systemic (NOMS) framework; and  The assessment should be carried out by a multidisciplinary team (MDT), which may be inclusive of, but not limited to, radiation oncologists, spine surgeons and interventional radiologists, among others.
Orthopaedics | Spine - Thoracolumbar (TL) and sacral surgery | TL and sacral fusion and fixation implant | TL pedicle screw - Shank, tulip | GLOBUS MEDICAL | 8.5mm REVERE Pedicle Screw 95mm | 124.086 | Standalone | DE0501225 | As per HSA registered indication(s) except for radiolucent implants which should be used as follows:  in patients with primary or metastatic spinal tumours who would benefit from post-operative high dose high precision beam therapy upon appropriate and stringent patient selection;  Patient selection should be done via standardised assessment such as the neurological-oncological-mechanical systemic (NOMS) framework; and  The assessment should be carried out by a multidisciplinary team (MDT), which may be inclusive of, but not limited to, radiation oncologists, spine surgeons and interventional radiologists, among others.
Orthopaedics | Spine - Thoracolumbar (TL) and sacral surgery | TL and sacral fusion and fixation implant | TL pedicle screw - Shank, tulip | GLOBUS MEDICAL | 8.5mm REVOLVE Monoaxial Screw, 25mm | 585.381 | Standalone | DE0501604 | As per HSA registered indication(s) except for radiolucent implants which should be used as follows:  in patients with primary or metastatic spinal tumours who would benefit from post-operative high dose high precision beam therapy upon appropriate and stringent patient selection;  Patient selection should be done via standardised assessment such as the neurological-oncological-mechanical systemic (NOMS) framework; and  The assessment should be carried out by a multidisciplinary team (MDT), which may be inclusive of, but not limited to, radiation oncologists, spine surgeons and interventional radiologists, among others.
Orthopaedics | Spine - Thoracolumbar (TL) and sacral surgery | TL and sacral fusion and fixation implant | TL pedicle screw - Shank, tulip | GLOBUS MEDICAL | 8.5mm REVOLVE Monoaxial Screw, 30mm | 585.382 | Standalone | DE0501604 | As per HSA registered indication(s) except for radiolucent implants which should be used as follows:  in patients with primary or metastatic spinal tumours who would benefit from post-operative high dose high precision beam therapy upon appropriate and stringent patient selection;  Patient selection should be done via standardised assessment such as the neurological-oncological-mechanical systemic (NOMS) framework; and  The assessment should be carried out by a multidisciplinary team (MDT), which may be inclusive of, but not limited to, radiation oncologists, spine surgeons and interventional radiologists, among others.
Orthopaedics | Spine - Thoracolumbar (TL) and sacral surgery | TL and sacral fusion and fixation implant | TL pedicle screw - Shank, tulip | GLOBUS MEDICAL | 8.5mm REVOLVE Monoaxial Screw, 35mm | 585.383 | Standalone | DE0501604 | As per HSA registered indication(s) except for radiolucent implants which should be used as follows:  in patients with primary or metastatic spinal tumours who would benefit from post-operative high dose high precision beam therapy upon appropriate and stringent patient selection;  Patient selection should be done via standardised assessment such as the neurological-oncological-mechanical systemic (NOMS) framework; and  The assessment should be carried out by a multidisciplinary team (MDT), which may be inclusive of, but not limited to, radiation oncologists, spine surgeons and interventional radiologists, among others.
Orthopaedics | Spine - Thoracolumbar (TL) and sacral surgery | TL and sacral fusion and fixation implant | TL pedicle screw - Shank, tulip | GLOBUS MEDICAL | 8.5mm REVOLVE Monoaxial Screw, 40mm | 585.384 | Standalone | DE0501604 | As per HSA registered indication(s) except for radiolucent implants which should be used as follows:  in patients with primary or metastatic spinal tumours who would benefit from post-operative high dose high precision beam therapy upon appropriate and stringent patient selection;  Patient selection should be done via standardised assessment such as the neurological-oncological-mechanical systemic (NOMS) framework; and  The assessment should be carried out by a multidisciplinary team (MDT), which may be inclusive of, but not limited to, radiation oncologists, spine surgeons and interventional radiologists, among others.
Orthopaedics | Spine - Thoracolumbar (TL) and sacral surgery | TL and sacral fusion and fixation implant | TL pedicle screw - Shank, tulip | GLOBUS MEDICAL | 8.5mm REVOLVE Monoaxial Screw, 45mm | 585.385 | Standalone | DE0501604 | As per HSA registered indication(s) except for radiolucent implants which should be used as follows:  in patients with primary or metastatic spinal tumours who would benefit from post-operative high dose high precision beam therapy upon appropriate and stringent patient selection;  Patient selection should be done via standardised assessment such as the neurological-oncological-mechanical systemic (NOMS) framework; and  The assessment should be carried out by a multidisciplinary team (MDT), which may be inclusive of, but not limited to, radiation oncologists, spine surgeons and interventional radiologists, among others.
Orthopaedics | Spine - Thoracolumbar (TL) and sacral surgery | TL and sacral fusion and fixation implant | TL pedicle screw - Shank, tulip | GLOBUS MEDICAL | 8.5mm REVOLVE Monoaxial Screw, 50mm | 585.386 | Standalone | DE0501604 | As per HSA registered indication(s) except for radiolucent implants which should be used as follows:  in patients with primary or metastatic spinal tumours who would benefit from post-operative high dose high precision beam therapy upon appropriate and stringent patient selection;  Patient selection should be done via standardised assessment such as the neurological-oncological-mechanical systemic (NOMS) framework; and  The assessment should be carried out by a multidisciplinary team (MDT), which may be inclusive of, but not limited to, radiation oncologists, spine surgeons and interventional radiologists, among others.
Orthopaedics | Spine - Thoracolumbar (TL) and sacral surgery | TL and sacral fusion and fixation implant | TL pedicle screw - Shank, tulip | GLOBUS MEDICAL | 8.5mm REVOLVE Monoaxial Screw, 55mm | 585.387 | Standalone | DE0501604 | As per HSA registered indication(s) except for radiolucent implants which should be used as follows:  in patients with primary or metastatic spinal tumours who would benefit from post-operative high dose high precision beam therapy upon appropriate and stringent patient selection;  Patient selection should be done via standardised assessment such as the neurological-oncological-mechanical systemic (NOMS) framework; and  The assessment should be carried out by a multidisciplinary team (MDT), which may be inclusive of, but not limited to, radiation oncologists, spine surgeons and interventional radiologists, among others.
Orthopaedics | Spine - Thoracolumbar (TL) and sacral surgery | TL and sacral fusion and fixation implant | TL pedicle screw - Shank, tulip | GLOBUS MEDICAL | 8.5mm REVOLVE Monoaxial Screw, 60mm | 585.388 | Standalone | DE0501604 | As per HSA registered indication(s) except for radiolucent implants which should be used as follows:  in patients with primary or metastatic spinal tumours who would benefit from post-operative high dose high precision beam therapy upon appropriate and stringent patient selection;  Patient selection should be done via standardised assessment such as the neurological-oncological-mechanical systemic (NOMS) framework; and  The assessment should be carried out by a multidisciplinary team (MDT), which may be inclusive of, but not limited to, radiation oncologists, spine surgeons and interventional radiologists, among others.
Orthopaedics | Spine - Thoracolumbar (TL) and sacral surgery | TL and sacral fusion and fixation implant | TL pedicle screw - Shank, tulip | GLOBUS MEDICAL | 8.5mm REVOLVE Monoaxial Screw, 65mm | 585.389 | Standalone | DE0501604 | As per HSA registered indication(s) except for radiolucent implants which should be used as follows:  in patients with primary or metastatic spinal tumours who would benefit from post-operative high dose high precision beam therapy upon appropriate and stringent patient selection;  Patient selection should be done via standardised assessment such as the neurological-oncological-mechanical systemic (NOMS) framework; and  The assessment should be carried out by a multidisciplinary team (MDT), which may be inclusive of, but not limited to, radiation oncologists, spine surgeons and interventional radiologists, among others.
Orthopaedics | Spine - Thoracolumbar (TL) and sacral surgery | TL and sacral fusion and fixation implant | TL pedicle screw - Shank, tulip | GLOBUS MEDICAL | 8.5mm REVOLVE Monoaxial Screw, 70mm | 585.390 | Standalone | DE0501604 | As per HSA registered indication(s) except for radiolucent implants which should be used as follows:  in patients with primary or metastatic spinal tumours who would benefit from post-operative high dose high precision beam therapy upon appropriate and stringent patient selection;  Patient selection should be done via standardised assessment such as the neurological-oncological-mechanical systemic (NOMS) framework; and  The assessment should be carried out by a multidisciplinary team (MDT), which may be inclusive of, but not limited to, radiation oncologists, spine surgeons and interventional radiologists, among others.
Orthopaedics | Spine - Thoracolumbar (TL) and sacral surgery | TL and sacral fusion and fixation implant | TL pedicle screw - Shank, tulip | GLOBUS MEDICAL | 8.5mm REVOLVE Monoaxial Screw, 75mm | 585.391 | Standalone | DE0501604 | As per HSA registered indication(s) except for radiolucent implants which should be used as follows:  in patients with primary or metastatic spinal tumours who would benefit from post-operative high dose high precision beam therapy upon appropriate and stringent patient selection;  Patient selection should be done via standardised assessment such as the neurological-oncological-mechanical systemic (NOMS) framework; and  The assessment should be carried out by a multidisciplinary team (MDT), which may be inclusive of, but not limited to, radiation oncologists, spine surgeons and interventional radiologists, among others.
Orthopaedics | Spine - Thoracolumbar (TL) and sacral surgery | TL and sacral fusion and fixation implant | TL pedicle screw - Shank, tulip | GLOBUS MEDICAL | 8.5mm REVOLVE Monoaxial Screw, 80mm | 585.392 | Standalone | DE0501604 | As per HSA registered indication(s) except for radiolucent implants which should be used as follows:  in patients with primary or metastatic spinal tumours who would benefit from post-operative high dose high precision beam therapy upon appropriate and stringent patient selection;  Patient selection should be done via standardised assessment such as the neurological-oncological-mechanical systemic (NOMS) framework; and  The assessment should be carried out by a multidisciplinary team (MDT), which may be inclusive of, but not limited to, radiation oncologists, spine surgeons and interventional radiologists, among others.
Orthopaedics | Spine - Thoracolumbar (TL) and sacral surgery | TL and sacral fusion and fixation implant | TL pedicle screw - Shank, tulip | GLOBUS MEDICAL | 8.5mm REVOLVE Monoaxial Screw, 85mm | 585.393 | Standalone | DE0501604 | As per HSA registered indication(s) except for radiolucent implants which should be used as follows:  in patients with primary or metastatic spinal tumours who would benefit from post-operative high dose high precision beam therapy upon appropriate and stringent patient selection;  Patient selection should be done via standardised assessment such as the neurological-oncological-mechanical systemic (NOMS) framework; and  The assessment should be carried out by a multidisciplinary team (MDT), which may be inclusive of, but not limited to, radiation oncologists, spine surgeons and interventional radiologists, among others.
Orthopaedics | Spine - Thoracolumbar (TL) and sacral surgery | TL and sacral fusion and fixation implant | TL pedicle screw - Shank, tulip | GLOBUS MEDICAL | 8.5mm REVOLVE Monoaxial Screw, 90mm | 585.394 | Standalone | DE0501604 | As per HSA registered indication(s) except for radiolucent implants which should be used as follows:  in patients with primary or metastatic spinal tumours who would benefit from post-operative high dose high precision beam therapy upon appropriate and stringent patient selection;  Patient selection should be done via standardised assessment such as the neurological-oncological-mechanical systemic (NOMS) framework; and  The assessment should be carried out by a multidisciplinary team (MDT), which may be inclusive of, but not limited to, radiation oncologists, spine surgeons and interventional radiologists, among others.
Orthopaedics | Spine - Thoracolumbar (TL) and sacral surgery | TL and sacral fusion and fixation implant | TL pedicle screw - Shank, tulip | GLOBUS MEDICAL | 8.5mm REVOLVE Polyaxial Pedicle Screw, 30mm | 185.482 | Standalone | DE0501604 | As per HSA registered indication(s) except for radiolucent implants which should be used as follows:  in patients with primary or metastatic spinal tumours who would benefit from post-operative high dose high precision beam therapy upon appropriate and stringent patient selection;  Patient selection should be done via standardised assessment such as the neurological-oncological-mechanical systemic (NOMS) framework; and  The assessment should be carried out by a multidisciplinary team (MDT), which may be inclusive of, but not limited to, radiation oncologists, spine surgeons and interventional radiologists, among others.
Orthopaedics | Spine - Thoracolumbar (TL) and sacral surgery | TL and sacral fusion and fixation implant | TL pedicle screw - Shank, tulip | GLOBUS MEDICAL | 8.5mm REVOLVE Polyaxial Pedicle Screw, 35mm | 185.483 | Standalone | DE0501604 | As per HSA registered indication(s) except for radiolucent implants which should be used as follows:  in patients with primary or metastatic spinal tumours who would benefit from post-operative high dose high precision beam therapy upon appropriate and stringent patient selection;  Patient selection should be done via standardised assessment such as the neurological-oncological-mechanical systemic (NOMS) framework; and  The assessment should be carried out by a multidisciplinary team (MDT), which may be inclusive of, but not limited to, radiation oncologists, spine surgeons and interventional radiologists, among others.
Orthopaedics | Spine - Thoracolumbar (TL) and sacral surgery | TL and sacral fusion and fixation implant | TL pedicle screw - Shank, tulip | GLOBUS MEDICAL | 8.5mm REVOLVE Polyaxial Pedicle Screw, 40mm | 185.484 | Standalone | DE0501604 | As per HSA registered indication(s) except for radiolucent implants which should be used as follows:  in patients with primary or metastatic spinal tumours who would benefit from post-operative high dose high precision beam therapy upon appropriate and stringent patient selection;  Patient selection should be done via standardised assessment such as the neurological-oncological-mechanical systemic (NOMS) framework; and  The assessment should be carried out by a multidisciplinary team (MDT), which may be inclusive of, but not limited to, radiation oncologists, spine surgeons and interventional radiologists, among others.
Orthopaedics | Spine - Thoracolumbar (TL) and sacral surgery | TL and sacral fusion and fixation implant | TL pedicle screw - Shank, tulip | GLOBUS MEDICAL | 8.5mm REVOLVE Polyaxial Pedicle Screw, 45mm | 185.485 | Standalone | DE0501604 | As per HSA registered indication(s) except for radiolucent implants which should be used as follows:  in patients with primary or metastatic spinal tumours who would benefit from post-operative high dose high precision beam therapy upon appropriate and stringent patient selection;  Patient selection should be done via standardised assessment such as the neurological-oncological-mechanical systemic (NOMS) framework; and  The assessment should be carried out by a multidisciplinary team (MDT), which may be inclusive of, but not limited to, radiation oncologists, spine surgeons and interventional radiologists, among others.
Orthopaedics | Spine - Thoracolumbar (TL) and sacral surgery | TL and sacral fusion and fixation implant | TL pedicle screw - Shank, tulip | GLOBUS MEDICAL | 8.5mm REVOLVE Polyaxial Pedicle Screw, 50mm | 185.486 | Standalone | DE0501604 | As per HSA registered indication(s) except for radiolucent implants which should be used as follows:  in patients with primary or metastatic spinal tumours who would benefit from post-operative high dose high precision beam therapy upon appropriate and stringent patient selection;  Patient selection should be done via standardised assessment such as the neurological-oncological-mechanical systemic (NOMS) framework; and  The assessment should be carried out by a multidisciplinary team (MDT), which may be inclusive of, but not limited to, radiation oncologists, spine surgeons and interventional radiologists, among others.
Orthopaedics | Spine - Thoracolumbar (TL) and sacral surgery | TL and sacral fusion and fixation implant | TL pedicle screw - Shank, tulip | GLOBUS MEDICAL | 8.5mm REVOLVE Polyaxial Pedicle Screw, 55mm | 185.487 | Standalone | DE0501604 | As per HSA registered indication(s) except for radiolucent implants which should be used as follows:  in patients with primary or metastatic spinal tumours who would benefit from post-operative high dose high precision beam therapy upon appropriate and stringent patient selection;  Patient selection should be done via standardised assessment such as the neurological-oncological-mechanical systemic (NOMS) framework; and  The assessment should be carried out by a multidisciplinary team (MDT), which may be inclusive of, but not limited to, radiation oncologists, spine surgeons and interventional radiologists, among others.
Orthopaedics | Spine - Thoracolumbar (TL) and sacral surgery | TL and sacral fusion and fixation implant | TL pedicle screw - Shank, tulip | GLOBUS MEDICAL | 8.5mm REVOLVE Polyaxial Pedicle Screw, 60mm | 185.488 | Standalone | DE0501604 | As per HSA registered indication(s) except for radiolucent implants which should be used as follows:  in patients with primary or metastatic spinal tumours who would benefit from post-operative high dose high precision beam therapy upon appropriate and stringent patient selection;  Patient selection should be done via standardised assessment such as the neurological-oncological-mechanical systemic (NOMS) framework; and  The assessment should be carried out by a multidisciplinary team (MDT), which may be inclusive of, but not limited to, radiation oncologists, spine surgeons and interventional radiologists, among others.
Orthopaedics | Spine - Thoracolumbar (TL) and sacral surgery | TL and sacral fusion and fixation implant | TL pedicle screw - Shank, tulip | GLOBUS MEDICAL | 8.5mm REVOLVE Polyaxial Pedicle Screw, 65mm | 185.489 | Standalone | DE0501604 | As per HSA registered indication(s) except for radiolucent implants which should be used as follows:  in patients with primary or metastatic spinal tumours who would benefit from post-operative high dose high precision beam therapy upon appropriate and stringent patient selection;  Patient selection should be done via standardised assessment such as the neurological-oncological-mechanical systemic (NOMS) framework; and  The assessment should be carried out by a multidisciplinary team (MDT), which may be inclusive of, but not limited to, radiation oncologists, spine surgeons and interventional radiologists, among others.
Orthopaedics | Spine - Thoracolumbar (TL) and sacral surgery | TL and sacral fusion and fixation implant | TL rod | Zimmer Biomet | 80mm Curved Rod (5.5 Ti) | 07.02015.013 | Standalone | DE0505870 | As per HSA registered indication(s) except for radiolucent implants which should be used as follows:  in patients with primary or metastatic spinal tumours who would benefit from post-operative high dose high precision beam therapy upon appropriate and stringent patient selection;  Patient selection should be done via standardised assessment such as the neurological-oncological-mechanical systemic (NOMS) framework; and  The assessment should be carried out by a multidisciplinary team (MDT), which may be inclusive of, but not limited to, radiation oncologists, spine surgeons and interventional radiologists, among others.
Orthopaedics | Spine - Thoracolumbar (TL) and sacral surgery | TL interbody cage | TL interbody core - Non-integrated | MEDTRONIC | 8mm x 22mm | 2990822 | Standalone | DE0008994 | As per HSA registered indication(s)
Orthopaedics | Spine - Thoracolumbar (TL) and sacral surgery | TL interbody cage | TL interbody core - Non-integrated | MEDTRONIC | 8mm x 22mm | 2960822 | Standalone | DE0001649 | As per HSA registered indication(s)
Orthopaedics | Spine - Thoracolumbar (TL) and sacral surgery | TL interbody cage | TL interbody core - Non-integrated | MEDTRONIC | 8mm x 26mm | 2990826 | Standalone | DE0008994 | As per HSA registered indication(s)
Orthopaedics | Spine - Thoracolumbar (TL) and sacral surgery | TL interbody cage | TL interbody core - Non-integrated | MEDTRONIC | 8mm x 26mm | 2960826 | Standalone | DE0001649 | As per HSA registered indication(s)
Orthopaedics | Spine - Thoracolumbar (TL) and sacral surgery | TL interbody cage | TL interbody core - Non-integrated | MEDTRONIC | 8mm x 32mm | 2990832 | Standalone | DE0008994 | As per HSA registered indication(s)
Orthopaedics | Spine - Thoracolumbar (TL) and sacral surgery | TL interbody cage | TL interbody core - Non-integrated | MEDTRONIC | 8mm x 32mm | 2960832 | Standalone | DE0001649 | As per HSA registered indication(s)
Orthopaedics | Spine - Thoracolumbar (TL) and sacral surgery | TL interbody cage | TL interbody core - Non-integrated | MEDTRONIC | 8mm x 36mm | 2990836 | Standalone | DE0008994 | As per HSA registered indication(s)
Orthopaedics | Spine - Thoracolumbar (TL) and sacral surgery | TL interbody cage | TL interbody core - Non-integrated | MEDTRONIC | 8mm x 36mm | 2960836 | Standalone | DE0001649 | As per HSA registered indication(s)
Orthopaedics | Spine - Thoracolumbar (TL) and sacral surgery | TL interbody cage | TL interbody core - Non-integrated | MEDTRONIC | 9mm X 22mm | 2990922 | Standalone | DE0008994 | As per HSA registered indication(s)
Orthopaedics | Spine - Thoracolumbar (TL) and sacral surgery | TL interbody cage | TL interbody core - Non-integrated | MEDTRONIC | 9mm X 26mm | 2990926 | Standalone | DE0008994 | As per HSA registered indication(s)
Orthopaedics | Spine - Thoracolumbar (TL) and sacral surgery | TL interbody cage | TL interbody core - Non-integrated | MEDTRONIC | 9mm X 32mm | 2990932 | Standalone | DE0008994 | As per HSA registered indication(s)
Orthopaedics | Spine - Thoracolumbar (TL) and sacral surgery | TL interbody cage | TL interbody core - Non-integrated | MEDTRONIC | 9mm X 36mm | 2990936 | Standalone | DE0008994 | As per HSA registered indication(s)
Orthopaedics | Spine - Occipito-cervical (OC) surgery | Cervical interbody cage | Cervical interbody fixation accessories | Centinel Spine | ABO Screws Diameter 4.0mm 13mm Primary | ABS1340 | Standalone | DE0504606 | As per HSA registered indication(s)
Orthopaedics | Spine - Occipito-cervical (OC) surgery | Cervical interbody cage | Cervical interbody fixation accessories | Centinel Spine | ABO Screws Diameter 4.0mm 14mm Primary | ABS1440 | Standalone | DE0504606 | As per HSA registered indication(s)
Orthopaedics | Spine - Occipito-cervical (OC) surgery | Cervical interbody cage | Cervical interbody fixation accessories | Centinel Spine | ABO Screws Diameter 4.0mm 14mm Revision | RAB1440 | Standalone | DE0504606 | As per HSA registered indication(s)
Orthopaedics | Spine - Occipito-cervical (OC) surgery | Cervical interbody cage | Cervical interbody fixation accessories | Centinel Spine | ABO Screws Diameter 4.0mm 15mm Primary | ABS1540 | Standalone | DE0504606 | As per HSA registered indication(s)
Orthopaedics | Spine - Occipito-cervical (OC) surgery | Cervical interbody cage | Cervical interbody fixation accessories | Centinel Spine | ABO Screws Diameter 4.0mm 15mm Revision | RAB1540 | Standalone | DE0504606 | As per HSA registered indication(s)
Orthopaedics | Spine - Occipito-cervical (OC) surgery | Cervical interbody cage | Cervical interbody fixation accessories | Centinel Spine | ABO Screws Diameter 4.0mm 16mm Primary | ABS1640 | Standalone | DE0504606 | As per HSA registered indication(s)
Orthopaedics | Spine - Occipito-cervical (OC) surgery | Cervical interbody cage | Cervical interbody fixation accessories | Centinel Spine | ABO Screws Diameter 4.0mm 16mm Revision | RAB1640 | Standalone | DE0504606 | As per HSA registered indication(s)
Orthopaedics | Spine - Occipito-cervical (OC) surgery | Cervical interbody cage | Cervical interbody fixation accessories | Centinel Spine | ABO Screws Diameter 4.0mm 17mm Primary | ABS1740 | Standalone | DE0504606 | As per HSA registered indication(s)
Orthopaedics | Spine - Occipito-cervical (OC) surgery | Cervical interbody cage | Cervical interbody fixation accessories | Centinel Spine | ABO Screws Diameter 4.0mm 17mm Revision | RAB1740 | Standalone | DE0504606 | As per HSA registered indication(s)
Orthopaedics | Spine - Occipito-cervical (OC) surgery | OC fusion and fixation implant | Anterior cervical plate | NuVasive Inc. | ACP 1.6V Plate, 16mm 1-Level | 18006116 | Standalone | DE0507256 | As per HSA registered indication(s)
Orthopaedics | Spine - Occipito-cervical (OC) surgery | OC fusion and fixation implant | Anterior cervical plate | NuVasive Inc. | ACP 1.6V Plate, 18mm 1-Level | 18006118 | Standalone | DE0507256 | As per HSA registered indication(s)
Orthopaedics | Spine - Occipito-cervical (OC) surgery | OC fusion and fixation implant | Anterior cervical plate | NuVasive Inc. | ACP 1.6V Plate, 20mm 1-Level | 18006120 | Standalone | DE0507256 | As per HSA registered indication(s)
Orthopaedics | Spine - Occipito-cervical (OC) surgery | OC fusion and fixation implant | Anterior cervical plate | NuVasive Inc. | ACP 1.6V Plate, 22mm 1-Level | 18006122 | Standalone | DE0507256 | As per HSA registered indication(s)
Orthopaedics | Spine - Occipito-cervical (OC) surgery | OC fusion and fixation implant | Anterior cervical plate | NuVasive Inc. | ACP 1.6V Plate, 24mm 1-Level | 18006124 | Standalone | DE0507256 | As per HSA registered indication(s)
Orthopaedics | Spine - Occipito-cervical (OC) surgery | OC fusion and fixation implant | Anterior cervical plate | NuVasive Inc. | ACP 1.6V Plate, 26mm 1-Level | 18006126 | Standalone | DE0507256 | As per HSA registered indication(s)
Orthopaedics | Spine - Occipito-cervical (OC) surgery | OC fusion and fixation implant | Anterior cervical plate | NuVasive Inc. | ACP 1.6V Plate, 28mm 1-Level | 18006128 | Standalone | DE0507256 | As per HSA registered indication(s)
Orthopaedics | Spine - Occipito-cervical (OC) surgery | OC fusion and fixation implant | Anterior cervical plate | NuVasive Inc. | ACP 1.6V Plate, 28mm 2-Level | 18006228 | Standalone | DE0507256 | As per HSA registered indication(s)
Orthopaedics | Spine - Occipito-cervical (OC) surgery | OC fusion and fixation implant | Anterior cervical plate | NuVasive Inc. | ACP 1.6V Plate, 30mm 1-Level | 18006130 | Standalone | DE0507256 | As per HSA registered indication(s)
Orthopaedics | Spine - Occipito-cervical (OC) surgery | OC fusion and fixation implant | Anterior cervical plate | NuVasive Inc. | ACP 1.6V Plate, 30mm 2-Level | 18006230 | Standalone | DE0507256 | As per HSA registered indication(s)
Orthopaedics | Spine - Occipito-cervical (OC) surgery | OC fusion and fixation implant | Anterior cervical plate | NuVasive Inc. | ACP 1.6V Plate, 32mm 2-Level | 18006232 | Standalone | DE0507256 | As per HSA registered indication(s)
Orthopaedics | Spine - Occipito-cervical (OC) surgery | OC fusion and fixation implant | Anterior cervical plate | NuVasive Inc. | ACP 1.6V Plate, 34mm 2-Level | 18006234 | Standalone | DE0507256 | As per HSA registered indication(s)
Orthopaedics | Spine - Occipito-cervical (OC) surgery | OC fusion and fixation implant | Anterior cervical plate | NuVasive Inc. | ACP 1.6V Plate, 36mm 2-Level | 18006236 | Standalone | DE0507256 | As per HSA registered indication(s)
Orthopaedics | Spine - Occipito-cervical (OC) surgery | OC fusion and fixation implant | Anterior cervical plate | NuVasive Inc. | ACP 1.6V Plate, 38mm 2-Level | 18006238 | Standalone | DE0507256 | As per HSA registered indication(s)
Orthopaedics | Spine - Occipito-cervical (OC) surgery | OC fusion and fixation implant | Anterior cervical plate | NuVasive Inc. | ACP 1.6V Plate, 40mm 2-Level | 18006240 | Standalone | DE0507256 | As per HSA registered indication(s)
Orthopaedics | Spine - Occipito-cervical (OC) surgery | OC fusion and fixation implant | Anterior cervical plate | NuVasive Inc. | ACP 1.6V Plate, 42mm 2-Level | 18006242 | Standalone | DE0507256 | As per HSA registered indication(s)
Orthopaedics | Spine - Occipito-cervical (OC) surgery | OC fusion and fixation implant | Anterior cervical plate | NuVasive Inc. | ACP 1.6V Plate, 44mm 2-Level | 18006244 | Standalone | DE0507256 | As per HSA registered indication(s)
Orthopaedics | Spine - Occipito-cervical (OC) surgery | OC fusion and fixation implant | Anterior cervical plate | NuVasive Inc. | ACP 1.6V Plate, 46mm 2-Level | 18006246 | Standalone | DE0507256 | As per HSA registered indication(s)
Orthopaedics | Spine - Occipito-cervical (OC) surgery | OC fusion and fixation implant | Anterior cervical plate | NuVasive Inc. | ACP 1.6V Plate, 48mm 2-Level | 18006248 | Standalone | DE0507256 | As per HSA registered indication(s)
Orthopaedics | Spine - Occipito-cervical (OC) surgery | OC fusion and fixation implant | Anterior cervical plate | NuVasive Inc. | ACP 1.6V Plate, 50mm 2-Level | 18006250 | Standalone | DE0507256 | As per HSA registered indication(s)
Orthopaedics | Spine - Occipito-cervical (OC) surgery | OC fusion and fixation implant | Anterior cervical plate | NuVasive Inc. | ACP 1.6V Plate, 52mm 2-Level | 18006252 | Standalone | DE0507256 | As per HSA registered indication(s)
Orthopaedics | Spine - Occipito-cervical (OC) surgery | OC fusion and fixation implant | Anterior cervical plate | NuVasive Inc. | ACP 1.9H Plate, 16mm 1-Level | 18009116 | Standalone | DE0507256 | As per HSA registered indication(s)
Orthopaedics | Spine - Occipito-cervical (OC) surgery | OC fusion and fixation implant | Anterior cervical plate | NuVasive Inc. | ACP 1.9H Plate, 18mm 1-Level | 18009118 | Standalone | DE0507256 | As per HSA registered indication(s)
Orthopaedics | Spine - Occipito-cervical (OC) surgery | OC fusion and fixation implant | Anterior cervical plate | NuVasive Inc. | ACP 1.9H Plate, 20mm 1-Level | 18009120 | Standalone | DE0507256 | As per HSA registered indication(s)
Orthopaedics | Spine - Occipito-cervical (OC) surgery | OC fusion and fixation implant | Anterior cervical plate | NuVasive Inc. | ACP 1.9H Plate, 22mm 1-Level | 18009122 | Standalone | DE0507256 | As per HSA registered indication(s)
Orthopaedics | Spine - Occipito-cervical (OC) surgery | OC fusion and fixation implant | Anterior cervical plate | NuVasive Inc. | ACP 1.9H Plate, 24mm 1-Level | 18009124 | Standalone | DE0507256 | As per HSA registered indication(s)
Orthopaedics | Spine - Occipito-cervical (OC) surgery | OC fusion and fixation implant | Anterior cervical plate | NuVasive Inc. | ACP 1.9H Plate, 26mm 1-Level | 18009126 | Standalone | DE0507256 | As per HSA registered indication(s)
Orthopaedics | Spine - Occipito-cervical (OC) surgery | OC fusion and fixation implant | Anterior cervical plate | NuVasive Inc. | ACP 1.9H Plate, 28mm 1-Level | 18009128 | Standalone | DE0507256 | As per HSA registered indication(s)
Orthopaedics | Spine - Occipito-cervical (OC) surgery | OC fusion and fixation implant | Anterior cervical plate | NuVasive Inc. | ACP 1.9H Plate, 28mm 2-Level | 18009228 | Standalone | DE0507256 | As per HSA registered indication(s)
Orthopaedics | Spine - Occipito-cervical (OC) surgery | OC fusion and fixation implant | Anterior cervical plate | NuVasive Inc. | ACP 1.9H Plate, 30mm 1-Level | 18009130 | Standalone | DE0507256 | As per HSA registered indication(s)
Orthopaedics | Spine - Occipito-cervical (OC) surgery | OC fusion and fixation implant | Anterior cervical plate | NuVasive Inc. | ACP 1.9H Plate, 30mm 2-Level | 18009230 | Standalone | DE0507256 | As per HSA registered indication(s)
Orthopaedics | Spine - Occipito-cervical (OC) surgery | OC fusion and fixation implant | Anterior cervical plate | NuVasive Inc. | ACP 1.9H Plate, 32mm 2-Level | 18009232 | Standalone | DE0507256 | As per HSA registered indication(s)
Orthopaedics | Spine - Occipito-cervical (OC) surgery | OC fusion and fixation implant | Anterior cervical plate | NuVasive Inc. | ACP 1.9H Plate, 34mm 2-Level | 18009234 | Standalone | DE0507256 | As per HSA registered indication(s)
Orthopaedics | Spine - Occipito-cervical (OC) surgery | OC fusion and fixation implant | Anterior cervical plate | NuVasive Inc. | ACP 1.9H Plate, 36mm 2-Level | 18009236 | Standalone | DE0507256 | As per HSA registered indication(s)
Orthopaedics | Spine - Occipito-cervical (OC) surgery | OC fusion and fixation implant | Anterior cervical plate | NuVasive Inc. | ACP 1.9H Plate, 38mm 2-Level | 18009238 | Standalone | DE0507256 | As per HSA registered indication(s)
Orthopaedics | Spine - Occipito-cervical (OC) surgery | OC fusion and fixation implant | Anterior cervical plate | NuVasive Inc. | ACP 1.9H Plate, 40mm 2-Level | 18009240 | Standalone | DE0507256 | As per HSA registered indication(s)
Orthopaedics | Spine - Occipito-cervical (OC) surgery | OC fusion and fixation implant | Anterior cervical plate | NuVasive Inc. | ACP 1.9H Plate, 42mm 2-Level | 18009242 | Standalone | DE0507256 | As per HSA registered indication(s)
Orthopaedics | Spine - Occipito-cervical (OC) surgery | OC fusion and fixation implant | Anterior cervical plate | NuVasive Inc. | ACP 1.9H Plate, 44mm 2-Level | 18009244 | Standalone | DE0507256 | As per HSA registered indication(s)
Orthopaedics | Spine - Occipito-cervical (OC) surgery | OC fusion and fixation implant | Anterior cervical plate | NuVasive Inc. | ACP 1.9H Plate, 44mm 3-Level | 18009344 | Standalone | DE0507256 | As per HSA registered indication(s)
Orthopaedics | Spine - Occipito-cervical (OC) surgery | OC fusion and fixation implant | Anterior cervical plate | NuVasive Inc. | ACP 1.9H Plate, 46mm 2-Level | 18009246 | Standalone | DE0507256 | As per HSA registered indication(s)
Orthopaedics | Spine - Occipito-cervical (OC) surgery | OC fusion and fixation implant | Anterior cervical plate | NuVasive Inc. | ACP 1.9H Plate, 46mm 3-Level | 18009346 | Standalone | DE0507256 | As per HSA registered indication(s)
Orthopaedics | Spine - Occipito-cervical (OC) surgery | OC fusion and fixation implant | Anterior cervical plate | NuVasive Inc. | ACP 1.9H Plate, 48mm 2-Level | 18009248 | Standalone | DE0507256 | As per HSA registered indication(s)
Orthopaedics | Spine - Occipito-cervical (OC) surgery | OC fusion and fixation implant | Anterior cervical plate | NuVasive Inc. | ACP 1.9H Plate, 48mm 3-Level | 18009348 | Standalone | DE0507256 | As per HSA registered indication(s)
Orthopaedics | Spine - Occipito-cervical (OC) surgery | OC fusion and fixation implant | Anterior cervical plate | NuVasive Inc. | ACP 1.9H Plate, 50mm 2-Level | 18009250 | Standalone | DE0507256 | As per HSA registered indication(s)
Orthopaedics | Spine - Occipito-cervical (OC) surgery | OC fusion and fixation implant | Anterior cervical plate | NuVasive Inc. | ACP 1.9H Plate, 50mm 3-Level | 18009350 | Standalone | DE0507256 | As per HSA registered indication(s)
Orthopaedics | Spine - Occipito-cervical (OC) surgery | OC fusion and fixation implant | Anterior cervical plate | NuVasive Inc. | ACP 1.9H Plate, 52mm 2-Level | 18009252 | Standalone | DE0507256 | As per HSA registered indication(s)
Orthopaedics | Spine - Occipito-cervical (OC) surgery | OC fusion and fixation implant | Anterior cervical plate | NuVasive Inc. | ACP 1.9H Plate, 52mm 3-Level | 18009352 | Standalone | DE0507256 | As per HSA registered indication(s)
Orthopaedics | Spine - Occipito-cervical (OC) surgery | OC fusion and fixation implant | Anterior cervical plate | NuVasive Inc. | ACP 1.9H Plate, 54mm 3-Level | 18009354 | Standalone | DE0507256 | As per HSA registered indication(s)
Orthopaedics | Spine - Occipito-cervical (OC) surgery | OC fusion and fixation implant | Anterior cervical plate | NuVasive Inc. | ACP 1.9H Plate, 56mm 3-Level | 18009356 | Standalone | DE0507256 | As per HSA registered indication(s)
Orthopaedics | Spine - Occipito-cervical (OC) surgery | OC fusion and fixation implant | Anterior cervical plate | NuVasive Inc. | ACP 1.9H Plate, 58mm 3-Level | 18009358 | Standalone | DE0507256 | As per HSA registered indication(s)
Orthopaedics | Spine - Occipito-cervical (OC) surgery | OC fusion and fixation implant | Anterior cervical plate | NuVasive Inc. | ACP 1.9H Plate, 60mm 3-Level | 18009360 | Standalone | DE0507256 | As per HSA registered indication(s)
Orthopaedics | Spine - Occipito-cervical (OC) surgery | OC fusion and fixation implant | Anterior cervical plate | NuVasive Inc. | ACP 1.9H Plate, 62mm 3-Level | 18009362 | Standalone | DE0507256 | As per HSA registered indication(s)
Orthopaedics | Spine - Occipito-cervical (OC) surgery | OC fusion and fixation implant | Anterior cervical plate | NuVasive Inc. | ACP 1.9H Plate, 64mm 3-Level | 18009364 | Standalone | DE0507256 | As per HSA registered indication(s)
Orthopaedics | Spine - Occipito-cervical (OC) surgery | OC fusion and fixation implant | Anterior cervical plate | NuVasive Inc. | ACP 1.9H Plate, 66mm 3-Level | 18009366 | Standalone | DE0507256 | As per HSA registered indication(s)
Orthopaedics | Spine - Occipito-cervical (OC) surgery | OC fusion and fixation implant | Anterior cervical plate | NuVasive Inc. | ACP 1.9H Plate, 68mm 3-Level | 18009368 | Standalone | DE0507256 | As per HSA registered indication(s)
Orthopaedics | Spine - Occipito-cervical (OC) surgery | OC fusion and fixation implant | Anterior cervical plate | NuVasive Inc. | ACP 1.9H Plate, 70mm 3-Level | 18009370 | Standalone | DE0507256 | As per HSA registered indication(s)
Orthopaedics | Spine - Occipito-cervical (OC) surgery | OC fusion and fixation implant | Anterior cervical plate | NuVasive Inc. | ACP 2.1H Plate, 102mm 5-Level | 18002502 | Standalone | DE0507256 | As per HSA registered indication(s)
Orthopaedics | Spine - Occipito-cervical (OC) surgery | OC fusion and fixation implant | Anterior cervical plate | NuVasive Inc. | ACP 2.1H Plate, 106mm 5-Level | 18002506 | Standalone | DE0507256 | As per HSA registered indication(s)
Orthopaedics | Spine - Occipito-cervical (OC) surgery | OC fusion and fixation implant | Anterior cervical plate | NuVasive Inc. | ACP 2.1H Plate, 110mm 5-Level | 18002510 | Standalone | DE0507256 | As per HSA registered indication(s)
Orthopaedics | Spine - Occipito-cervical (OC) surgery | OC fusion and fixation implant | Anterior cervical plate | NuVasive Inc. | ACP 2.1H Plate, 64mm 4-Level | 18002464 | Standalone | DE0507256 | As per HSA registered indication(s)
Orthopaedics | Spine - Occipito-cervical (OC) surgery | OC fusion and fixation implant | Anterior cervical plate | NuVasive Inc. | ACP 2.1H Plate, 66mm 4-Level | 18002466 | Standalone | DE0507256 | As per HSA registered indication(s)
Orthopaedics | Spine - Occipito-cervical (OC) surgery | OC fusion and fixation implant | Anterior cervical plate | NuVasive Inc. | ACP 2.1H Plate, 68mm 4-Level | 18002468 | Standalone | DE0507256 | As per HSA registered indication(s)
Orthopaedics | Spine - Occipito-cervical (OC) surgery | OC fusion and fixation implant | Anterior cervical plate | NuVasive Inc. | ACP 2.1H Plate, 70mm 4-Level | 18002470 | Standalone | DE0507256 | As per HSA registered indication(s)
Orthopaedics | Spine - Occipito-cervical (OC) surgery | OC fusion and fixation implant | Anterior cervical plate | NuVasive Inc. | ACP 2.1H Plate, 74mm 4-Level | 18002474 | Standalone | DE0507256 | As per HSA registered indication(s)
Orthopaedics | Spine - Occipito-cervical (OC) surgery | OC fusion and fixation implant | Anterior cervical plate | NuVasive Inc. | ACP 2.1H Plate, 76mm 5-Level | 18002576 | Standalone | DE0507256 | As per HSA registered indication(s)
Orthopaedics | Spine - Occipito-cervical (OC) surgery | OC fusion and fixation implant | Anterior cervical plate | NuVasive Inc. | ACP 2.1H Plate, 78mm 4-Level | 18002478 | Standalone | DE0507256 | As per HSA registered indication(s)
Orthopaedics | Spine - Occipito-cervical (OC) surgery | OC fusion and fixation implant | Anterior cervical plate | NuVasive Inc. | ACP 2.1H Plate, 78mm 5-Level | 18002578 | Standalone | DE0507256 | As per HSA registered indication(s)
Orthopaedics | Spine - Occipito-cervical (OC) surgery | OC fusion and fixation implant | Anterior cervical plate | NuVasive Inc. | ACP 2.1H Plate, 80mm 5-Level | 18002580 | Standalone | DE0507256 | As per HSA registered indication(s)
Orthopaedics | Spine - Occipito-cervical (OC) surgery | OC fusion and fixation implant | Anterior cervical plate | NuVasive Inc. | ACP 2.1H Plate, 82mm 4-Level | 18002482 | Standalone | DE0507256 | As per HSA registered indication(s)
Orthopaedics | Spine - Occipito-cervical (OC) surgery | OC fusion and fixation implant | Anterior cervical plate | NuVasive Inc. | ACP 2.1H Plate, 82mm 5-Level | 18002582 | Standalone | DE0507256 | As per HSA registered indication(s)
Orthopaedics | Spine - Occipito-cervical (OC) surgery | OC fusion and fixation implant | Anterior cervical plate | NuVasive Inc. | ACP 2.1H Plate, 86mm 4-Level | 18002486 | Standalone | DE0507256 | As per HSA registered indication(s)
Orthopaedics | Spine - Occipito-cervical (OC) surgery | OC fusion and fixation implant | Anterior cervical plate | NuVasive Inc. | ACP 2.1H Plate, 86mm 5-Level | 18002586 | Standalone | DE0507256 | As per HSA registered indication(s)
Orthopaedics | Spine - Occipito-cervical (OC) surgery | OC fusion and fixation implant | Anterior cervical plate | NuVasive Inc. | ACP 2.1H Plate, 90mm 4-Level | 18002490 | Standalone | DE0507256 | As per HSA registered indication(s)
Orthopaedics | Spine - Occipito-cervical (OC) surgery | OC fusion and fixation implant | Anterior cervical plate | NuVasive Inc. | ACP 2.1H Plate, 90mm 5-Level | 18002590 | Standalone | DE0507256 | As per HSA registered indication(s)
Orthopaedics | Spine - Occipito-cervical (OC) surgery | OC fusion and fixation implant | Anterior cervical plate | NuVasive Inc. | ACP 2.1H Plate, 94mm 5-Level | 18002594 | Standalone | DE0507256 | As per HSA registered indication(s)
Orthopaedics | Spine - Occipito-cervical (OC) surgery | OC fusion and fixation implant | Anterior cervical plate | NuVasive Inc. | ACP 2.1H Plate, 98mm 5-Level | 18002598 | Standalone | DE0507256 | As per HSA registered indication(s)
Orthopaedics | Spine - Occipito-cervical (OC) surgery | OC fusion and fixation implant | Fixation screw for plates | NuVasive Inc. | ACP Screw, 3.5x13mm Self-Drill Fixed | 18008213 | Standalone | DE0507256 | As per HSA registered indication(s)
Orthopaedics | Spine - Occipito-cervical (OC) surgery | OC fusion and fixation implant | Fixation screw for plates | NuVasive Inc. | ACP Screw, 3.5x13mm Self-Drill Variable | 18008113 | Standalone | DE0507256 | As per HSA registered indication(s)
Orthopaedics | Spine - Occipito-cervical (OC) surgery | OC fusion and fixation implant | Fixation screw for plates | NuVasive Inc. | ACP Screw, 3.5x13mm Self-Tap Fixed | 18008413 | Standalone | DE0507256 | As per HSA registered indication(s)
Orthopaedics | Spine - Occipito-cervical (OC) surgery | OC fusion and fixation implant | Fixation screw for plates | NuVasive Inc. | ACP Screw, 3.5x13mm Self-Tap Variable | 18008313 | Standalone | DE0507256 | As per HSA registered indication(s)
Orthopaedics | Spine - Occipito-cervical (OC) surgery | OC fusion and fixation implant | Fixation screw for plates | NuVasive Inc. | ACP Screw, 3.5x15mm Self-Drill Fixed | 18008215 | Standalone | DE0507256 | As per HSA registered indication(s)
Orthopaedics | Spine - Occipito-cervical (OC) surgery | OC fusion and fixation implant | Fixation screw for plates | NuVasive Inc. | ACP Screw, 3.5x15mm Self-Drill Variable | 18008115 | Standalone | DE0507256 | As per HSA registered indication(s)
Orthopaedics | Spine - Occipito-cervical (OC) surgery | OC fusion and fixation implant | Fixation screw for plates | NuVasive Inc. | ACP Screw, 3.5x15mm Self-Tap Fixed | 18008415 | Standalone | DE0507256 | As per HSA registered indication(s)
Orthopaedics | Spine - Occipito-cervical (OC) surgery | OC fusion and fixation implant | Fixation screw for plates | NuVasive Inc. | ACP Screw, 3.5x15mm Self-Tap Variable | 18008315 | Standalone | DE0507256 | As per HSA registered indication(s)
Orthopaedics | Spine - Occipito-cervical (OC) surgery | OC fusion and fixation implant | Fixation screw for plates | NuVasive Inc. | ACP Screw, 3.5x17mm Self-Drill Fixed | 18008217 | Standalone | DE0507256 | As per HSA registered indication(s)
Orthopaedics | Spine - Occipito-cervical (OC) surgery | OC fusion and fixation implant | Fixation screw for plates | NuVasive Inc. | ACP Screw, 3.5x17mm Self-Drill Variable | 18008117 | Standalone | DE0507256 | As per HSA registered indication(s)
Orthopaedics | Spine - Occipito-cervical (OC) surgery | OC fusion and fixation implant | Fixation screw for plates | NuVasive Inc. | ACP Screw, 3.5x17mm Self-Tap Fixed | 18008417 | Standalone | DE0507256 | As per HSA registered indication(s)
Orthopaedics | Spine - Occipito-cervical (OC) surgery | OC fusion and fixation implant | Fixation screw for plates | NuVasive Inc. | ACP Screw, 3.5x17mm Self-Tap Variable | 18008317 | Standalone | DE0507256 | As per HSA registered indication(s)
Orthopaedics | Spine - Occipito-cervical (OC) surgery | OC fusion and fixation implant | Fixation screw for plates | NuVasive Inc. | ACP Screw, 3.5x19mm Self-Drill Fixed | 18008219 | Standalone | DE0507256 | As per HSA registered indication(s)
Orthopaedics | Spine - Occipito-cervical (OC) surgery | OC fusion and fixation implant | Fixation screw for plates | NuVasive Inc. | ACP Screw, 3.5x19mm Self-Drill Variable | 18008119 | Standalone | DE0507256 | As per HSA registered indication(s)
Orthopaedics | Spine - Occipito-cervical (OC) surgery | OC fusion and fixation implant | Fixation screw for plates | NuVasive Inc. | ACP Screw, 3.5x19mm Self-Tap Fixed | 18008419 | Standalone | DE0507256 | As per HSA registered indication(s)
Orthopaedics | Spine - Occipito-cervical (OC) surgery | OC fusion and fixation implant | Fixation screw for plates | NuVasive Inc. | ACP Screw, 3.5x19mm Self-Tap Variable | 18008319 | Standalone | DE0507256 | As per HSA registered indication(s)
Orthopaedics | Spine - Occipito-cervical (OC) surgery | OC fusion and fixation implant | Fixation screw for plates | NuVasive Inc. | ACP Screw, 4.0x13mm Self-Tap Fixed | 18008613 | Standalone | DE0507256 | As per HSA registered indication(s)
Orthopaedics | Spine - Occipito-cervical (OC) surgery | OC fusion and fixation implant | Fixation screw for plates | NuVasive Inc. | ACP Screw, 4.0x13mm Self-Tap Variable | 18008513 | Standalone | DE0507256 | As per HSA registered indication(s)
Orthopaedics | Spine - Occipito-cervical (OC) surgery | OC fusion and fixation implant | Fixation screw for plates | NuVasive Inc. | ACP Screw, 4.0x15mm Self-Tap Fixed | 18008615 | Standalone | DE0507256 | As per HSA registered indication(s)
Orthopaedics | Spine - Occipito-cervical (OC) surgery | OC fusion and fixation implant | Fixation screw for plates | NuVasive Inc. | ACP Screw, 4.0x15mm Self-Tap Variable | 18008515 | Standalone | DE0507256 | As per HSA registered indication(s)
Orthopaedics | Spine - Occipito-cervical (OC) surgery | OC fusion and fixation implant | Fixation screw for plates | NuVasive Inc. | ACP Screw, 4.0x17mm Self-Tap Fixed | 18008617 | Standalone | DE0507256 | As per HSA registered indication(s)
Orthopaedics | Spine - Occipito-cervical (OC) surgery | OC fusion and fixation implant | Fixation screw for plates | NuVasive Inc. | ACP Screw, 4.0x17mm Self-Tap Variable | 18008517 | Standalone | DE0507256 | As per HSA registered indication(s)
Orthopaedics | Spine - Occipito-cervical (OC) surgery | OC fusion and fixation implant | Fixation screw for plates | NuVasive Inc. | ACP Screw, 4.0x19mm Self-Tap Fixed | 18008619 | Standalone | DE0507256 | As per HSA registered indication(s)
Orthopaedics | Spine - Occipito-cervical (OC) surgery | OC fusion and fixation implant | Fixation screw for plates | NuVasive Inc. | ACP Screw, 4.0x19mm Self-Tap Variable | 18008519 | Standalone | DE0507256 | As per HSA registered indication(s)
Orthopaedics | Spine - Occipito-cervical (OC) surgery | OC fusion and fixation implant | OC rod connector system excluding locking screw | K2M | ADJUSTABLE TRANSVERSE CONNECTOR- MEDIUM | 1101-73038M | Standalone | DE0014119 | As per HSA registered indication(s)
Orthopaedics | Spine - Occipito-cervical (OC) surgery | OC fusion and fixation implant | OC rod connector system excluding locking screw | K2M | ADJUSTABLE TRANSVERSE CONNECTOR- SMALL | 1101-72631M | Standalone | DE0014119 | As per HSA registered indication(s)
Orthopaedics | Spine - Occipito-cervical (OC) surgery | OC fusion and fixation implant | OC rod connector system excluding locking screw | K2M | ADJUSTABLE TRANSVERSE CONNECTOR- XL | 1101-74658M | Standalone | DE0014119 | As per HSA registered indication(s)
Orthopaedics | Spine - Occipito-cervical (OC) surgery | OC fusion and fixation implant | OC rod connector system excluding locking screw | K2M | ADJUSTABLE TRANSVERSE CONNECTOR-LARGE | 1101-73747M | Standalone | DE0014119 | As per HSA registered indication(s)
Orthopaedics | Spine - Occipito-cervical (OC) surgery | OC fusion and fixation implant | Occipital plate | MEDTRONIC | ADUSTABLE OC PLATE | 7755278 | Standalone | DE0007725 | As per HSA registered indication(s)
Orthopaedics | Spine - Thoracolumbar (TL) and sacral surgery | TL interbody cage | TL interbody core - Non-integrated | K2M | ALEUTIAN AILF CAGES Lordotic Implant 24x30x11 mm, 10DEG | 703-21130L1 | Standalone | DE0014221 | As per HSA registered indication(s)
Orthopaedics | Spine - Thoracolumbar (TL) and sacral surgery | TL interbody cage | TL interbody core - Non-integrated | K2M | ALEUTIAN AILF CAGES Lordotic Implant 24x30x11 mm, 15DEG | 703-21130L15 | Standalone | DE0014221 | As per HSA registered indication(s)
Orthopaedics | Spine - Thoracolumbar (TL) and sacral surgery | TL interbody cage | TL interbody core - Non-integrated | K2M | ALEUTIAN AILF CAGES Lordotic Implant 24x30x11 mm, 5DEG | 703-21130L5 | Standalone | DE0014221 | As per HSA registered indication(s)
Orthopaedics | Spine - Thoracolumbar (TL) and sacral surgery | TL interbody cage | TL interbody core - Non-integrated | K2M | ALEUTIAN AILF CAGES Lordotic Implant 24x30x13 mm, 10DEG | 703-21330L1 | Standalone | DE0014221 | As per HSA registered indication(s)
Orthopaedics | Spine - Thoracolumbar (TL) and sacral surgery | TL interbody cage | TL interbody core - Non-integrated | K2M | ALEUTIAN AILF CAGES Lordotic Implant 24x30x13 mm, 15DEG | 703-21330L15 | Standalone | DE0014221 | As per HSA registered indication(s)
Orthopaedics | Spine - Thoracolumbar (TL) and sacral surgery | TL interbody cage | TL interbody core - Non-integrated | K2M | ALEUTIAN AILF CAGES Lordotic Implant 24x30x13 mm, 5DEG | 703-21330L5 | Standalone | DE0014221 | As per HSA registered indication(s)
Orthopaedics | Spine - Thoracolumbar (TL) and sacral surgery | TL interbody cage | TL interbody core - Non-integrated | K2M | ALEUTIAN AILF CAGES Lordotic Implant 24x30x15 mm, 10DEG | 703-21530L1 | Standalone | DE0014221 | As per HSA registered indication(s)
Orthopaedics | Spine - Thoracolumbar (TL) and sacral surgery | TL interbody cage | TL interbody core - Non-integrated | K2M | ALEUTIAN AILF CAGES Lordotic Implant 24x30x15 mm, 15DEG | 703-21530L15 | Standalone | DE0014221 | As per HSA registered indication(s)
Orthopaedics | Spine - Thoracolumbar (TL) and sacral surgery | TL interbody cage | TL interbody core - Non-integrated | K2M | ALEUTIAN AILF CAGES Lordotic Implant 24x30x15 mm, 5DEG | 703-21530L5 | Standalone | DE0014221 | As per HSA registered indication(s)
Orthopaedics | Spine - Thoracolumbar (TL) and sacral surgery | TL interbody cage | TL interbody core - Non-integrated | K2M | ALEUTIAN AILF CAGES Lordotic Implant 24x30x17 mm, 10DEG | 703-21730L1 | Standalone | DE0014221 | As per HSA registered indication(s)
Orthopaedics | Spine - Thoracolumbar (TL) and sacral surgery | TL interbody cage | TL interbody core - Non-integrated | K2M | ALEUTIAN AILF CAGES Lordotic Implant 24x30x17 mm, 15DEG | 703-21730L15 | Standalone | DE0014221 | As per HSA registered indication(s)
Orthopaedics | Spine - Thoracolumbar (TL) and sacral surgery | TL interbody cage | TL interbody core - Non-integrated | K2M | ALEUTIAN AILF CAGES Lordotic Implant 24x30x17 mm, 5DEG | 703-21730L5 | Standalone | DE0014221 | As per HSA registered indication(s)
Orthopaedics | Spine - Thoracolumbar (TL) and sacral surgery | TL interbody cage | TL interbody core - Non-integrated | K2M | ALEUTIAN AILF CAGES Lordotic Implant 24x30x19 mm, 10DEG | 703-21930L1 | Standalone | DE0014221 | As per HSA registered indication(s)
Orthopaedics | Spine - Thoracolumbar (TL) and sacral surgery | TL interbody cage | TL interbody core - Non-integrated | K2M | ALEUTIAN AILF CAGES Lordotic Implant 24x30x19 mm, 15DEG | 703-21930L15 | Standalone | DE0014221 | As per HSA registered indication(s)
Orthopaedics | Spine - Thoracolumbar (TL) and sacral surgery | TL interbody cage | TL interbody core - Non-integrated | K2M | ALEUTIAN AILF CAGES Lordotic Implant 24x30x19 mm, 5DEG | 703-21930L5 | Standalone | DE0014221 | As per HSA registered indication(s)
Orthopaedics | Spine - Thoracolumbar (TL) and sacral surgery | TL interbody cage | TL interbody core - Non-integrated | K2M | ALEUTIAN AILF CAGES Lordotic Implant 24x30x9 mm, 10DEG | 703-20930L1 | Standalone | DE0014221 | As per HSA registered indication(s)
Orthopaedics | Spine - Thoracolumbar (TL) and sacral surgery | TL interbody cage | TL interbody core - Non-integrated | K2M | ALEUTIAN AILF CAGES Lordotic Implant 24x30x9 mm, 15DEG | 703-20930L15 | Standalone | DE0014221 | As per HSA registered indication(s)
Orthopaedics | Spine - Thoracolumbar (TL) and sacral surgery | TL interbody cage | TL interbody core - Non-integrated | K2M | ALEUTIAN AILF CAGES Lordotic Implant 24x30x9 mm, 5DEG | 703-20930L5 | Standalone | DE0014221 | As per HSA registered indication(s)
Orthopaedics | Spine - Thoracolumbar (TL) and sacral surgery | TL interbody cage | TL interbody core - Non-integrated | K2M | ALEUTIAN AILF CAGES Lordotic Implant 28x36x11 mm, 10DEG | 703-21136L1 | Standalone | DE0014221 | As per HSA registered indication(s)
Orthopaedics | Spine - Thoracolumbar (TL) and sacral surgery | TL interbody cage | TL interbody core - Non-integrated | K2M | ALEUTIAN AILF CAGES Lordotic Implant 28x36x11 mm, 15DEG | 703-21136L15 | Standalone | DE0014221 | As per HSA registered indication(s)
Orthopaedics | Spine - Thoracolumbar (TL) and sacral surgery | TL interbody cage | TL interbody core - Non-integrated | K2M | ALEUTIAN AILF CAGES Lordotic Implant 28x36x11 mm, 5DEG | 703-21136L5 | Standalone | DE0014221 | As per HSA registered indication(s)
Orthopaedics | Spine - Thoracolumbar (TL) and sacral surgery | TL interbody cage | TL interbody core - Non-integrated | K2M | ALEUTIAN AILF CAGES Lordotic Implant 28x36x13 mm, 10DEG | 703-21336L1 | Standalone | DE0014221 | As per HSA registered indication(s)
Orthopaedics | Spine - Thoracolumbar (TL) and sacral surgery | TL interbody cage | TL interbody core - Non-integrated | K2M | ALEUTIAN AILF CAGES Lordotic Implant 28x36x13 mm, 15DEG | 703-21336L15 | Standalone | DE0014221 | As per HSA registered indication(s)
Orthopaedics | Spine - Thoracolumbar (TL) and sacral surgery | TL interbody cage | TL interbody core - Non-integrated | K2M | ALEUTIAN AILF CAGES Lordotic Implant 28x36x13 mm, 5DEG | 703-21336L5 | Standalone | DE0014221 | As per HSA registered indication(s)
Orthopaedics | Spine - Thoracolumbar (TL) and sacral surgery | TL interbody cage | TL interbody core - Non-integrated | K2M | ALEUTIAN AILF CAGES Lordotic Implant 28x36x15 mm, 10DEG | 703-21536L1 | Standalone | DE0014221 | As per HSA registered indication(s)
Orthopaedics | Spine - Thoracolumbar (TL) and sacral surgery | TL interbody cage | TL interbody core - Non-integrated | K2M | ALEUTIAN AILF CAGES Lordotic Implant 28x36x15 mm, 15DEG | 703-21536L15 | Standalone | DE0014221 | As per HSA registered indication(s)
Orthopaedics | Spine - Thoracolumbar (TL) and sacral surgery | TL interbody cage | TL interbody core - Non-integrated | K2M | ALEUTIAN AILF CAGES Lordotic Implant 28x36x15 mm, 5DEG | 703-21536L5 | Standalone | DE0014221 | As per HSA registered indication(s)
Orthopaedics | Spine - Thoracolumbar (TL) and sacral surgery | TL interbody cage | TL interbody core - Non-integrated | K2M | ALEUTIAN AILF CAGES Lordotic Implant 28x36x17 mm, 10DEG | 703-21736L1 | Standalone | DE0014221 | As per HSA registered indication(s)
Orthopaedics | Spine - Thoracolumbar (TL) and sacral surgery | TL interbody cage | TL interbody core - Non-integrated | K2M | ALEUTIAN AILF CAGES Lordotic Implant 28x36x17 mm, 15DEG | 703-21736L15 | Standalone | DE0014221 | As per HSA registered indication(s)
Orthopaedics | Spine - Thoracolumbar (TL) and sacral surgery | TL interbody cage | TL interbody core - Non-integrated | K2M | ALEUTIAN AILF CAGES Lordotic Implant 28x36x17 mm, 5DEG | 703-21736L5 | Standalone | DE0014221 | As per HSA registered indication(s)
Orthopaedics | Spine - Thoracolumbar (TL) and sacral surgery | TL interbody cage | TL interbody core - Non-integrated | K2M | ALEUTIAN AILF CAGES Lordotic Implant 28x36x19 mm, 10DEG | 703-21936L1 | Standalone | DE0014221 | As per HSA registered indication(s)
Orthopaedics | Spine - Thoracolumbar (TL) and sacral surgery | TL interbody cage | TL interbody core - Non-integrated | K2M | ALEUTIAN AILF CAGES Lordotic Implant 28x36x19 mm, 15DEG | 703-21936L15 | Standalone | DE0014221 | As per HSA registered indication(s)
Orthopaedics | Spine - Thoracolumbar (TL) and sacral surgery | TL interbody cage | TL interbody core - Non-integrated | K2M | ALEUTIAN AILF CAGES Lordotic Implant 28x36x19 mm, 5DEG | 703-21936L5 | Standalone | DE0014221 | As per HSA registered indication(s)
Orthopaedics | Spine - Thoracolumbar (TL) and sacral surgery | TL interbody cage | TL interbody core - Non-integrated | K2M | ALEUTIAN AILF CAGES Lordotic Implant 28x36x9 mm, 10DEG | 703-20936L1 | Standalone | DE0014221 | As per HSA registered indication(s)
Orthopaedics | Spine - Thoracolumbar (TL) and sacral surgery | TL interbody cage | TL interbody core - Non-integrated | K2M | ALEUTIAN AILF CAGES Lordotic Implant 28x36x9 mm, 15DEG | 703-20936L15 | Standalone | DE0014221 | As per HSA registered indication(s)
Orthopaedics | Spine - Thoracolumbar (TL) and sacral surgery | TL interbody cage | TL interbody core - Non-integrated | K2M | ALEUTIAN AILF CAGES Lordotic Implant 28x36x9 mm, 5DEG | 703-20936L5 | Standalone | DE0014221 | As per HSA registered indication(s)
Orthopaedics | Spine - Occipito-cervical (OC) surgery | Cervical interbody cage | Cervical interbody core - Non-integrated | K2M | ALEUTIAN ANTERIOR CERVICAL INTERBODY FUSION IMPLANTS (ACDF) 10MM - 11x 11MM INTERBODY - CONVEX | 403-21110C | Standalone | DE0014221 | As per HSA registered indication(s)
Orthopaedics | Spine - Occipito-cervical (OC) surgery | Cervical interbody cage | Cervical interbody core - Non-integrated | K2M | ALEUTIAN ANTERIOR CERVICAL INTERBODY FUSION IMPLANTS (ACDF) 10MM - 11x 11MM INTERBODY - LORDOTIC | 403-21110L | Standalone | DE0014221 | As per HSA registered indication(s)
Orthopaedics | Spine - Occipito-cervical (OC) surgery | Cervical interbody cage | Cervical interbody core - Non-integrated | K2M | ALEUTIAN ANTERIOR CERVICAL INTERBODY FUSION IMPLANTS (ACDF) 10MM - 11x 14MM INTERBODY - CONVEX | 403-21410C | Standalone | DE0014221 | As per HSA registered indication(s)
Orthopaedics | Spine - Occipito-cervical (OC) surgery | Cervical interbody cage | Cervical interbody core - Non-integrated | K2M | ALEUTIAN ANTERIOR CERVICAL INTERBODY FUSION IMPLANTS (ACDF) 10MM - 11x 14MM INTERBODY - LORDOTIC | 403-21410L | Standalone | DE0014221 | As per HSA registered indication(s)
Orthopaedics | Spine - Occipito-cervical (OC) surgery | Cervical interbody cage | Cervical interbody core - Non-integrated | K2M | ALEUTIAN ANTERIOR CERVICAL INTERBODY FUSION IMPLANTS (ACDF) 10MM - 13 x16MM INTERBODY - LORDOTIC | 403-23610L | Standalone | DE0014221 | As per HSA registered indication(s)
Orthopaedics | Spine - Occipito-cervical (OC) surgery | Cervical interbody cage | Cervical interbody core - Non-integrated | K2M | ALEUTIAN ANTERIOR CERVICAL INTERBODY FUSION IMPLANTS (ACDF) 11MM - 13 x16MM INTERBODY | 403-23611L | Standalone | DE0014221 | As per HSA registered indication(s)
Orthopaedics | Spine - Occipito-cervical (OC) surgery | Cervical interbody cage | Cervical interbody core - Non-integrated | K2M | ALEUTIAN ANTERIOR CERVICAL INTERBODY FUSION IMPLANTS (ACDF) 12MM - 13 x16MM INTERBODY - LORDOTIC | 403-23612L | Standalone | DE0014221 | As per HSA registered indication(s)
Orthopaedics | Spine - Occipito-cervical (OC) surgery | Cervical interbody cage | Cervical interbody core - Non-integrated | K2M | ALEUTIAN ANTERIOR CERVICAL INTERBODY FUSION IMPLANTS (ACDF) 5MM - 11x 14MM INTERBODY - CONVEX | 403-21405C | Standalone | DE0014221 | As per HSA registered indication(s)
Orthopaedics | Spine - Occipito-cervical (OC) surgery | Cervical interbody cage | Cervical interbody core - Non-integrated | K2M | ALEUTIAN ANTERIOR CERVICAL INTERBODY FUSION IMPLANTS (ACDF) 5MM - 11x 14MM INTERBODY - LORDOTIC | 403-21405L | Standalone | DE0014221 | As per HSA registered indication(s)
Orthopaedics | Spine - Occipito-cervical (OC) surgery | Cervical interbody cage | Cervical interbody core - Non-integrated | K2M | ALEUTIAN ANTERIOR CERVICAL INTERBODY FUSION IMPLANTS (ACDF) 5MM - 13 x16MM INTERBODY - LORDOTIC | 403-23605L | Standalone | DE0014221 | As per HSA registered indication(s)
Orthopaedics | Spine - Occipito-cervical (OC) surgery | Cervical interbody cage | Cervical interbody core - Non-integrated | K2M | ALEUTIAN ANTERIOR CERVICAL INTERBODY FUSION IMPLANTS (ACDF) 6MM - 11x 11MM INTERBODY - CONVEX | 403-21106C | Standalone | DE0014221 | As per HSA registered indication(s)
Orthopaedics | Spine - Occipito-cervical (OC) surgery | Cervical interbody cage | Cervical interbody core - Non-integrated | K2M | ALEUTIAN ANTERIOR CERVICAL INTERBODY FUSION IMPLANTS (ACDF) 6MM - 11x 11MM INTERBODY - LORDOTIC | 403-21106L | Standalone | DE0014221 | As per HSA registered indication(s)
Orthopaedics | Spine - Occipito-cervical (OC) surgery | Cervical interbody cage | Cervical interbody core - Non-integrated | K2M | ALEUTIAN ANTERIOR CERVICAL INTERBODY FUSION IMPLANTS (ACDF) 6MM - 11x 14MM INTERBODY - CONVEX | 403-21406C | Standalone | DE0014221 | As per HSA registered indication(s)
Orthopaedics | Spine - Occipito-cervical (OC) surgery | Cervical interbody cage | Cervical interbody core - Non-integrated | K2M | ALEUTIAN ANTERIOR CERVICAL INTERBODY FUSION IMPLANTS (ACDF) 6MM - 11x 14MM INTERBODY - LORDOTIC | 403-21406L | Standalone | DE0014221 | As per HSA registered indication(s)
Orthopaedics | Spine - Occipito-cervical (OC) surgery | Cervical interbody cage | Cervical interbody core - Non-integrated | K2M | ALEUTIAN ANTERIOR CERVICAL INTERBODY FUSION IMPLANTS (ACDF) 6MM - 13 x16MM INTERBODY - LORDOTIC | 403-23606L | Standalone | DE0014221 | As per HSA registered indication(s)
Orthopaedics | Spine - Occipito-cervical (OC) surgery | Cervical interbody cage | Cervical interbody core - Non-integrated | K2M | ALEUTIAN ANTERIOR CERVICAL INTERBODY FUSION IMPLANTS (ACDF) 7MM - 11x 11MM INTERBODY - CONVEX | 403-21107C | Standalone | DE0014221 | As per HSA registered indication(s)
Orthopaedics | Spine - Occipito-cervical (OC) surgery | Cervical interbody cage | Cervical interbody core - Non-integrated | K2M | ALEUTIAN ANTERIOR CERVICAL INTERBODY FUSION IMPLANTS (ACDF) 7MM - 11x 11MM INTERBODY - LORDOTIC | 403-21107L | Standalone | DE0014221 | As per HSA registered indication(s)
Orthopaedics | Spine - Occipito-cervical (OC) surgery | Cervical interbody cage | Cervical interbody core - Non-integrated | K2M | ALEUTIAN ANTERIOR CERVICAL INTERBODY FUSION IMPLANTS (ACDF) 7MM - 11x 14MM INTERBODY - CONVEX | 403-21407C | Standalone | DE0014221 | As per HSA registered indication(s)
Orthopaedics | Spine - Occipito-cervical (OC) surgery | Cervical interbody cage | Cervical interbody core - Non-integrated | K2M | ALEUTIAN ANTERIOR CERVICAL INTERBODY FUSION IMPLANTS (ACDF) 7MM - 11x 14MM INTERBODY - LORDOTIC | 403-21407L | Standalone | DE0014221 | As per HSA registered indication(s)
Orthopaedics | Spine - Occipito-cervical (OC) surgery | Cervical interbody cage | Cervical interbody core - Non-integrated | K2M | ALEUTIAN ANTERIOR CERVICAL INTERBODY FUSION IMPLANTS (ACDF) 7MM - 13 x16MM INTERBODY - LORDOTIC | 403-23607L | Standalone | DE0014221 | As per HSA registered indication(s)
Orthopaedics | Spine - Occipito-cervical (OC) surgery | Cervical interbody cage | Cervical interbody core - Non-integrated | K2M | ALEUTIAN ANTERIOR CERVICAL INTERBODY FUSION IMPLANTS (ACDF) 8MM - 11x 11MM INTERBODY - CONVEX | 403-21108C | Standalone | DE0014221 | As per HSA registered indication(s)
Orthopaedics | Spine - Occipito-cervical (OC) surgery | Cervical interbody cage | Cervical interbody core - Non-integrated | K2M | ALEUTIAN ANTERIOR CERVICAL INTERBODY FUSION IMPLANTS (ACDF) 8MM - 11x 11MM INTERBODY - LORDOTIC | 403-21108L | Standalone | DE0014221 | As per HSA registered indication(s)
Orthopaedics | Spine - Occipito-cervical (OC) surgery | Cervical interbody cage | Cervical interbody core - Non-integrated | K2M | ALEUTIAN ANTERIOR CERVICAL INTERBODY FUSION IMPLANTS (ACDF) 8MM - 11x 14MM INTERBODY - CONVEX | 403-21408C | Standalone | DE0014221 | As per HSA registered indication(s)
Orthopaedics | Spine - Occipito-cervical (OC) surgery | Cervical interbody cage | Cervical interbody core - Non-integrated | K2M | ALEUTIAN ANTERIOR CERVICAL INTERBODY FUSION IMPLANTS (ACDF) 8MM - 11x 14MM INTERBODY - LORDOTIC | 403-21408L | Standalone | DE0014221 | As per HSA registered indication(s)
Orthopaedics | Spine - Occipito-cervical (OC) surgery | Cervical interbody cage | Cervical interbody core - Non-integrated | K2M | ALEUTIAN ANTERIOR CERVICAL INTERBODY FUSION IMPLANTS (ACDF) 8MM - 13 x16MM INTERBODY - LORDOTIC | 403-23608L | Standalone | DE0014221 | As per HSA registered indication(s)
Orthopaedics | Spine - Occipito-cervical (OC) surgery | Cervical interbody cage | Cervical interbody core - Non-integrated | K2M | ALEUTIAN ANTERIOR CERVICAL INTERBODY FUSION IMPLANTS (ACDF) 9MM - 11x 11MM INTERBODY - CONVEX | 403-21109C | Standalone | DE0014221 | As per HSA registered indication(s)
Orthopaedics | Spine - Occipito-cervical (OC) surgery | Cervical interbody cage | Cervical interbody core - Non-integrated | K2M | ALEUTIAN ANTERIOR CERVICAL INTERBODY FUSION IMPLANTS (ACDF) 9MM - 11x 11MM INTERBODY - LORDOTIC | 403-21109L | Standalone | DE0014221 | As per HSA registered indication(s)
Orthopaedics | Spine - Occipito-cervical (OC) surgery | Cervical interbody cage | Cervical interbody core - Non-integrated | K2M | ALEUTIAN ANTERIOR CERVICAL INTERBODY FUSION IMPLANTS (ACDF) 9MM - 11x 14MM INTERBODY - CONVEX | 403-21409C | Standalone | DE0014221 | As per HSA registered indication(s)
Orthopaedics | Spine - Occipito-cervical (OC) surgery | Cervical interbody cage | Cervical interbody core - Non-integrated | K2M | ALEUTIAN ANTERIOR CERVICAL INTERBODY FUSION IMPLANTS (ACDF) 9MM - 11x 14MM INTERBODY - LORDOTIC | 403-21409L | Standalone | DE0014221 | As per HSA registered indication(s)
Orthopaedics | Spine - Occipito-cervical (OC) surgery | Cervical interbody cage | Cervical interbody core - Non-integrated | K2M | ALEUTIAN ANTERIOR CERVICAL INTERBODY FUSION IMPLANTS (ACDF) 9MM - 13 x16MM INTERBODY - LORDOTIC | 403-23609L | Standalone | DE0014221 | As per HSA registered indication(s)
Orthopaedics | Spine - Thoracolumbar (TL) and sacral surgery | TL interbody cage | TL interbody core - Non-integrated | K2M | Aleutian Interbody Cages 10mm, 10 X 28mm Spacer - Convex | 603-21028CM | Standalone | DE0014221 | As per HSA registered indication(s)
Orthopaedics | Spine - Thoracolumbar (TL) and sacral surgery | TL interbody cage | TL interbody core - Non-integrated | K2M | Aleutian Interbody Cages 10mm, 8.5 X 22mm Spacer - Convex | 603-21022C | Standalone | DE0014221 | As per HSA registered indication(s)
Orthopaedics | Spine - Thoracolumbar (TL) and sacral surgery | TL interbody cage | TL interbody core - Non-integrated | K2M | Aleutian Interbody Cages 10mm, 8.5 X 28mm Spacer - Convex | 603-21028C | Standalone | DE0014221 | As per HSA registered indication(s)
Orthopaedics | Spine - Thoracolumbar (TL) and sacral surgery | TL interbody cage | TL interbody core - Non-integrated | K2M | Aleutian Interbody Cages 11mm, 10 X 28mm Spacer - Convex | 603-21128CM | Standalone | DE0014221 | As per HSA registered indication(s)
Orthopaedics | Spine - Thoracolumbar (TL) and sacral surgery | TL interbody cage | TL interbody core - Non-integrated | K2M | Aleutian Interbody Cages 11mm, 8.5 X 22mm Spacer - Convex | 603-21122C | Standalone | DE0014221 | As per HSA registered indication(s)
Orthopaedics | Spine - Thoracolumbar (TL) and sacral surgery | TL interbody cage | TL interbody core - Non-integrated | K2M | Aleutian Interbody Cages 11mm, 8.5 X 28mm Spacer - Convex | 603-21128C | Standalone | DE0014221 | As per HSA registered indication(s)
Orthopaedics | Spine - Thoracolumbar (TL) and sacral surgery | TL interbody cage | TL interbody core - Non-integrated | K2M | Aleutian Interbody Cages 12mm, 10 X 28mm Spacer - Convex | 603-21228CM | Standalone | DE0014221 | As per HSA registered indication(s)
Orthopaedics | Spine - Thoracolumbar (TL) and sacral surgery | TL interbody cage | TL interbody core - Non-integrated | K2M | Aleutian Interbody Cages 12mm, 8.5 X 22mm Spacer - Convex | 603-21222C | Standalone | DE0014221 | As per HSA registered indication(s)
Orthopaedics | Spine - Thoracolumbar (TL) and sacral surgery | TL interbody cage | TL interbody core - Non-integrated | K2M | Aleutian Interbody Cages 12mm, 8.5 X 28mm Spacer - Convex | 603-21228C | Standalone | DE0014221 | As per HSA registered indication(s)
Orthopaedics | Spine - Thoracolumbar (TL) and sacral surgery | TL interbody cage | TL interbody core - Non-integrated | K2M | Aleutian Interbody Cages 13mm, 10 X 28mm Spacer - Convex | 603-21328CM | Standalone | DE0014221 | As per HSA registered indication(s)
Orthopaedics | Spine - Thoracolumbar (TL) and sacral surgery | TL interbody cage | TL interbody core - Non-integrated | K2M | Aleutian Interbody Cages 13mm, 8.5 X 22mm Spacer - Convex | 603-21322C | Standalone | DE0014221 | As per HSA registered indication(s)
Orthopaedics | Spine - Thoracolumbar (TL) and sacral surgery | TL interbody cage | TL interbody core - Non-integrated | K2M | Aleutian Interbody Cages 13mm, 8.5 X 28mm Spacer - Convex | 603-21328C | Standalone | DE0014221 | As per HSA registered indication(s)
Orthopaedics | Spine - Thoracolumbar (TL) and sacral surgery | TL interbody cage | TL interbody core - Non-integrated | K2M | Aleutian Interbody Cages 14mm, 10 X 28mm Spacer - Convex | 603-21428CM | Standalone | DE0014221 | As per HSA registered indication(s)
Orthopaedics | Spine - Thoracolumbar (TL) and sacral surgery | TL interbody cage | TL interbody core - Non-integrated | K2M | Aleutian Interbody Cages 14mm, 8.5 X 22mm Spacer - Convex | 603-21422C | Standalone | DE0014221 | As per HSA registered indication(s)
Orthopaedics | Spine - Thoracolumbar (TL) and sacral surgery | TL interbody cage | TL interbody core - Non-integrated | K2M | Aleutian Interbody Cages 14mm, 8.5 X 28mm Spacer - Convex | 603-21428C | Standalone | DE0014221 | As per HSA registered indication(s)
Orthopaedics | Spine - Thoracolumbar (TL) and sacral surgery | TL interbody cage | TL interbody core - Non-integrated | K2M | Aleutian Interbody Cages 7mm, 10 X 28mm Spacer - Convex | 603-20728CM | Standalone | DE0014221 | As per HSA registered indication(s)
Orthopaedics | Spine - Thoracolumbar (TL) and sacral surgery | TL interbody cage | TL interbody core - Non-integrated | K2M | Aleutian Interbody Cages 7mm, 8.5 X 22mm Spacer - Convex | 603-20722C | Standalone | DE0014221 | As per HSA registered indication(s)
Orthopaedics | Spine - Thoracolumbar (TL) and sacral surgery | TL interbody cage | TL interbody core - Non-integrated | K2M | Aleutian Interbody Cages 7mm, 8.5 X 28mm Spacer - Convex | 603-20728C | Standalone | DE0014221 | As per HSA registered indication(s)
Orthopaedics | Spine - Thoracolumbar (TL) and sacral surgery | TL interbody cage | TL interbody core - Non-integrated | K2M | Aleutian Interbody Cages 8mm, 10 X 28mm Spacer - Convex | 603-20828CM | Standalone | DE0014221 | As per HSA registered indication(s)
Orthopaedics | Spine - Thoracolumbar (TL) and sacral surgery | TL interbody cage | TL interbody core - Non-integrated | K2M | Aleutian Interbody Cages 8mm, 8.5 X 22mm Spacer - Convex | 603-20822C | Standalone | DE0014221 | As per HSA registered indication(s)
Orthopaedics | Spine - Thoracolumbar (TL) and sacral surgery | TL interbody cage | TL interbody core - Non-integrated | K2M | Aleutian Interbody Cages 8mm, 8.5 X 28mm Spacer - Convex | 603-20828C | Standalone | DE0014221 | As per HSA registered indication(s)
Orthopaedics | Spine - Thoracolumbar (TL) and sacral surgery | TL interbody cage | TL interbody core - Non-integrated | K2M | Aleutian Interbody Cages 9mm, 10 X 28mm Spacer - Convex | 603-20928CM | Standalone | DE0014221 | As per HSA registered indication(s)
Orthopaedics | Spine - Thoracolumbar (TL) and sacral surgery | TL interbody cage | TL interbody core - Non-integrated | K2M | Aleutian Interbody Cages 9mm, 8.5 X 22mm Spacer - Convex | 603-20922C | Standalone | DE0014221 | As per HSA registered indication(s)
Orthopaedics | Spine - Thoracolumbar (TL) and sacral surgery | TL interbody cage | TL interbody core - Non-integrated | K2M | Aleutian Interbody Cages 9mm, 8.5 X 28mm Spacer - Convex | 603-20928C | Standalone | DE0014221 | As per HSA registered indication(s)
Orthopaedics | Spine - Thoracolumbar (TL) and sacral surgery | TL interbody cage | TL interbody core - Non-integrated | K2M | Aleutian Lateral 22x10x50; 12 degrees lordosis | 3203-21050ML2 | Standalone | DE0014221 | As per HSA registered indication(s)
Orthopaedics | Spine - Thoracolumbar (TL) and sacral surgery | TL interbody cage | TL interbody core - Non-integrated | K2M | Aleutian Lateral 22x10x55; 12 degrees lordosis | 3203-21055ML2 | Standalone | DE0014221 | As per HSA registered indication(s)
Orthopaedics | Spine - Thoracolumbar (TL) and sacral surgery | TL interbody cage | TL interbody core - Non-integrated | K2M | Aleutian Lateral 22x10x60; 12 degrees lordosis | 3203-21060ML2 | Standalone | DE0014221 | As per HSA registered indication(s)
Orthopaedics | Spine - Thoracolumbar (TL) and sacral surgery | TL interbody cage | TL interbody core - Non-integrated | K2M | Aleutian Lateral 22x12x50; 12 degrees lordosis | 3203-21250ML2 | Standalone | DE0014221 | As per HSA registered indication(s)
Orthopaedics | Spine - Thoracolumbar (TL) and sacral surgery | TL interbody cage | TL interbody core - Non-integrated | K2M | Aleutian Lateral 22x12x50; 15 degrees lordosis | 3203-21250ML5 | Standalone | DE0014221 | As per HSA registered indication(s)
Orthopaedics | Spine - Thoracolumbar (TL) and sacral surgery | TL interbody cage | TL interbody core - Non-integrated | K2M | Aleutian Lateral 22x12x55; 12 degrees lordosis | 3203-21255ML2 | Standalone | DE0014221 | As per HSA registered indication(s)
Orthopaedics | Spine - Thoracolumbar (TL) and sacral surgery | TL interbody cage | TL interbody core - Non-integrated | K2M | Aleutian Lateral 22x12x55; 15 degrees lordosis | 3203-21255ML5 | Standalone | DE0014221 | As per HSA registered indication(s)
Orthopaedics | Spine - Thoracolumbar (TL) and sacral surgery | TL interbody cage | TL interbody core - Non-integrated | K2M | Aleutian Lateral 22x12x60; 12 degrees lordosis | 3203-21260ML2 | Standalone | DE0014221 | As per HSA registered indication(s)
Orthopaedics | Spine - Thoracolumbar (TL) and sacral surgery | TL interbody cage | TL interbody core - Non-integrated | K2M | Aleutian Lateral 22x12x60; 15 degrees lordosis | 3203-21260ML5 | Standalone | DE0014221 | As per HSA registered indication(s)
Orthopaedics | Spine - Thoracolumbar (TL) and sacral surgery | TL interbody cage | TL interbody core - Non-integrated | K2M | Aleutian Lateral 22x14x50; 12 degrees lordosis | 3203-21450ML2 | Standalone | DE0014221 | As per HSA registered indication(s)
Orthopaedics | Spine - Thoracolumbar (TL) and sacral surgery | TL interbody cage | TL interbody core - Non-integrated | K2M | Aleutian Lateral 22x14x50; 15 degrees lordosis | 3203-21450ML5 | Standalone | DE0014221 | As per HSA registered indication(s)
Orthopaedics | Spine - Thoracolumbar (TL) and sacral surgery | TL interbody cage | TL interbody core - Non-integrated | K2M | Aleutian Lateral 22x14x55; 12 degrees lordosis | 3203-21455ML2 | Standalone | DE0014221 | As per HSA registered indication(s)
Orthopaedics | Spine - Thoracolumbar (TL) and sacral surgery | TL interbody cage | TL interbody core - Non-integrated | K2M | Aleutian Lateral 22x14x55; 15 degrees lordosis | 3203-21455ML5 | Standalone | DE0014221 | As per HSA registered indication(s)
Orthopaedics | Spine - Thoracolumbar (TL) and sacral surgery | TL interbody cage | TL interbody core - Non-integrated | K2M | Aleutian Lateral 22x14x60; 12 degrees lordosis | 3203-21460ML2 | Standalone | DE0014221 | As per HSA registered indication(s)
Orthopaedics | Spine - Thoracolumbar (TL) and sacral surgery | TL interbody cage | TL interbody core - Non-integrated | K2M | Aleutian Lateral 22x14x60; 15 degrees lordosis | 3203-21460ML5 | Standalone | DE0014221 | As per HSA registered indication(s)
Orthopaedics | Spine - Thoracolumbar (TL) and sacral surgery | TL interbody cage | TL interbody core - Non-integrated | K2M | Aleutian Lateral 22x16x50; 12 degrees lordosis | 3203-21650ML2 | Standalone | DE0014221 | As per HSA registered indication(s)
Orthopaedics | Spine - Thoracolumbar (TL) and sacral surgery | TL interbody cage | TL interbody core - Non-integrated | K2M | Aleutian Lateral 22x16x50; 15 degrees lordosis | 3203-21650ML5 | Standalone | DE0014221 | As per HSA registered indication(s)
Orthopaedics | Spine - Thoracolumbar (TL) and sacral surgery | TL interbody cage | TL interbody core - Non-integrated | K2M | Aleutian Lateral 22x16x55; 12 degrees lordosis | 3203-21655ML2 | Standalone | DE0014221 | As per HSA registered indication(s)
Orthopaedics | Spine - Thoracolumbar (TL) and sacral surgery | TL interbody cage | TL interbody core - Non-integrated | K2M | Aleutian Lateral 22x16x55; 15 degrees lordosis | 3203-21655ML5 | Standalone | DE0014221 | As per HSA registered indication(s)
Orthopaedics | Spine - Thoracolumbar (TL) and sacral surgery | TL interbody cage | TL interbody core - Non-integrated | K2M | Aleutian Lateral 22x16x60; 12 degrees lordosis | 3203-21660ML2 | Standalone | DE0014221 | As per HSA registered indication(s)
Orthopaedics | Spine - Thoracolumbar (TL) and sacral surgery | TL interbody cage | TL interbody core - Non-integrated | K2M | Aleutian Lateral 22x16x60; 15 degrees lordosis | 3203-21660ML5 | Standalone | DE0014221 | As per HSA registered indication(s)
Orthopaedics | Spine - Thoracolumbar (TL) and sacral surgery | TL interbody cage | TL interbody core - Non-integrated | K2M | Aleutian Lateral Interbody Cages (Lateral Lumbar Interbody Fusion) 18 x 45 x 10 mm, Lordotic | 3203-21045SL | Standalone | DE0014221 | As per HSA registered indication(s)
Orthopaedics | Spine - Thoracolumbar (TL) and sacral surgery | TL interbody cage | TL interbody core - Non-integrated | K2M | Aleutian Lateral Interbody Cages (Lateral Lumbar Interbody Fusion) 18 x 45 x 10 mm, Parallel | 3203-21045SP | Standalone | DE0014221 | As per HSA registered indication(s)
Orthopaedics | Spine - Thoracolumbar (TL) and sacral surgery | TL interbody cage | TL interbody core - Non-integrated | K2M | Aleutian Lateral Interbody Cages (Lateral Lumbar Interbody Fusion) 18 x 45 x 12 mm, Lordotic | 3203-21245SL | Standalone | DE0014221 | As per HSA registered indication(s)
Orthopaedics | Spine - Thoracolumbar (TL) and sacral surgery | TL interbody cage | TL interbody core - Non-integrated | K2M | Aleutian Lateral Interbody Cages (Lateral Lumbar Interbody Fusion) 18 x 45 x 12 mm, Parallel | 3203-21245SP | Standalone | DE0014221 | As per HSA registered indication(s)
Orthopaedics | Spine - Thoracolumbar (TL) and sacral surgery | TL interbody cage | TL interbody core - Non-integrated | K2M | Aleutian Lateral Interbody Cages (Lateral Lumbar Interbody Fusion) 18 x 45 x 14 mm, Lordotic | 3203-21445SL | Standalone | DE0014221 | As per HSA registered indication(s)
Orthopaedics | Spine - Thoracolumbar (TL) and sacral surgery | TL interbody cage | TL interbody core - Non-integrated | K2M | Aleutian Lateral Interbody Cages (Lateral Lumbar Interbody Fusion) 18 x 45 x 14 mm, Parallel | 3203-21445SP | Standalone | DE0014221 | As per HSA registered indication(s)
Orthopaedics | Spine - Thoracolumbar (TL) and sacral surgery | TL interbody cage | TL interbody core - Non-integrated | K2M | Aleutian Lateral Interbody Cages (Lateral Lumbar Interbody Fusion) 18 x 45 x 16 mm, Lordotic | 3203-21645SL | Standalone | DE0014221 | As per HSA registered indication(s)
Orthopaedics | Spine - Thoracolumbar (TL) and sacral surgery | TL interbody cage | TL interbody core - Non-integrated | K2M | Aleutian Lateral Interbody Cages (Lateral Lumbar Interbody Fusion) 18 x 45 x 16 mm, Parallel | 3203-21645SP | Standalone | DE0014221 | As per HSA registered indication(s)
Orthopaedics | Spine - Thoracolumbar (TL) and sacral surgery | TL interbody cage | TL interbody core - Non-integrated | K2M | Aleutian Lateral Interbody Cages (Lateral Lumbar Interbody Fusion) 18 x 50 x 10 mm, Lordotic | 3203-21050SL | Standalone | DE0014221 | As per HSA registered indication(s)
Orthopaedics | Spine - Thoracolumbar (TL) and sacral surgery | TL interbody cage | TL interbody core - Non-integrated | K2M | Aleutian Lateral Interbody Cages (Lateral Lumbar Interbody Fusion) 18 x 50 x 10 mm, Parallel | 3203-21050SP | Standalone | DE0014221 | As per HSA registered indication(s)
Orthopaedics | Spine - Thoracolumbar (TL) and sacral surgery | TL interbody cage | TL interbody core - Non-integrated | K2M | Aleutian Lateral Interbody Cages (Lateral Lumbar Interbody Fusion) 18 x 50 x 12 mm, Lordotic | 3203-21250SL | Standalone | DE0014221 | As per HSA registered indication(s)
Orthopaedics | Spine - Thoracolumbar (TL) and sacral surgery | TL interbody cage | TL interbody core - Non-integrated | K2M | Aleutian Lateral Interbody Cages (Lateral Lumbar Interbody Fusion) 18 x 50 x 12 mm, Parallel | 3203-21250SP | Standalone | DE0014221 | As per HSA registered indication(s)
Orthopaedics | Spine - Thoracolumbar (TL) and sacral surgery | TL interbody cage | TL interbody core - Non-integrated | K2M | Aleutian Lateral Interbody Cages (Lateral Lumbar Interbody Fusion) 18 x 50 x 14 mm, Lordotic | 3203-21450SL | Standalone | DE0014221 | As per HSA registered indication(s)
Orthopaedics | Spine - Thoracolumbar (TL) and sacral surgery | TL interbody cage | TL interbody core - Non-integrated | K2M | Aleutian Lateral Interbody Cages (Lateral Lumbar Interbody Fusion) 18 x 50 x 14 mm, Parallel | 3203-21450SP | Standalone | DE0014221 | As per HSA registered indication(s)
Orthopaedics | Spine - Thoracolumbar (TL) and sacral surgery | TL interbody cage | TL interbody core - Non-integrated | K2M | Aleutian Lateral Interbody Cages (Lateral Lumbar Interbody Fusion) 18 x 50 x 16 mm, Lordotic | 3203-21650SL | Standalone | DE0014221 | As per HSA registered indication(s)
Orthopaedics | Spine - Thoracolumbar (TL) and sacral surgery | TL interbody cage | TL interbody core - Non-integrated | K2M | Aleutian Lateral Interbody Cages (Lateral Lumbar Interbody Fusion) 18 x 50 x 16 mm, Parallel | 3203-21650SP | Standalone | DE0014221 | As per HSA registered indication(s)
Orthopaedics | Spine - Thoracolumbar (TL) and sacral surgery | TL interbody cage | TL interbody core - Non-integrated | K2M | Aleutian Lateral Interbody Cages (Lateral Lumbar Interbody Fusion) 18 x 50 x 8 mm, Lordotic | 3203-20850SL | Standalone | DE0014221 | As per HSA registered indication(s)
Orthopaedics | Spine - Thoracolumbar (TL) and sacral surgery | TL interbody cage | TL interbody core - Non-integrated | K2M | Aleutian Lateral Interbody Cages (Lateral Lumbar Interbody Fusion) 18 x 50 x 8 mm, Parallel | 3203-20850SP | Standalone | DE0014221 | As per HSA registered indication(s)
Orthopaedics | Spine - Thoracolumbar (TL) and sacral surgery | TL interbody cage | TL interbody core - Non-integrated | K2M | Aleutian Lateral Interbody Cages (Lateral Lumbar Interbody Fusion) 18 x 55 x 10 mm, Lordotic | 3203-21055SL | Standalone | DE0014221 | As per HSA registered indication(s)
Orthopaedics | Spine - Thoracolumbar (TL) and sacral surgery | TL interbody cage | TL interbody core - Non-integrated | K2M | Aleutian Lateral Interbody Cages (Lateral Lumbar Interbody Fusion) 18 x 55 x 10 mm, Parallel | 3203-21055SP | Standalone | DE0014221 | As per HSA registered indication(s)
Orthopaedics | Spine - Thoracolumbar (TL) and sacral surgery | TL interbody cage | TL interbody core - Non-integrated | K2M | Aleutian Lateral Interbody Cages (Lateral Lumbar Interbody Fusion) 18 x 55 x 12 mm, Lordotic | 3203-21255SL | Standalone | DE0014221 | As per HSA registered indication(s)
Orthopaedics | Spine - Thoracolumbar (TL) and sacral surgery | TL interbody cage | TL interbody core - Non-integrated | K2M | Aleutian Lateral Interbody Cages (Lateral Lumbar Interbody Fusion) 18 x 55 x 12 mm, Parallel | 3203-21255SP | Standalone | DE0014221 | As per HSA registered indication(s)
Orthopaedics | Spine - Thoracolumbar (TL) and sacral surgery | TL interbody cage | TL interbody core - Non-integrated | K2M | Aleutian Lateral Interbody Cages (Lateral Lumbar Interbody Fusion) 18 x 55 x 14 mm, Lordotic | 3203-21455SL | Standalone | DE0014221 | As per HSA registered indication(s)
Orthopaedics | Spine - Thoracolumbar (TL) and sacral surgery | TL interbody cage | TL interbody core - Non-integrated | K2M | Aleutian Lateral Interbody Cages (Lateral Lumbar Interbody Fusion) 18 x 55 x 14 mm, Parallel | 3203-21455SP | Standalone | DE0014221 | As per HSA registered indication(s)
Orthopaedics | Spine - Thoracolumbar (TL) and sacral surgery | TL interbody cage | TL interbody core - Non-integrated | K2M | Aleutian Lateral Interbody Cages (Lateral Lumbar Interbody Fusion) 18 x 55 x 16 mm, Lordotic | 3203-21655SL | Standalone | DE0014221 | As per HSA registered indication(s)
Orthopaedics | Spine - Thoracolumbar (TL) and sacral surgery | TL interbody cage | TL interbody core - Non-integrated | K2M | Aleutian Lateral Interbody Cages (Lateral Lumbar Interbody Fusion) 18 x 55 x 16 mm, Parallel | 3203-21655SP | Standalone | DE0014221 | As per HSA registered indication(s)
Orthopaedics | Spine - Thoracolumbar (TL) and sacral surgery | TL interbody cage | TL interbody core - Non-integrated | K2M | Aleutian Lateral Interbody Cages (Lateral Lumbar Interbody Fusion) 18 x 55 x 8 mm, Lordotic | 3203-20855SL | Standalone | DE0014221 | As per HSA registered indication(s)
Orthopaedics | Spine - Thoracolumbar (TL) and sacral surgery | TL interbody cage | TL interbody core - Non-integrated | K2M | Aleutian Lateral Interbody Cages (Lateral Lumbar Interbody Fusion) 18 x 55 x 8 mm, Parallel | 3203-20855SP | Standalone | DE0014221 | As per HSA registered indication(s)
Orthopaedics | Spine - Thoracolumbar (TL) and sacral surgery | TL interbody cage | TL interbody core - Non-integrated | K2M | Aleutian Lateral Interbody Cages (Lateral Lumbar Interbody Fusion) 18 x 60 x 10 mm, Lordotic | 3203-21060SL | Standalone | DE0014221 | As per HSA registered indication(s)
Orthopaedics | Spine - Thoracolumbar (TL) and sacral surgery | TL interbody cage | TL interbody core - Non-integrated | K2M | Aleutian Lateral Interbody Cages (Lateral Lumbar Interbody Fusion) 18 x 60 x 10 mm, Parallel | 3203-21060SP | Standalone | DE0014221 | As per HSA registered indication(s)
Orthopaedics | Spine - Thoracolumbar (TL) and sacral surgery | TL interbody cage | TL interbody core - Non-integrated | K2M | Aleutian Lateral Interbody Cages (Lateral Lumbar Interbody Fusion) 18 x 60 x 12 mm, Lordotic | 3203-21260SL | Standalone | DE0014221 | As per HSA registered indication(s)
Orthopaedics | Spine - Thoracolumbar (TL) and sacral surgery | TL interbody cage | TL interbody core - Non-integrated | K2M | Aleutian Lateral Interbody Cages (Lateral Lumbar Interbody Fusion) 18 x 60 x 12 mm, Parallel | 3203-21260SP | Standalone | DE0014221 | As per HSA registered indication(s)
Orthopaedics | Spine - Thoracolumbar (TL) and sacral surgery | TL interbody cage | TL interbody core - Non-integrated | K2M | Aleutian Lateral Interbody Cages (Lateral Lumbar Interbody Fusion) 18 x 60 x 14 mm, Lordotic | 3203-21460SL | Standalone | DE0014221 | As per HSA registered indication(s)
Orthopaedics | Spine - Thoracolumbar (TL) and sacral surgery | TL interbody cage | TL interbody core - Non-integrated | K2M | Aleutian Lateral Interbody Cages (Lateral Lumbar Interbody Fusion) 18 x 60 x 16 mm, Lordotic | 3203-21660SL | Standalone | DE0014221 | As per HSA registered indication(s)
Orthopaedics | Spine - Thoracolumbar (TL) and sacral surgery | TL interbody cage | TL interbody core - Non-integrated | K2M | Aleutian Lateral Interbody Cages (Lateral Lumbar Interbody Fusion) 18 x 60 x 16 mm, Parallel | 3203-21660SP | Standalone | DE0014221 | As per HSA registered indication(s)
Orthopaedics | Spine - Thoracolumbar (TL) and sacral surgery | TL interbody cage | TL interbody core - Non-integrated | K2M | Aleutian Lateral Interbody Cages (Lateral Lumbar Interbody Fusion) 18 x 60 x 8 mm, Lordotic | 3203-20860SL | Standalone | DE0014221 | As per HSA registered indication(s)
Orthopaedics | Spine - Thoracolumbar (TL) and sacral surgery | TL interbody cage | TL interbody core - Non-integrated | K2M | Aleutian Lateral Interbody Cages (Lateral Lumbar Interbody Fusion) 18 x 60 x 8 mm, Parallel | 3203-20860SP | Standalone | DE0014221 | As per HSA registered indication(s)
Orthopaedics | Spine - Thoracolumbar (TL) and sacral surgery | TL interbody cage | TL interbody core - Non-integrated | K2M | Aleutian Lateral Interbody Cages (Lateral Lumbar Interbody Fusion) 22 x 45 x 10 mm, Lordotic | 3203-21045ML | Standalone | DE0014221 | As per HSA registered indication(s)
Orthopaedics | Spine - Thoracolumbar (TL) and sacral surgery | TL interbody cage | TL interbody core - Non-integrated | K2M | Aleutian Lateral Interbody Cages (Lateral Lumbar Interbody Fusion) 22 x 45 x 10 mm, Parallel | 3203-21045MP | Standalone | DE0014221 | As per HSA registered indication(s)
Orthopaedics | Spine - Thoracolumbar (TL) and sacral surgery | TL interbody cage | TL interbody core - Non-integrated | K2M | Aleutian Lateral Interbody Cages (Lateral Lumbar Interbody Fusion) 22 x 45 x 12 mm, Lordotic | 3203-21245ML | Standalone | DE0014221 | As per HSA registered indication(s)
Orthopaedics | Spine - Thoracolumbar (TL) and sacral surgery | TL interbody cage | TL interbody core - Non-integrated | K2M | Aleutian Lateral Interbody Cages (Lateral Lumbar Interbody Fusion) 22 x 45 x 12 mm, Parallel | 3203-21245MP | Standalone | DE0014221 | As per HSA registered indication(s)
Orthopaedics | Spine - Thoracolumbar (TL) and sacral surgery | TL interbody cage | TL interbody core - Non-integrated | K2M | Aleutian Lateral Interbody Cages (Lateral Lumbar Interbody Fusion) 22 x 45 x 14 mm, Lordotic | 3203-21445ML | Standalone | DE0014221 | As per HSA registered indication(s)
Orthopaedics | Spine - Thoracolumbar (TL) and sacral surgery | TL interbody cage | TL interbody core - Non-integrated | K2M | Aleutian Lateral Interbody Cages (Lateral Lumbar Interbody Fusion) 22 x 45 x 14 mm, Parallel | 3203-21445MP | Standalone | DE0014221 | As per HSA registered indication(s)
Orthopaedics | Spine - Thoracolumbar (TL) and sacral surgery | TL interbody cage | TL interbody core - Non-integrated | K2M | Aleutian Lateral Interbody Cages (Lateral Lumbar Interbody Fusion) 22 x 45 x 16 mm, Lordotic | 3203-21645ML | Standalone | DE0014221 | As per HSA registered indication(s)
Orthopaedics | Spine - Thoracolumbar (TL) and sacral surgery | TL interbody cage | TL interbody core - Non-integrated | K2M | Aleutian Lateral Interbody Cages (Lateral Lumbar Interbody Fusion) 22 x 45 x 16 mm, Parallel | 3203-21645MP | Standalone | DE0014221 | As per HSA registered indication(s)
Orthopaedics | Spine - Thoracolumbar (TL) and sacral surgery | TL interbody cage | TL interbody core - Non-integrated | K2M | Aleutian Lateral Interbody Cages (Lateral Lumbar Interbody Fusion) 22 x 45 x 8 mm, Lordotic | 3203-20845ML | Standalone | DE0014221 | As per HSA registered indication(s)
Orthopaedics | Spine - Thoracolumbar (TL) and sacral surgery | TL interbody cage | TL interbody core - Non-integrated | K2M | Aleutian Lateral Interbody Cages (Lateral Lumbar Interbody Fusion) 22 x 45 x 8 mm, Parallel | 3203-20845MP | Standalone | DE0014221 | As per HSA registered indication(s)
Orthopaedics | Spine - Thoracolumbar (TL) and sacral surgery | TL interbody cage | TL interbody core - Non-integrated | K2M | Aleutian Lateral Interbody Cages (Lateral Lumbar Interbody Fusion) 22 x 50 x 10 mm, Lordotic | 3203-21050ML | Standalone | DE0014221 | As per HSA registered indication(s)
Orthopaedics | Spine - Thoracolumbar (TL) and sacral surgery | TL interbody cage | TL interbody core - Non-integrated | K2M | Aleutian Lateral Interbody Cages (Lateral Lumbar Interbody Fusion) 22 x 50 x 10 mm, Parallel | 3203-21050MP | Standalone | DE0014221 | As per HSA registered indication(s)
Orthopaedics | Spine - Thoracolumbar (TL) and sacral surgery | TL interbody cage | TL interbody core - Non-integrated | K2M | Aleutian Lateral Interbody Cages (Lateral Lumbar Interbody Fusion) 22 x 50 x 12 mm, Lordotic | 3203-21250ML | Standalone | DE0014221 | As per HSA registered indication(s)
Orthopaedics | Spine - Thoracolumbar (TL) and sacral surgery | TL interbody cage | TL interbody core - Non-integrated | K2M | Aleutian Lateral Interbody Cages (Lateral Lumbar Interbody Fusion) 22 x 50 x 12 mm, Parallel | 3203-21250MP | Standalone | DE0014221 | As per HSA registered indication(s)
Orthopaedics | Spine - Thoracolumbar (TL) and sacral surgery | TL interbody cage | TL interbody core - Non-integrated | K2M | Aleutian Lateral Interbody Cages (Lateral Lumbar Interbody Fusion) 22 x 50 x 14 mm, Lordotic | 3203-21450ML | Standalone | DE0014221 | As per HSA registered indication(s)
Orthopaedics | Spine - Thoracolumbar (TL) and sacral surgery | TL interbody cage | TL interbody core - Non-integrated | K2M | Aleutian Lateral Interbody Cages (Lateral Lumbar Interbody Fusion) 22 x 50 x 14 mm, Parallel | 3203-21450MP | Standalone | DE0014221 | As per HSA registered indication(s)
Orthopaedics | Spine - Thoracolumbar (TL) and sacral surgery | TL interbody cage | TL interbody core - Non-integrated | K2M | Aleutian Lateral Interbody Cages (Lateral Lumbar Interbody Fusion) 22 x 50 x 16 mm, Lordotic | 3203-21650ML | Standalone | DE0014221 | As per HSA registered indication(s)
Orthopaedics | Spine - Thoracolumbar (TL) and sacral surgery | TL interbody cage | TL interbody core - Non-integrated | K2M | Aleutian Lateral Interbody Cages (Lateral Lumbar Interbody Fusion) 22 x 50 x 16 mm, Parallel | 3203-21650MP | Standalone | DE0014221 | As per HSA registered indication(s)
Orthopaedics | Spine - Thoracolumbar (TL) and sacral surgery | TL interbody cage | TL interbody core - Non-integrated | K2M | Aleutian Lateral Interbody Cages (Lateral Lumbar Interbody Fusion) 22 x 50 x 8 mm, Lordotic | 3203-20850ML | Standalone | DE0014221 | As per HSA registered indication(s)
Orthopaedics | Spine - Thoracolumbar (TL) and sacral surgery | TL interbody cage | TL interbody core - Non-integrated | K2M | Aleutian Lateral Interbody Cages (Lateral Lumbar Interbody Fusion) 22 x 50 x 8 mm, Parallel | 3203-20850MP | Standalone | DE0014221 | As per HSA registered indication(s)
Orthopaedics | Spine - Thoracolumbar (TL) and sacral surgery | TL interbody cage | TL interbody core - Non-integrated | K2M | Aleutian Lateral Interbody Cages (Lateral Lumbar Interbody Fusion) 22 x 55 x 10 mm, Lordotic | 3203-21055ML | Standalone | DE0014221 | As per HSA registered indication(s)
Orthopaedics | Spine - Thoracolumbar (TL) and sacral surgery | TL interbody cage | TL interbody core - Non-integrated | K2M | Aleutian Lateral Interbody Cages (Lateral Lumbar Interbody Fusion) 22 x 55 x 10 mm, Parallel | 3203-21055MP | Standalone | DE0014221 | As per HSA registered indication(s)
Orthopaedics | Spine - Thoracolumbar (TL) and sacral surgery | TL interbody cage | TL interbody core - Non-integrated | K2M | Aleutian Lateral Interbody Cages (Lateral Lumbar Interbody Fusion) 22 x 55 x 12 mm, Lordotic | 3203-21255ML | Standalone | DE0014221 | As per HSA registered indication(s)
Orthopaedics | Spine - Thoracolumbar (TL) and sacral surgery | TL interbody cage | TL interbody core - Non-integrated | K2M | Aleutian Lateral Interbody Cages (Lateral Lumbar Interbody Fusion) 22 x 55 x 12 mm, Parallel | 3203-21255MP | Standalone | DE0014221 | As per HSA registered indication(s)
Orthopaedics | Spine - Thoracolumbar (TL) and sacral surgery | TL interbody cage | TL interbody core - Non-integrated | K2M | Aleutian Lateral Interbody Cages (Lateral Lumbar Interbody Fusion) 22 x 55 x 14 mm, Lordotic | 3203-21455ML | Standalone | DE0014221 | As per HSA registered indication(s)
Orthopaedics | Spine - Thoracolumbar (TL) and sacral surgery | TL interbody cage | TL interbody core - Non-integrated | K2M | Aleutian Lateral Interbody Cages (Lateral Lumbar Interbody Fusion) 22 x 55 x 14 mm, Parallel | 3203-21455MP | Standalone | DE0014221 | As per HSA registered indication(s)
Orthopaedics | Spine - Thoracolumbar (TL) and sacral surgery | TL interbody cage | TL interbody core - Non-integrated | K2M | Aleutian Lateral Interbody Cages (Lateral Lumbar Interbody Fusion) 22 x 55 x 16 mm, Lordotic | 3203-21655ML | Standalone | DE0014221 | As per HSA registered indication(s)
Orthopaedics | Spine - Thoracolumbar (TL) and sacral surgery | TL interbody cage | TL interbody core - Non-integrated | K2M | Aleutian Lateral Interbody Cages (Lateral Lumbar Interbody Fusion) 22 x 55 x 16 mm, Parallel | 3203-21655MP | Standalone | DE0014221 | As per HSA registered indication(s)
Orthopaedics | Spine - Thoracolumbar (TL) and sacral surgery | TL interbody cage | TL interbody core - Non-integrated | K2M | Aleutian Lateral Interbody Cages (Lateral Lumbar Interbody Fusion) 22 x 55 x 8 mm, Lordotic | 3203-20855ML | Standalone | DE0014221 | As per HSA registered indication(s)
Orthopaedics | Spine - Thoracolumbar (TL) and sacral surgery | TL interbody cage | TL interbody core - Non-integrated | K2M | Aleutian Lateral Interbody Cages (Lateral Lumbar Interbody Fusion) 22 x 55 x 8 mm, Parallel | 3203-20855MP | Standalone | DE0014221 | As per HSA registered indication(s)
Orthopaedics | Spine - Thoracolumbar (TL) and sacral surgery | TL interbody cage | TL interbody core - Non-integrated | K2M | Aleutian Lateral Interbody Cages (Lateral Lumbar Interbody Fusion) 22 x 60 x 10 mm, Lordotic | 3203-21060ML | Standalone | DE0014221 | As per HSA registered indication(s)
Orthopaedics | Spine - Thoracolumbar (TL) and sacral surgery | TL interbody cage | TL interbody core - Non-integrated | K2M | Aleutian Lateral Interbody Cages (Lateral Lumbar Interbody Fusion) 22 x 60 x 10 mm, Parallel | 3203-21060MP | Standalone | DE0014221 | As per HSA registered indication(s)
Orthopaedics | Spine - Thoracolumbar (TL) and sacral surgery | TL interbody cage | TL interbody core - Non-integrated | K2M | Aleutian Lateral Interbody Cages (Lateral Lumbar Interbody Fusion) 22 x 60 x 12 mm, Lordotic | 3203-21260ML | Standalone | DE0014221 | As per HSA registered indication(s)
Orthopaedics | Spine - Thoracolumbar (TL) and sacral surgery | TL interbody cage | TL interbody core - Non-integrated | K2M | Aleutian Lateral Interbody Cages (Lateral Lumbar Interbody Fusion) 22 x 60 x 12 mm, Parallel | 3203-21260MP | Standalone | DE0014221 | As per HSA registered indication(s)
Orthopaedics | Spine - Thoracolumbar (TL) and sacral surgery | TL interbody cage | TL interbody core - Non-integrated | K2M | Aleutian Lateral Interbody Cages (Lateral Lumbar Interbody Fusion) 22 x 60 x 14 mm, Lordotic | 3203-21460ML | Standalone | DE0014221 | As per HSA registered indication(s)
Orthopaedics | Spine - Thoracolumbar (TL) and sacral surgery | TL interbody cage | TL interbody core - Non-integrated | K2M | Aleutian Lateral Interbody Cages (Lateral Lumbar Interbody Fusion) 22 x 60 x 14 mm, Parallel | 3203-21460MP | Standalone | DE0014221 | As per HSA registered indication(s)
Orthopaedics | Spine - Thoracolumbar (TL) and sacral surgery | TL interbody cage | TL interbody core - Non-integrated | K2M | Aleutian Lateral Interbody Cages (Lateral Lumbar Interbody Fusion) 22 x 60 x 16 mm, Lordotic | 3203-21660ML | Standalone | DE0014221 | As per HSA registered indication(s)
Orthopaedics | Spine - Thoracolumbar (TL) and sacral surgery | TL interbody cage | TL interbody core - Non-integrated | K2M | Aleutian Lateral Interbody Cages (Lateral Lumbar Interbody Fusion) 22 x 60 x 16 mm, Parallel | 3203-21660MP | Standalone | DE0014221 | As per HSA registered indication(s)
Orthopaedics | Spine - Thoracolumbar (TL) and sacral surgery | TL interbody cage | TL interbody core - Non-integrated | K2M | Aleutian Lateral Interbody Cages (Lateral Lumbar Interbody Fusion) 22 x 60 x 8 mm, Lordotic | 3203-20860ML | Standalone | DE0014221 | As per HSA registered indication(s)
Orthopaedics | Spine - Thoracolumbar (TL) and sacral surgery | TL interbody cage | TL interbody core - Non-integrated | K2M | Aleutian Lateral Interbody Cages (Lateral Lumbar Interbody Fusion) 22 x 60 x 8 mm, Parallel | 3203-20860MP | Standalone | DE0014221 | As per HSA registered indication(s)
Orthopaedics | Spine - Thoracolumbar (TL) and sacral surgery | TL interbody cage | TL interbody core - Non-integrated | K2M | Aleutian Lateral Interbody Cages (Lateral Lumbar Interbody Fusion) 18 x 45 x 8 mm, Lordotic | 3203-20845SL | Standalone | DE0014221 | As per HSA registered indication(s)
Orthopaedics | Spine - Thoracolumbar (TL) and sacral surgery | TL interbody cage | TL interbody core - Non-integrated | K2M | Aleutian Lateral Interbody Cages (Lateral Lumbar Interbody Fusion) 18 x 60 x 14 mm, Parallel | 3203-21460SP | Standalone | DE0014221 | As per HSA registered indication(s)
Orthopaedics | Spine - Thoracolumbar (TL) and sacral surgery | TL interbody cage | TL interbody core - Non-integrated | K2M | ALEUTIAN Interbody Systems Coronal AN Implant, Size 8.5x28x10 mm, 18DEG | 5303-21028T8 | Standalone | DE0014221 | As per HSA registered indication(s)
Orthopaedics | Spine - Thoracolumbar (TL) and sacral surgery | TL interbody cage | TL interbody core - Non-integrated | K2M | ALEUTIAN Interbody Systems Coronal AN Implant, Size 8.5x28x12 mm, 18DEG | 5303-21228T8 | Standalone | DE0014221 | As per HSA registered indication(s)
Orthopaedics | Spine - Thoracolumbar (TL) and sacral surgery | TL interbody cage | TL interbody core - Non-integrated | K2M | ALEUTIAN Interbody Systems Coronal AN Implant, Size 8.5x28x14 mm, 18DEG | 5303-21428T8 | Standalone | DE0014221 | As per HSA registered indication(s)
Orthopaedics | Spine - Thoracolumbar (TL) and sacral surgery | TL interbody cage | TL interbody core - Non-integrated | K2M | ALEUTIAN Interbody Systems Coronal AN Implant, Size 8.5x28x16 mm, 18DEG | 5303-21628T8 | Standalone | DE0014221 | As per HSA registered indication(s)
Orthopaedics | Spine - Thoracolumbar (TL) and sacral surgery | TL interbody cage | TL interbody core - Non-integrated | K2M | ALEUTIAN Interbody Systems Coronal AN Implant, Size 8.5x28x4 mm, 18DEG | 5303-20428t8 | Standalone | DE0014221 | As per HSA registered indication(s)
Orthopaedics | Spine - Thoracolumbar (TL) and sacral surgery | TL interbody cage | TL interbody core - Non-integrated | K2M | ALEUTIAN Interbody Systems Coronal AN Implant, Size 8.5x28x6 mm, 18DEG | 5303-20628T8 | Standalone | DE0014221 | As per HSA registered indication(s)
Orthopaedics | Spine - Thoracolumbar (TL) and sacral surgery | TL interbody cage | TL interbody core - Non-integrated | K2M | ALEUTIAN Interbody Systems Coronal AN Implant, Size 8.5x28x8 mm, 18DEG | 5303-20828T8 | Standalone | DE0014221 | As per HSA registered indication(s)
Orthopaedics | Spine - Thoracolumbar (TL) and sacral surgery | TL interbody cage | TL interbody core - Non-integrated | K2M | ALEUTIAN Interbody Systems Coronal AN Implant, Size 8.5x32x10 mm, 18DEG | 5303-21032T8 | Standalone | DE0014221 | As per HSA registered indication(s)
Orthopaedics | Spine - Thoracolumbar (TL) and sacral surgery | TL interbody cage | TL interbody core - Non-integrated | K2M | ALEUTIAN Interbody Systems Coronal AN Implant, Size 8.5x32x12 mm, 18DEG | 5303-21232T8 | Standalone | DE0014221 | As per HSA registered indication(s)
Orthopaedics | Spine - Thoracolumbar (TL) and sacral surgery | TL interbody cage | TL interbody core - Non-integrated | K2M | ALEUTIAN Interbody Systems Coronal AN Implant, Size 8.5x32x14 mm, 18DEG | 5303-21432T8 | Standalone | DE0014221 | As per HSA registered indication(s)
Orthopaedics | Spine - Thoracolumbar (TL) and sacral surgery | TL interbody cage | TL interbody core - Non-integrated | K2M | ALEUTIAN Interbody Systems Coronal AN Implant, Size 8.5x32x16 mm, 18DEG | 5303-21632T8 | Standalone | DE0014221 | As per HSA registered indication(s)
Orthopaedics | Spine - Thoracolumbar (TL) and sacral surgery | TL interbody cage | TL interbody core - Non-integrated | K2M | ALEUTIAN Interbody Systems Coronal AN Implant, Size 8.5x32x4 mm, 18DEG | 5303-20432T8 | Standalone | DE0014221 | As per HSA registered indication(s)
Orthopaedics | Spine - Thoracolumbar (TL) and sacral surgery | TL interbody cage | TL interbody core - Non-integrated | K2M | ALEUTIAN Interbody Systems Coronal AN Implant, Size 8.5x32x6 mm, 18DEG | 5303-20632T8 | Standalone | DE0014221 | As per HSA registered indication(s)
Orthopaedics | Spine - Thoracolumbar (TL) and sacral surgery | TL interbody cage | TL interbody core - Non-integrated | K2M | ALEUTIAN Interbody Systems Coronal AN Implant, Size 8.5x32x8 mm, 18DEG | 5303-20832T8 | Standalone | DE0014221 | As per HSA registered indication(s)
Orthopaedics | Spine - Thoracolumbar (TL) and sacral surgery | TL interbody cage | TL interbody core - Non-integrated | K2M | AN Lordotic Implant 8.5x24x10 mm, 12DEG | 5203-21024L12 | Standalone | DE0014221 | As per HSA registered indication(s)
Orthopaedics | Spine - Thoracolumbar (TL) and sacral surgery | TL interbody cage | TL interbody core - Non-integrated | K2M | AN Lordotic Implant 8.5x24x10 mm, 6DEG | 5203-21024L6 | Standalone | DE0014221 | As per HSA registered indication(s)
Orthopaedics | Spine - Thoracolumbar (TL) and sacral surgery | TL interbody cage | TL interbody core - Non-integrated | K2M | AN Lordotic Implant 8.5x24x12 mm, 6DEG | 5203-21224L6 | Standalone | DE0014221 | As per HSA registered indication(s)
Orthopaedics | Spine - Thoracolumbar (TL) and sacral surgery | TL interbody cage | TL interbody core - Non-integrated | K2M | AN Lordotic Implant 8.5x24x4 mm, 12DEG | 5203-20424L12 | Standalone | DE0014221 | As per HSA registered indication(s)
Orthopaedics | Spine - Thoracolumbar (TL) and sacral surgery | TL interbody cage | TL interbody core - Non-integrated | K2M | AN Lordotic Implant 8.5x24x4 mm, 6DEG | 5203-20424L6 | Standalone | DE0014221 | As per HSA registered indication(s)
Orthopaedics | Spine - Thoracolumbar (TL) and sacral surgery | TL interbody cage | TL interbody core - Non-integrated | K2M | AN Lordotic Implant 8.5x24x4mm, 18DEG | 5203-20424L18 | Standalone | DE0014221 | As per HSA registered indication(s)
Orthopaedics | Spine - Thoracolumbar (TL) and sacral surgery | TL interbody cage | TL interbody core - Non-integrated | K2M | AN Lordotic Implant 8.5x24x6 mm, 12DEG | 5203-20624L12 | Standalone | DE0014221 | As per HSA registered indication(s)
Orthopaedics | Spine - Thoracolumbar (TL) and sacral surgery | TL interbody cage | TL interbody core - Non-integrated | K2M | AN Lordotic Implant 8.5x24x6 mm, 6DEG | 5203-20624L6 | Standalone | DE0014221 | As per HSA registered indication(s)
Orthopaedics | Spine - Thoracolumbar (TL) and sacral surgery | TL interbody cage | TL interbody core - Non-integrated | K2M | AN Lordotic Implant 8.5x24x6mm, 18DEG | 5203-20624L18 | Standalone | DE0014221 | As per HSA registered indication(s)
Orthopaedics | Spine - Thoracolumbar (TL) and sacral surgery | TL interbody cage | TL interbody core - Non-integrated | K2M | AN Lordotic Implant 8.5x24x8 mm, 12DEG | 5203-20824L12 | Standalone | DE0014221 | As per HSA registered indication(s)
Orthopaedics | Spine - Thoracolumbar (TL) and sacral surgery | TL interbody cage | TL interbody core - Non-integrated | K2M | AN Lordotic Implant 8.5x24x8 mm, 6DEG | 5203-20824L6 | Standalone | DE0014221 | As per HSA registered indication(s)
Orthopaedics | Spine - Thoracolumbar (TL) and sacral surgery | TL interbody cage | TL interbody core - Non-integrated | K2M | AN Lordotic Implant 8.5x24x8mm, 18DEG | 5203-20824L18 | Standalone | DE0014221 | As per HSA registered indication(s)
Orthopaedics | Spine - Thoracolumbar (TL) and sacral surgery | TL and sacral fusion and fixation implant | TL hook set, clamp, staple, staple locking screw | K2M | Angled TP Hook, 8mm Left | 801-80804H | Standalone | DE0016949 | As per HSA registered indication(s)
Orthopaedics | Spine - Thoracolumbar (TL) and sacral surgery | TL and sacral fusion and fixation implant | TL hook set, clamp, staple, staple locking screw | K2M | Angled TP Hook, 8mm Right | 801-80805H | Standalone | DE0016949 | As per HSA registered indication(s)
Orthopaedics | Spine - Thoracolumbar (TL) and sacral surgery | TL and sacral fusion and fixation implant | TL rod | NuVasive Inc. | ARM15T CoCr Rod, 300mm Straight | 8252300 | Standalone | DE0007106 | As per HSA registered indication(s) except for radiolucent implants which should be used as follows:  in patients with primary or metastatic spinal tumours who would benefit from post-operative high dose high precision beam therapy upon appropriate and stringent patient selection;  Patient selection should be done via standardised assessment such as the neurological-oncological-mechanical systemic (NOMS) framework; and  The assessment should be carried out by a multidisciplinary team (MDT), which may be inclusive of, but not limited to, radiation oncologists, spine surgeons and interventional radiologists, among others.
Orthopaedics | Spine - Thoracolumbar (TL) and sacral surgery | TL and sacral fusion and fixation implant | TL rod | NuVasive Inc. | ARM15T CoCr Rod, 500mm Straight | 8252500 | Standalone | DE0007106 | As per HSA registered indication(s) except for radiolucent implants which should be used as follows:  in patients with primary or metastatic spinal tumours who would benefit from post-operative high dose high precision beam therapy upon appropriate and stringent patient selection;  Patient selection should be done via standardised assessment such as the neurological-oncological-mechanical systemic (NOMS) framework; and  The assessment should be carried out by a multidisciplinary team (MDT), which may be inclusive of, but not limited to, radiation oncologists, spine surgeons and interventional radiologists, among others.
Orthopaedics | Spine - Thoracolumbar (TL) and sacral surgery | TL and sacral fusion and fixation implant | TL rod connector system excluding locking screw | NuVasive Inc. | ARM15T Connector, 20mm Open Offset | 8650520 | Standalone | DE0007101 | As per HSA registered indication(s)
Orthopaedics | Spine - Thoracolumbar (TL) and sacral surgery | TL and sacral fusion and fixation implant | TL rod connector system excluding locking screw | NuVasive Inc. | ARM15T Connector, 30mm Open Offset | 8650530 | Standalone | DE0007101 | As per HSA registered indication(s)
Orthopaedics | Spine - Thoracolumbar (TL) and sacral surgery | TL and sacral fusion and fixation implant | TL rod connector system excluding locking screw | NuVasive Inc. | ARM15T Connector, 60mm Open Offset | 8650560 | Standalone | DE0007101 | As per HSA registered indication(s)
Orthopaedics | Spine - Thoracolumbar (TL) and sacral surgery | TL and sacral fusion and fixation implant | TL rod connector system excluding locking screw | NuVasive Inc. | ARM15T Connector, Parallel Rod | 8451402 | Standalone | DE0007101 | As per HSA registered indication(s)
Orthopaedics | Spine - Thoracolumbar (TL) and sacral surgery | TL and sacral fusion and fixation implant | TL rod connector system excluding locking screw | NuVasive Inc. | ARM15T Connnector, 5.5mm 4-Hole Rod | 8451602 | Standalone | DE0007101 | As per HSA registered indication(s)
Orthopaedics | Spine - Thoracolumbar (TL) and sacral surgery | TL and sacral fusion and fixation implant | TL rod connector system excluding locking screw | NuVasive Inc. | ARM15T Cross Connector, 45-50mm | 8450245 | Standalone | DE0007101 | As per HSA registered indication(s)
Orthopaedics | Spine - Thoracolumbar (TL) and sacral surgery | TL and sacral fusion and fixation implant | TL rod connector system excluding locking screw | NuVasive Inc. | ARM15T Cross Connector, 50-60mm | 8450250 | Standalone | DE0007101 | As per HSA registered indication(s)
Orthopaedics | Spine - Thoracolumbar (TL) and sacral surgery | TL and sacral fusion and fixation implant | TL rod connector system excluding locking screw | NuVasive Inc. | ARM15T Cross Connector, 60-70mm | 8450260 | Standalone | DE0007101 | As per HSA registered indication(s)
Orthopaedics | Spine - Thoracolumbar (TL) and sacral surgery | TL and sacral fusion and fixation implant | TL hook set, clamp, staple, staple locking screw | NuVasive Inc. | ARM15T Hook, 10mm Lamina Reduced W | 8453114 | Standalone | DE0007101 | As per HSA registered indication(s)
Orthopaedics | Spine - Thoracolumbar (TL) and sacral surgery | TL and sacral fusion and fixation implant | TL hook set, clamp, staple, staple locking screw | NuVasive Inc. | ARM15T Hook, 6mm Lamina Reduced W | 8453112 | Standalone | DE0007101 | As per HSA registered indication(s)
Orthopaedics | Spine - Thoracolumbar (TL) and sacral surgery | TL and sacral fusion and fixation implant | TL hook set, clamp, staple, staple locking screw | NuVasive Inc. | ARM15T Hook, 8mm Lamina Reduced W | 8453113 | Standalone | DE0007101 | As per HSA registered indication(s)
Orthopaedics | Spine - Thoracolumbar (TL) and sacral surgery | TL and sacral fusion and fixation implant | TL hook set, clamp, staple, staple locking screw | NuVasive Inc. | ARM15T Hook, Left Angled | 8453122 | Standalone | DE0007101 | As per HSA registered indication(s)
Orthopaedics | Spine - Thoracolumbar (TL) and sacral surgery | TL and sacral fusion and fixation implant | TL hook set, clamp, staple, staple locking screw | NuVasive Inc. | ARM15T Hook, Left Offset | 8453124 | Standalone | DE0007101 | As per HSA registered indication(s)
Orthopaedics | Spine - Thoracolumbar (TL) and sacral surgery | TL and sacral fusion and fixation implant | TL hook set, clamp, staple, staple locking screw | NuVasive Inc. | ARM15T Hook, Pedicle Medium | 8453102 | Standalone | DE0007101 | As per HSA registered indication(s)
Orthopaedics | Spine - Thoracolumbar (TL) and sacral surgery | TL and sacral fusion and fixation implant | TL hook set, clamp, staple, staple locking screw | NuVasive Inc. | ARM15T Hook, Pedicle Small | 8453101 | Standalone | DE0007101 | As per HSA registered indication(s)
Orthopaedics | Spine - Thoracolumbar (TL) and sacral surgery | TL and sacral fusion and fixation implant | TL hook set, clamp, staple, staple locking screw | NuVasive Inc. | ARM15T Hook, Right Angled | 8453121 | Standalone | DE0007101 | As per HSA registered indication(s)
Orthopaedics | Spine - Thoracolumbar (TL) and sacral surgery | TL and sacral fusion and fixation implant | TL hook set, clamp, staple, staple locking screw | NuVasive Inc. | ARM15T Hook, Right Offset | 8453123 | Standalone | DE0007101 | As per HSA registered indication(s)
Orthopaedics | Spine - Thoracolumbar (TL) and sacral surgery | TL and sacral fusion and fixation implant | TL pedicle screw - Locking screw | NuVasive Inc. | ARM15T Lock Screw, Iliac | 8051100 | Standalone | DE0007101 | As per HSA registered indication(s) except for radiolucent implants which should be used as follows:  in patients with primary or metastatic spinal tumours who would benefit from post-operative high dose high precision beam therapy upon appropriate and stringent patient selection;  Patient selection should be done via standardised assessment such as the neurological-oncological-mechanical systemic (NOMS) framework; and  The assessment should be carried out by a multidisciplinary team (MDT), which may be inclusive of, but not limited to, radiation oncologists, spine surgeons and interventional radiologists, among others.
Orthopaedics | Spine - Thoracolumbar (TL) and sacral surgery | TL and sacral fusion and fixation implant | TL rod | NuVasive Inc. | ARM15T Rod, 100mm | 8452100 | Standalone | DE0007101 | As per HSA registered indication(s) except for radiolucent implants which should be used as follows:  in patients with primary or metastatic spinal tumours who would benefit from post-operative high dose high precision beam therapy upon appropriate and stringent patient selection;  Patient selection should be done via standardised assessment such as the neurological-oncological-mechanical systemic (NOMS) framework; and  The assessment should be carried out by a multidisciplinary team (MDT), which may be inclusive of, but not limited to, radiation oncologists, spine surgeons and interventional radiologists, among others.
Orthopaedics | Spine - Thoracolumbar (TL) and sacral surgery | TL and sacral fusion and fixation implant | TL rod | NuVasive Inc. | ARM15T Rod, 100mm Conventional Pre-Bent | 8052100 | Standalone | DE0007101 | As per HSA registered indication(s) except for radiolucent implants which should be used as follows:  in patients with primary or metastatic spinal tumours who would benefit from post-operative high dose high precision beam therapy upon appropriate and stringent patient selection;  Patient selection should be done via standardised assessment such as the neurological-oncological-mechanical systemic (NOMS) framework; and  The assessment should be carried out by a multidisciplinary team (MDT), which may be inclusive of, but not limited to, radiation oncologists, spine surgeons and interventional radiologists, among others.
Orthopaedics | Spine - Thoracolumbar (TL) and sacral surgery | TL and sacral fusion and fixation implant | TL rod | NuVasive Inc. | ARM15T Rod, 110mm Conventional Pre-Bent | 8052110 | Standalone | DE0007101 | As per HSA registered indication(s) except for radiolucent implants which should be used as follows:  in patients with primary or metastatic spinal tumours who would benefit from post-operative high dose high precision beam therapy upon appropriate and stringent patient selection;  Patient selection should be done via standardised assessment such as the neurological-oncological-mechanical systemic (NOMS) framework; and  The assessment should be carried out by a multidisciplinary team (MDT), which may be inclusive of, but not limited to, radiation oncologists, spine surgeons and interventional radiologists, among others.
Orthopaedics | Spine - Thoracolumbar (TL) and sacral surgery | TL and sacral fusion and fixation implant | TL rod | NuVasive Inc. | ARM15T Rod, 120mm | 8452120 | Standalone | DE0007101 | As per HSA registered indication(s) except for radiolucent implants which should be used as follows:  in patients with primary or metastatic spinal tumours who would benefit from post-operative high dose high precision beam therapy upon appropriate and stringent patient selection;  Patient selection should be done via standardised assessment such as the neurological-oncological-mechanical systemic (NOMS) framework; and  The assessment should be carried out by a multidisciplinary team (MDT), which may be inclusive of, but not limited to, radiation oncologists, spine surgeons and interventional radiologists, among others.
Orthopaedics | Spine - Thoracolumbar (TL) and sacral surgery | TL and sacral fusion and fixation implant | TL rod | NuVasive Inc. | ARM15T Rod, 120mm Conventional Pre-Bent | 8052120 | Standalone | DE0007101 | As per HSA registered indication(s) except for radiolucent implants which should be used as follows:  in patients with primary or metastatic spinal tumours who would benefit from post-operative high dose high precision beam therapy upon appropriate and stringent patient selection;  Patient selection should be done via standardised assessment such as the neurological-oncological-mechanical systemic (NOMS) framework; and  The assessment should be carried out by a multidisciplinary team (MDT), which may be inclusive of, but not limited to, radiation oncologists, spine surgeons and interventional radiologists, among others.
Orthopaedics | Spine - Thoracolumbar (TL) and sacral surgery | TL and sacral fusion and fixation implant | TL rod | NuVasive Inc. | ARM15T Rod, 200mm | 8452200 | Standalone | DE0007101 | As per HSA registered indication(s) except for radiolucent implants which should be used as follows:  in patients with primary or metastatic spinal tumours who would benefit from post-operative high dose high precision beam therapy upon appropriate and stringent patient selection;  Patient selection should be done via standardised assessment such as the neurological-oncological-mechanical systemic (NOMS) framework; and  The assessment should be carried out by a multidisciplinary team (MDT), which may be inclusive of, but not limited to, radiation oncologists, spine surgeons and interventional radiologists, among others.
Orthopaedics | Spine - Thoracolumbar (TL) and sacral surgery | TL and sacral fusion and fixation implant | TL rod | NuVasive Inc. | ARM15T Rod, 25mm | 8452025 | Standalone | DE0007101 | As per HSA registered indication(s) except for radiolucent implants which should be used as follows:  in patients with primary or metastatic spinal tumours who would benefit from post-operative high dose high precision beam therapy upon appropriate and stringent patient selection;  Patient selection should be done via standardised assessment such as the neurological-oncological-mechanical systemic (NOMS) framework; and  The assessment should be carried out by a multidisciplinary team (MDT), which may be inclusive of, but not limited to, radiation oncologists, spine surgeons and interventional radiologists, among others.
Orthopaedics | Spine - Thoracolumbar (TL) and sacral surgery | TL and sacral fusion and fixation implant | TL rod | NuVasive Inc. | ARM15T Rod, 25mm Conventional Pre-Bent | 8052025 | Standalone | DE0007101 | As per HSA registered indication(s) except for radiolucent implants which should be used as follows:  in patients with primary or metastatic spinal tumours who would benefit from post-operative high dose high precision beam therapy upon appropriate and stringent patient selection;  Patient selection should be done via standardised assessment such as the neurological-oncological-mechanical systemic (NOMS) framework; and  The assessment should be carried out by a multidisciplinary team (MDT), which may be inclusive of, but not limited to, radiation oncologists, spine surgeons and interventional radiologists, among others.
Orthopaedics | Spine - Thoracolumbar (TL) and sacral surgery | TL and sacral fusion and fixation implant | TL rod | NuVasive Inc. | ARM15T Rod, 300mm | 8452300 | Standalone | DE0007101 | As per HSA registered indication(s) except for radiolucent implants which should be used as follows:  in patients with primary or metastatic spinal tumours who would benefit from post-operative high dose high precision beam therapy upon appropriate and stringent patient selection;  Patient selection should be done via standardised assessment such as the neurological-oncological-mechanical systemic (NOMS) framework; and  The assessment should be carried out by a multidisciplinary team (MDT), which may be inclusive of, but not limited to, radiation oncologists, spine surgeons and interventional radiologists, among others.
Orthopaedics | Spine - Thoracolumbar (TL) and sacral surgery | TL and sacral fusion and fixation implant | TL rod | NuVasive Inc. | ARM15T Rod, 30mm | 8452030 | Standalone | DE0007101 | As per HSA registered indication(s) except for radiolucent implants which should be used as follows:  in patients with primary or metastatic spinal tumours who would benefit from post-operative high dose high precision beam therapy upon appropriate and stringent patient selection;  Patient selection should be done via standardised assessment such as the neurological-oncological-mechanical systemic (NOMS) framework; and  The assessment should be carried out by a multidisciplinary team (MDT), which may be inclusive of, but not limited to, radiation oncologists, spine surgeons and interventional radiologists, among others.
Orthopaedics | Spine - Thoracolumbar (TL) and sacral surgery | TL and sacral fusion and fixation implant | TL rod | NuVasive Inc. | ARM15T Rod, 30mm Conventional Pre-Bent | 8052030 | Standalone | DE0007101 | As per HSA registered indication(s) except for radiolucent implants which should be used as follows:  in patients with primary or metastatic spinal tumours who would benefit from post-operative high dose high precision beam therapy upon appropriate and stringent patient selection;  Patient selection should be done via standardised assessment such as the neurological-oncological-mechanical systemic (NOMS) framework; and  The assessment should be carried out by a multidisciplinary team (MDT), which may be inclusive of, but not limited to, radiation oncologists, spine surgeons and interventional radiologists, among others.
Orthopaedics | Spine - Thoracolumbar (TL) and sacral surgery | TL and sacral fusion and fixation implant | TL rod | NuVasive Inc. | ARM15T Rod, 35mm | 8452035 | Standalone | DE0007101 | As per HSA registered indication(s) except for radiolucent implants which should be used as follows:  in patients with primary or metastatic spinal tumours who would benefit from post-operative high dose high precision beam therapy upon appropriate and stringent patient selection;  Patient selection should be done via standardised assessment such as the neurological-oncological-mechanical systemic (NOMS) framework; and  The assessment should be carried out by a multidisciplinary team (MDT), which may be inclusive of, but not limited to, radiation oncologists, spine surgeons and interventional radiologists, among others.
Orthopaedics | Spine - Thoracolumbar (TL) and sacral surgery | TL and sacral fusion and fixation implant | TL rod | NuVasive Inc. | ARM15T Rod, 35mm Conventional Pre-Bent | 8052035 | Standalone | DE0007101 | As per HSA registered indication(s) except for radiolucent implants which should be used as follows:  in patients with primary or metastatic spinal tumours who would benefit from post-operative high dose high precision beam therapy upon appropriate and stringent patient selection;  Patient selection should be done via standardised assessment such as the neurological-oncological-mechanical systemic (NOMS) framework; and  The assessment should be carried out by a multidisciplinary team (MDT), which may be inclusive of, but not limited to, radiation oncologists, spine surgeons and interventional radiologists, among others.
Orthopaedics | Spine - Thoracolumbar (TL) and sacral surgery | TL and sacral fusion and fixation implant | TL rod | NuVasive Inc. | ARM15T Rod, 40mm | 8452040 | Standalone | DE0007101 | As per HSA registered indication(s) except for radiolucent implants which should be used as follows:  in patients with primary or metastatic spinal tumours who would benefit from post-operative high dose high precision beam therapy upon appropriate and stringent patient selection;  Patient selection should be done via standardised assessment such as the neurological-oncological-mechanical systemic (NOMS) framework; and  The assessment should be carried out by a multidisciplinary team (MDT), which may be inclusive of, but not limited to, radiation oncologists, spine surgeons and interventional radiologists, among others.
Orthopaedics | Spine - Thoracolumbar (TL) and sacral surgery | TL and sacral fusion and fixation implant | TL rod | NuVasive Inc. | ARM15T Rod, 40mm Conventional Pre-Bent | 8052040 | Standalone | DE0007101 | As per HSA registered indication(s) except for radiolucent implants which should be used as follows:  in patients with primary or metastatic spinal tumours who would benefit from post-operative high dose high precision beam therapy upon appropriate and stringent patient selection;  Patient selection should be done via standardised assessment such as the neurological-oncological-mechanical systemic (NOMS) framework; and  The assessment should be carried out by a multidisciplinary team (MDT), which may be inclusive of, but not limited to, radiation oncologists, spine surgeons and interventional radiologists, among others.
Orthopaedics | Spine - Thoracolumbar (TL) and sacral surgery | TL and sacral fusion and fixation implant | TL rod | NuVasive Inc. | ARM15T Rod, 45mm | 8452045 | Standalone | DE0007101 | As per HSA registered indication(s) except for radiolucent implants which should be used as follows:  in patients with primary or metastatic spinal tumours who would benefit from post-operative high dose high precision beam therapy upon appropriate and stringent patient selection;  Patient selection should be done via standardised assessment such as the neurological-oncological-mechanical systemic (NOMS) framework; and  The assessment should be carried out by a multidisciplinary team (MDT), which may be inclusive of, but not limited to, radiation oncologists, spine surgeons and interventional radiologists, among others.
Orthopaedics | Spine - Thoracolumbar (TL) and sacral surgery | TL and sacral fusion and fixation implant | TL rod | NuVasive Inc. | ARM15T Rod, 45mm Conventional Pre-Bent | 8052045 | Standalone | DE0007101 | As per HSA registered indication(s) except for radiolucent implants which should be used as follows:  in patients with primary or metastatic spinal tumours who would benefit from post-operative high dose high precision beam therapy upon appropriate and stringent patient selection;  Patient selection should be done via standardised assessment such as the neurological-oncological-mechanical systemic (NOMS) framework; and  The assessment should be carried out by a multidisciplinary team (MDT), which may be inclusive of, but not limited to, radiation oncologists, spine surgeons and interventional radiologists, among others.
Orthopaedics | Spine - Thoracolumbar (TL) and sacral surgery | TL and sacral fusion and fixation implant | TL rod | NuVasive Inc. | ARM15T Rod, 500mm | 8452500 | Standalone | DE0007101 | As per HSA registered indication(s) except for radiolucent implants which should be used as follows:  in patients with primary or metastatic spinal tumours who would benefit from post-operative high dose high precision beam therapy upon appropriate and stringent patient selection;  Patient selection should be done via standardised assessment such as the neurological-oncological-mechanical systemic (NOMS) framework; and  The assessment should be carried out by a multidisciplinary team (MDT), which may be inclusive of, but not limited to, radiation oncologists, spine surgeons and interventional radiologists, among others.
Orthopaedics | Spine - Thoracolumbar (TL) and sacral surgery | TL and sacral fusion and fixation implant | TL rod | NuVasive Inc. | ARM15T Rod, 50mm | 8452050 | Standalone | DE0007101 | As per HSA registered indication(s) except for radiolucent implants which should be used as follows:  in patients with primary or metastatic spinal tumours who would benefit from post-operative high dose high precision beam therapy upon appropriate and stringent patient selection;  Patient selection should be done via standardised assessment such as the neurological-oncological-mechanical systemic (NOMS) framework; and  The assessment should be carried out by a multidisciplinary team (MDT), which may be inclusive of, but not limited to, radiation oncologists, spine surgeons and interventional radiologists, among others.
Orthopaedics | Spine - Thoracolumbar (TL) and sacral surgery | TL and sacral fusion and fixation implant | TL rod | NuVasive Inc. | ARM15T Rod, 50mm Conventional Pre-Bent | 8052050 | Standalone | DE0007101 | As per HSA registered indication(s) except for radiolucent implants which should be used as follows:  in patients with primary or metastatic spinal tumours who would benefit from post-operative high dose high precision beam therapy upon appropriate and stringent patient selection;  Patient selection should be done via standardised assessment such as the neurological-oncological-mechanical systemic (NOMS) framework; and  The assessment should be carried out by a multidisciplinary team (MDT), which may be inclusive of, but not limited to, radiation oncologists, spine surgeons and interventional radiologists, among others.
Orthopaedics | Spine - Thoracolumbar (TL) and sacral surgery | TL and sacral fusion and fixation implant | TL rod | NuVasive Inc. | ARM15T Rod, 55mm | 8452055 | Standalone | DE0007101 | As per HSA registered indication(s) except for radiolucent implants which should be used as follows:  in patients with primary or metastatic spinal tumours who would benefit from post-operative high dose high precision beam therapy upon appropriate and stringent patient selection;  Patient selection should be done via standardised assessment such as the neurological-oncological-mechanical systemic (NOMS) framework; and  The assessment should be carried out by a multidisciplinary team (MDT), which may be inclusive of, but not limited to, radiation oncologists, spine surgeons and interventional radiologists, among others.
Orthopaedics | Spine - Thoracolumbar (TL) and sacral surgery | TL and sacral fusion and fixation implant | TL rod | NuVasive Inc. | ARM15T Rod, 55mm Conventional Pre-Bent | 8052055 | Standalone | DE0007101 | As per HSA registered indication(s) except for radiolucent implants which should be used as follows:  in patients with primary or metastatic spinal tumours who would benefit from post-operative high dose high precision beam therapy upon appropriate and stringent patient selection;  Patient selection should be done via standardised assessment such as the neurological-oncological-mechanical systemic (NOMS) framework; and  The assessment should be carried out by a multidisciplinary team (MDT), which may be inclusive of, but not limited to, radiation oncologists, spine surgeons and interventional radiologists, among others.
Orthopaedics | Spine - Thoracolumbar (TL) and sacral surgery | TL and sacral fusion and fixation implant | TL rod | NuVasive Inc. | ARM15T Rod, 60mm | 8452060 | Standalone | DE0007101 | As per HSA registered indication(s) except for radiolucent implants which should be used as follows:  in patients with primary or metastatic spinal tumours who would benefit from post-operative high dose high precision beam therapy upon appropriate and stringent patient selection;  Patient selection should be done via standardised assessment such as the neurological-oncological-mechanical systemic (NOMS) framework; and  The assessment should be carried out by a multidisciplinary team (MDT), which may be inclusive of, but not limited to, radiation oncologists, spine surgeons and interventional radiologists, among others.
Orthopaedics | Spine - Thoracolumbar (TL) and sacral surgery | TL and sacral fusion and fixation implant | TL rod | NuVasive Inc. | ARM15T Rod, 60mm Conventional Pre-Bent | 8052060 | Standalone | DE0007101 | As per HSA registered indication(s) except for radiolucent implants which should be used as follows:  in patients with primary or metastatic spinal tumours who would benefit from post-operative high dose high precision beam therapy upon appropriate and stringent patient selection;  Patient selection should be done via standardised assessment such as the neurological-oncological-mechanical systemic (NOMS) framework; and  The assessment should be carried out by a multidisciplinary team (MDT), which may be inclusive of, but not limited to, radiation oncologists, spine surgeons and interventional radiologists, among others.
Orthopaedics | Spine - Thoracolumbar (TL) and sacral surgery | TL and sacral fusion and fixation implant | TL rod | NuVasive Inc. | ARM15T Rod, 65mm | 8452065 | Standalone | DE0007101 | As per HSA registered indication(s) except for radiolucent implants which should be used as follows:  in patients with primary or metastatic spinal tumours who would benefit from post-operative high dose high precision beam therapy upon appropriate and stringent patient selection;  Patient selection should be done via standardised assessment such as the neurological-oncological-mechanical systemic (NOMS) framework; and  The assessment should be carried out by a multidisciplinary team (MDT), which may be inclusive of, but not limited to, radiation oncologists, spine surgeons and interventional radiologists, among others.
Orthopaedics | Spine - Thoracolumbar (TL) and sacral surgery | TL and sacral fusion and fixation implant | TL rod | NuVasive Inc. | ARM15T Rod, 65mm Conventional Pre-Bent | 8052065 | Standalone | DE0007101 | As per HSA registered indication(s) except for radiolucent implants which should be used as follows:  in patients with primary or metastatic spinal tumours who would benefit from post-operative high dose high precision beam therapy upon appropriate and stringent patient selection;  Patient selection should be done via standardised assessment such as the neurological-oncological-mechanical systemic (NOMS) framework; and  The assessment should be carried out by a multidisciplinary team (MDT), which may be inclusive of, but not limited to, radiation oncologists, spine surgeons and interventional radiologists, among others.
Orthopaedics | Spine - Thoracolumbar (TL) and sacral surgery | TL and sacral fusion and fixation implant | TL rod | NuVasive Inc. | ARM15T Rod, 70mm | 8452070 | Standalone | DE0007101 | As per HSA registered indication(s) except for radiolucent implants which should be used as follows:  in patients with primary or metastatic spinal tumours who would benefit from post-operative high dose high precision beam therapy upon appropriate and stringent patient selection;  Patient selection should be done via standardised assessment such as the neurological-oncological-mechanical systemic (NOMS) framework; and  The assessment should be carried out by a multidisciplinary team (MDT), which may be inclusive of, but not limited to, radiation oncologists, spine surgeons and interventional radiologists, among others.
Orthopaedics | Spine - Thoracolumbar (TL) and sacral surgery | TL and sacral fusion and fixation implant | TL rod | NuVasive Inc. | ARM15T Rod, 70mm Conventional Pre-Bent | 8052070 | Standalone | DE0007101 | As per HSA registered indication(s) except for radiolucent implants which should be used as follows:  in patients with primary or metastatic spinal tumours who would benefit from post-operative high dose high precision beam therapy upon appropriate and stringent patient selection;  Patient selection should be done via standardised assessment such as the neurological-oncological-mechanical systemic (NOMS) framework; and  The assessment should be carried out by a multidisciplinary team (MDT), which may be inclusive of, but not limited to, radiation oncologists, spine surgeons and interventional radiologists, among others.
Orthopaedics | Spine - Thoracolumbar (TL) and sacral surgery | TL and sacral fusion and fixation implant | TL rod | NuVasive Inc. | ARM15T Rod, 75mm Conventional Pre-Bent | 8052075 | Standalone | DE0007101 | As per HSA registered indication(s) except for radiolucent implants which should be used as follows:  in patients with primary or metastatic spinal tumours who would benefit from post-operative high dose high precision beam therapy upon appropriate and stringent patient selection;  Patient selection should be done via standardised assessment such as the neurological-oncological-mechanical systemic (NOMS) framework; and  The assessment should be carried out by a multidisciplinary team (MDT), which may be inclusive of, but not limited to, radiation oncologists, spine surgeons and interventional radiologists, among others.
Orthopaedics | Spine - Thoracolumbar (TL) and sacral surgery | TL and sacral fusion and fixation implant | TL rod | NuVasive Inc. | ARM15T Rod, 80mm | 8452080 | Standalone | DE0007101 | As per HSA registered indication(s) except for radiolucent implants which should be used as follows:  in patients with primary or metastatic spinal tumours who would benefit from post-operative high dose high precision beam therapy upon appropriate and stringent patient selection;  Patient selection should be done via standardised assessment such as the neurological-oncological-mechanical systemic (NOMS) framework; and  The assessment should be carried out by a multidisciplinary team (MDT), which may be inclusive of, but not limited to, radiation oncologists, spine surgeons and interventional radiologists, among others.
Orthopaedics | Spine - Thoracolumbar (TL) and sacral surgery | TL and sacral fusion and fixation implant | TL rod | NuVasive Inc. | ARM15T Rod, 80mm Conventional Pre-Bent | 8052080 | Standalone | DE0007101 | As per HSA registered indication(s) except for radiolucent implants which should be used as follows:  in patients with primary or metastatic spinal tumours who would benefit from post-operative high dose high precision beam therapy upon appropriate and stringent patient selection;  Patient selection should be done via standardised assessment such as the neurological-oncological-mechanical systemic (NOMS) framework; and  The assessment should be carried out by a multidisciplinary team (MDT), which may be inclusive of, but not limited to, radiation oncologists, spine surgeons and interventional radiologists, among others.
Orthopaedics | Spine - Thoracolumbar (TL) and sacral surgery | TL and sacral fusion and fixation implant | TL rod | NuVasive Inc. | ARM15T Rod, 85mm Conventional Pre-Bent | 8052085 | Standalone | DE0007101 | As per HSA registered indication(s) except for radiolucent implants which should be used as follows:  in patients with primary or metastatic spinal tumours who would benefit from post-operative high dose high precision beam therapy upon appropriate and stringent patient selection;  Patient selection should be done via standardised assessment such as the neurological-oncological-mechanical systemic (NOMS) framework; and  The assessment should be carried out by a multidisciplinary team (MDT), which may be inclusive of, but not limited to, radiation oncologists, spine surgeons and interventional radiologists, among others.
Orthopaedics | Spine - Thoracolumbar (TL) and sacral surgery | TL and sacral fusion and fixation implant | TL rod | NuVasive Inc. | ARM15T Rod, 90mm | 8452090 | Standalone | DE0007101 | As per HSA registered indication(s) except for radiolucent implants which should be used as follows:  in patients with primary or metastatic spinal tumours who would benefit from post-operative high dose high precision beam therapy upon appropriate and stringent patient selection;  Patient selection should be done via standardised assessment such as the neurological-oncological-mechanical systemic (NOMS) framework; and  The assessment should be carried out by a multidisciplinary team (MDT), which may be inclusive of, but not limited to, radiation oncologists, spine surgeons and interventional radiologists, among others.
Orthopaedics | Spine - Thoracolumbar (TL) and sacral surgery | TL and sacral fusion and fixation implant | TL rod | NuVasive Inc. | ARM15T Rod, 90mm Conventional Pre-Bent | 8052090 | Standalone | DE0007101 | As per HSA registered indication(s) except for radiolucent implants which should be used as follows:  in patients with primary or metastatic spinal tumours who would benefit from post-operative high dose high precision beam therapy upon appropriate and stringent patient selection;  Patient selection should be done via standardised assessment such as the neurological-oncological-mechanical systemic (NOMS) framework; and  The assessment should be carried out by a multidisciplinary team (MDT), which may be inclusive of, but not limited to, radiation oncologists, spine surgeons and interventional radiologists, among others.
Orthopaedics | Spine - Thoracolumbar (TL) and sacral surgery | TL and sacral fusion and fixation implant | TL rod | NuVasive Inc. | ARM15T Rod, 95mm Conventional Pre-Bent | 8052095 | Standalone | DE0007101 | As per HSA registered indication(s) except for radiolucent implants which should be used as follows:  in patients with primary or metastatic spinal tumours who would benefit from post-operative high dose high precision beam therapy upon appropriate and stringent patient selection;  Patient selection should be done via standardised assessment such as the neurological-oncological-mechanical systemic (NOMS) framework; and  The assessment should be carried out by a multidisciplinary team (MDT), which may be inclusive of, but not limited to, radiation oncologists, spine surgeons and interventional radiologists, among others.
Orthopaedics | Spine - Thoracolumbar (TL) and sacral surgery | TL and sacral fusion and fixation implant | TL pedicle screw - Shank, tulip | NuVasive Inc. | ARM15T Screw, 4.5x25mm Fixed | 8854525 | Standalone | DE0007101 | As per HSA registered indication(s) except for radiolucent implants which should be used as follows:  in patients with primary or metastatic spinal tumours who would benefit from post-operative high dose high precision beam therapy upon appropriate and stringent patient selection;  Patient selection should be done via standardised assessment such as the neurological-oncological-mechanical systemic (NOMS) framework; and  The assessment should be carried out by a multidisciplinary team (MDT), which may be inclusive of, but not limited to, radiation oncologists, spine surgeons and interventional radiologists, among others.
Orthopaedics | Spine - Thoracolumbar (TL) and sacral surgery | TL and sacral fusion and fixation implant | TL pedicle screw - Shank, tulip | NuVasive Inc. | ARM15T Screw, 4.5x25mm PLS | 8254525 | Standalone | DE0007101 | As per HSA registered indication(s) except for radiolucent implants which should be used as follows:  in patients with primary or metastatic spinal tumours who would benefit from post-operative high dose high precision beam therapy upon appropriate and stringent patient selection;  Patient selection should be done via standardised assessment such as the neurological-oncological-mechanical systemic (NOMS) framework; and  The assessment should be carried out by a multidisciplinary team (MDT), which may be inclusive of, but not limited to, radiation oncologists, spine surgeons and interventional radiologists, among others.
Orthopaedics | Spine - Thoracolumbar (TL) and sacral surgery | TL and sacral fusion and fixation implant | TL pedicle screw - Shank, tulip | NuVasive Inc. | ARM15T Screw, 4.5x25mm Polyaxial | 8454525 | Standalone | DE0007101 | As per HSA registered indication(s) except for radiolucent implants which should be used as follows:  in patients with primary or metastatic spinal tumours who would benefit from post-operative high dose high precision beam therapy upon appropriate and stringent patient selection;  Patient selection should be done via standardised assessment such as the neurological-oncological-mechanical systemic (NOMS) framework; and  The assessment should be carried out by a multidisciplinary team (MDT), which may be inclusive of, but not limited to, radiation oncologists, spine surgeons and interventional radiologists, among others.
Orthopaedics | Spine - Thoracolumbar (TL) and sacral surgery | TL and sacral fusion and fixation implant | TL pedicle screw - Shank, tulip | NuVasive Inc. | ARM15T Screw, 4.5x25mm Uniplanar | 8644525 | Standalone | DE0007101 | As per HSA registered indication(s) except for radiolucent implants which should be used as follows:  in patients with primary or metastatic spinal tumours who would benefit from post-operative high dose high precision beam therapy upon appropriate and stringent patient selection;  Patient selection should be done via standardised assessment such as the neurological-oncological-mechanical systemic (NOMS) framework; and  The assessment should be carried out by a multidisciplinary team (MDT), which may be inclusive of, but not limited to, radiation oncologists, spine surgeons and interventional radiologists, among others.
Orthopaedics | Spine - Thoracolumbar (TL) and sacral surgery | TL and sacral fusion and fixation implant | TL pedicle screw - Shank, tulip | NuVasive Inc. | ARM15T Screw, 4.5x30mm Fixed | 8854530 | Standalone | DE0007101 | As per HSA registered indication(s) except for radiolucent implants which should be used as follows:  in patients with primary or metastatic spinal tumours who would benefit from post-operative high dose high precision beam therapy upon appropriate and stringent patient selection;  Patient selection should be done via standardised assessment such as the neurological-oncological-mechanical systemic (NOMS) framework; and  The assessment should be carried out by a multidisciplinary team (MDT), which may be inclusive of, but not limited to, radiation oncologists, spine surgeons and interventional radiologists, among others.
Orthopaedics | Spine - Thoracolumbar (TL) and sacral surgery | TL and sacral fusion and fixation implant | TL pedicle screw - Shank, tulip | NuVasive Inc. | ARM15T Screw, 4.5x30mm PLS | 8254530 | Standalone | DE0007101 | As per HSA registered indication(s) except for radiolucent implants which should be used as follows:  in patients with primary or metastatic spinal tumours who would benefit from post-operative high dose high precision beam therapy upon appropriate and stringent patient selection;  Patient selection should be done via standardised assessment such as the neurological-oncological-mechanical systemic (NOMS) framework; and  The assessment should be carried out by a multidisciplinary team (MDT), which may be inclusive of, but not limited to, radiation oncologists, spine surgeons and interventional radiologists, among others.
Orthopaedics | Spine - Thoracolumbar (TL) and sacral surgery | TL and sacral fusion and fixation implant | TL pedicle screw - Shank, tulip | NuVasive Inc. | ARM15T Screw, 4.5x30mm Polyaxial | 8454530 | Standalone | DE0007101 | As per HSA registered indication(s) except for radiolucent implants which should be used as follows:  in patients with primary or metastatic spinal tumours who would benefit from post-operative high dose high precision beam therapy upon appropriate and stringent patient selection;  Patient selection should be done via standardised assessment such as the neurological-oncological-mechanical systemic (NOMS) framework; and  The assessment should be carried out by a multidisciplinary team (MDT), which may be inclusive of, but not limited to, radiation oncologists, spine surgeons and interventional radiologists, among others.
Orthopaedics | Spine - Thoracolumbar (TL) and sacral surgery | TL and sacral fusion and fixation implant | TL pedicle screw - Shank, tulip | NuVasive Inc. | ARM15T Screw, 4.5x30mm Uniplanar | 8644530 | Standalone | DE0007101 | As per HSA registered indication(s) except for radiolucent implants which should be used as follows:  in patients with primary or metastatic spinal tumours who would benefit from post-operative high dose high precision beam therapy upon appropriate and stringent patient selection;  Patient selection should be done via standardised assessment such as the neurological-oncological-mechanical systemic (NOMS) framework; and  The assessment should be carried out by a multidisciplinary team (MDT), which may be inclusive of, but not limited to, radiation oncologists, spine surgeons and interventional radiologists, among others.
Orthopaedics | Spine - Thoracolumbar (TL) and sacral surgery | TL and sacral fusion and fixation implant | TL pedicle screw - Shank, tulip | NuVasive Inc. | ARM15T Screw, 4.5x35mm Fixed | 8854535 | Standalone | DE0007101 | As per HSA registered indication(s) except for radiolucent implants which should be used as follows:  in patients with primary or metastatic spinal tumours who would benefit from post-operative high dose high precision beam therapy upon appropriate and stringent patient selection;  Patient selection should be done via standardised assessment such as the neurological-oncological-mechanical systemic (NOMS) framework; and  The assessment should be carried out by a multidisciplinary team (MDT), which may be inclusive of, but not limited to, radiation oncologists, spine surgeons and interventional radiologists, among others.
Orthopaedics | Spine - Thoracolumbar (TL) and sacral surgery | TL and sacral fusion and fixation implant | TL pedicle screw - Shank, tulip | NuVasive Inc. | ARM15T Screw, 4.5x35mm PLS | 8254535 | Standalone | DE0007101 | As per HSA registered indication(s) except for radiolucent implants which should be used as follows:  in patients with primary or metastatic spinal tumours who would benefit from post-operative high dose high precision beam therapy upon appropriate and stringent patient selection;  Patient selection should be done via standardised assessment such as the neurological-oncological-mechanical systemic (NOMS) framework; and  The assessment should be carried out by a multidisciplinary team (MDT), which may be inclusive of, but not limited to, radiation oncologists, spine surgeons and interventional radiologists, among others.
Orthopaedics | Spine - Thoracolumbar (TL) and sacral surgery | TL and sacral fusion and fixation implant | TL pedicle screw - Shank, tulip | NuVasive Inc. | ARM15T Screw, 4.5x35mm Polyaxial | 8454535 | Standalone | DE0007101 | As per HSA registered indication(s) except for radiolucent implants which should be used as follows:  in patients with primary or metastatic spinal tumours who would benefit from post-operative high dose high precision beam therapy upon appropriate and stringent patient selection;  Patient selection should be done via standardised assessment such as the neurological-oncological-mechanical systemic (NOMS) framework; and  The assessment should be carried out by a multidisciplinary team (MDT), which may be inclusive of, but not limited to, radiation oncologists, spine surgeons and interventional radiologists, among others.
Orthopaedics | Spine - Thoracolumbar (TL) and sacral surgery | TL and sacral fusion and fixation implant | TL pedicle screw - Shank, tulip | NuVasive Inc. | ARM15T Screw, 4.5x35mm Uniplanar | 8644535 | Standalone | DE0007101 | As per HSA registered indication(s) except for radiolucent implants which should be used as follows:  in patients with primary or metastatic spinal tumours who would benefit from post-operative high dose high precision beam therapy upon appropriate and stringent patient selection;  Patient selection should be done via standardised assessment such as the neurological-oncological-mechanical systemic (NOMS) framework; and  The assessment should be carried out by a multidisciplinary team (MDT), which may be inclusive of, but not limited to, radiation oncologists, spine surgeons and interventional radiologists, among others.
Orthopaedics | Spine - Thoracolumbar (TL) and sacral surgery | TL and sacral fusion and fixation implant | TL pedicle screw - Shank, tulip | NuVasive Inc. | ARM15T Screw, 4.5x40mm Fixed | 8854540 | Standalone | DE0007101 | As per HSA registered indication(s) except for radiolucent implants which should be used as follows:  in patients with primary or metastatic spinal tumours who would benefit from post-operative high dose high precision beam therapy upon appropriate and stringent patient selection;  Patient selection should be done via standardised assessment such as the neurological-oncological-mechanical systemic (NOMS) framework; and  The assessment should be carried out by a multidisciplinary team (MDT), which may be inclusive of, but not limited to, radiation oncologists, spine surgeons and interventional radiologists, among others.
Orthopaedics | Spine - Thoracolumbar (TL) and sacral surgery | TL and sacral fusion and fixation implant | TL pedicle screw - Shank, tulip | NuVasive Inc. | ARM15T Screw, 4.5x40mm PLS | 8254540 | Standalone | DE0007101 | As per HSA registered indication(s) except for radiolucent implants which should be used as follows:  in patients with primary or metastatic spinal tumours who would benefit from post-operative high dose high precision beam therapy upon appropriate and stringent patient selection;  Patient selection should be done via standardised assessment such as the neurological-oncological-mechanical systemic (NOMS) framework; and  The assessment should be carried out by a multidisciplinary team (MDT), which may be inclusive of, but not limited to, radiation oncologists, spine surgeons and interventional radiologists, among others.
Orthopaedics | Spine - Thoracolumbar (TL) and sacral surgery | TL and sacral fusion and fixation implant | TL pedicle screw - Shank, tulip | NuVasive Inc. | ARM15T Screw, 4.5x40mm Polyaxial | 8454540 | Standalone | DE0007101 | As per HSA registered indication(s) except for radiolucent implants which should be used as follows:  in patients with primary or metastatic spinal tumours who would benefit from post-operative high dose high precision beam therapy upon appropriate and stringent patient selection;  Patient selection should be done via standardised assessment such as the neurological-oncological-mechanical systemic (NOMS) framework; and  The assessment should be carried out by a multidisciplinary team (MDT), which may be inclusive of, but not limited to, radiation oncologists, spine surgeons and interventional radiologists, among others.
Orthopaedics | Spine - Thoracolumbar (TL) and sacral surgery | TL and sacral fusion and fixation implant | TL pedicle screw - Shank, tulip | NuVasive Inc. | ARM15T Screw, 4.5x40mm Uniplanar | 8644540 | Standalone | DE0007101 | As per HSA registered indication(s) except for radiolucent implants which should be used as follows:  in patients with primary or metastatic spinal tumours who would benefit from post-operative high dose high precision beam therapy upon appropriate and stringent patient selection;  Patient selection should be done via standardised assessment such as the neurological-oncological-mechanical systemic (NOMS) framework; and  The assessment should be carried out by a multidisciplinary team (MDT), which may be inclusive of, but not limited to, radiation oncologists, spine surgeons and interventional radiologists, among others.
Orthopaedics | Spine - Thoracolumbar (TL) and sacral surgery | TL and sacral fusion and fixation implant | TL pedicle screw - Shank, tulip | NuVasive Inc. | ARM15T Screw, 4.5x45mm Fixed | 8854545 | Standalone | DE0007101 | As per HSA registered indication(s) except for radiolucent implants which should be used as follows:  in patients with primary or metastatic spinal tumours who would benefit from post-operative high dose high precision beam therapy upon appropriate and stringent patient selection;  Patient selection should be done via standardised assessment such as the neurological-oncological-mechanical systemic (NOMS) framework; and  The assessment should be carried out by a multidisciplinary team (MDT), which may be inclusive of, but not limited to, radiation oncologists, spine surgeons and interventional radiologists, among others.
Orthopaedics | Spine - Thoracolumbar (TL) and sacral surgery | TL and sacral fusion and fixation implant | TL pedicle screw - Shank, tulip | NuVasive Inc. | ARM15T Screw, 4.5x45mm PLS | 8254545 | Standalone | DE0007101 | As per HSA registered indication(s) except for radiolucent implants which should be used as follows:  in patients with primary or metastatic spinal tumours who would benefit from post-operative high dose high precision beam therapy upon appropriate and stringent patient selection;  Patient selection should be done via standardised assessment such as the neurological-oncological-mechanical systemic (NOMS) framework; and  The assessment should be carried out by a multidisciplinary team (MDT), which may be inclusive of, but not limited to, radiation oncologists, spine surgeons and interventional radiologists, among others.
Orthopaedics | Spine - Thoracolumbar (TL) and sacral surgery | TL and sacral fusion and fixation implant | TL pedicle screw - Shank, tulip | NuVasive Inc. | ARM15T Screw, 4.5x45mm Polyaxial | 8454545 | Standalone | DE0007101 | As per HSA registered indication(s) except for radiolucent implants which should be used as follows:  in patients with primary or metastatic spinal tumours who would benefit from post-operative high dose high precision beam therapy upon appropriate and stringent patient selection;  Patient selection should be done via standardised assessment such as the neurological-oncological-mechanical systemic (NOMS) framework; and  The assessment should be carried out by a multidisciplinary team (MDT), which may be inclusive of, but not limited to, radiation oncologists, spine surgeons and interventional radiologists, among others.
Orthopaedics | Spine - Thoracolumbar (TL) and sacral surgery | TL and sacral fusion and fixation implant | TL pedicle screw - Shank, tulip | NuVasive Inc. | ARM15T Screw, 4.5x45mm Uniplanar | 8644545 | Standalone | DE0007101 | As per HSA registered indication(s) except for radiolucent implants which should be used as follows:  in patients with primary or metastatic spinal tumours who would benefit from post-operative high dose high precision beam therapy upon appropriate and stringent patient selection;  Patient selection should be done via standardised assessment such as the neurological-oncological-mechanical systemic (NOMS) framework; and  The assessment should be carried out by a multidisciplinary team (MDT), which may be inclusive of, but not limited to, radiation oncologists, spine surgeons and interventional radiologists, among others.
Orthopaedics | Spine - Thoracolumbar (TL) and sacral surgery | TL and sacral fusion and fixation implant | TL pedicle screw - Shank, tulip | NuVasive Inc. | ARM15T Screw, 4.5x50mm Fixed | 8854550 | Standalone | DE0007101 | As per HSA registered indication(s) except for radiolucent implants which should be used as follows:  in patients with primary or metastatic spinal tumours who would benefit from post-operative high dose high precision beam therapy upon appropriate and stringent patient selection;  Patient selection should be done via standardised assessment such as the neurological-oncological-mechanical systemic (NOMS) framework; and  The assessment should be carried out by a multidisciplinary team (MDT), which may be inclusive of, but not limited to, radiation oncologists, spine surgeons and interventional radiologists, among others.
Orthopaedics | Spine - Thoracolumbar (TL) and sacral surgery | TL and sacral fusion and fixation implant | TL pedicle screw - Shank, tulip | NuVasive Inc. | ARM15T Screw, 4.5x50mm Uniplanar | 8644550 | Standalone | DE0007101 | As per HSA registered indication(s) except for radiolucent implants which should be used as follows:  in patients with primary or metastatic spinal tumours who would benefit from post-operative high dose high precision beam therapy upon appropriate and stringent patient selection;  Patient selection should be done via standardised assessment such as the neurological-oncological-mechanical systemic (NOMS) framework; and  The assessment should be carried out by a multidisciplinary team (MDT), which may be inclusive of, but not limited to, radiation oncologists, spine surgeons and interventional radiologists, among others.
Orthopaedics | Spine - Thoracolumbar (TL) and sacral surgery | TL and sacral fusion and fixation implant | TL pedicle screw - Shank, tulip | NuVasive Inc. | ARM15T Screw, 4x25mm Fixed | 8854025 | Standalone | DE0007101 | As per HSA registered indication(s) except for radiolucent implants which should be used as follows:  in patients with primary or metastatic spinal tumours who would benefit from post-operative high dose high precision beam therapy upon appropriate and stringent patient selection;  Patient selection should be done via standardised assessment such as the neurological-oncological-mechanical systemic (NOMS) framework; and  The assessment should be carried out by a multidisciplinary team (MDT), which may be inclusive of, but not limited to, radiation oncologists, spine surgeons and interventional radiologists, among others.
Orthopaedics | Spine - Thoracolumbar (TL) and sacral surgery | TL and sacral fusion and fixation implant | TL pedicle screw - Shank, tulip | NuVasive Inc. | ARM15T Screw, 4x25mm PLS | 8254025 | Standalone | DE0007101 | As per HSA registered indication(s) except for radiolucent implants which should be used as follows:  in patients with primary or metastatic spinal tumours who would benefit from post-operative high dose high precision beam therapy upon appropriate and stringent patient selection;  Patient selection should be done via standardised assessment such as the neurological-oncological-mechanical systemic (NOMS) framework; and  The assessment should be carried out by a multidisciplinary team (MDT), which may be inclusive of, but not limited to, radiation oncologists, spine surgeons and interventional radiologists, among others.
Orthopaedics | Spine - Thoracolumbar (TL) and sacral surgery | TL and sacral fusion and fixation implant | TL pedicle screw - Shank, tulip | NuVasive Inc. | ARM15T Screw, 4x25mm Polyaxial | 8454025 | Standalone | DE0007101 | As per HSA registered indication(s) except for radiolucent implants which should be used as follows:  in patients with primary or metastatic spinal tumours who would benefit from post-operative high dose high precision beam therapy upon appropriate and stringent patient selection;  Patient selection should be done via standardised assessment such as the neurological-oncological-mechanical systemic (NOMS) framework; and  The assessment should be carried out by a multidisciplinary team (MDT), which may be inclusive of, but not limited to, radiation oncologists, spine surgeons and interventional radiologists, among others.
Orthopaedics | Spine - Thoracolumbar (TL) and sacral surgery | TL and sacral fusion and fixation implant | TL pedicle screw - Shank, tulip | NuVasive Inc. | ARM15T Screw, 4x25mm Uniplanar | 8644025 | Standalone | DE0007101 | As per HSA registered indication(s) except for radiolucent implants which should be used as follows:  in patients with primary or metastatic spinal tumours who would benefit from post-operative high dose high precision beam therapy upon appropriate and stringent patient selection;  Patient selection should be done via standardised assessment such as the neurological-oncological-mechanical systemic (NOMS) framework; and  The assessment should be carried out by a multidisciplinary team (MDT), which may be inclusive of, but not limited to, radiation oncologists, spine surgeons and interventional radiologists, among others.
Orthopaedics | Spine - Thoracolumbar (TL) and sacral surgery | TL and sacral fusion and fixation implant | TL pedicle screw - Shank, tulip | NuVasive Inc. | ARM15T Screw, 4x30mm Fixed | 8854030 | Standalone | DE0007101 | As per HSA registered indication(s) except for radiolucent implants which should be used as follows:  in patients with primary or metastatic spinal tumours who would benefit from post-operative high dose high precision beam therapy upon appropriate and stringent patient selection;  Patient selection should be done via standardised assessment such as the neurological-oncological-mechanical systemic (NOMS) framework; and  The assessment should be carried out by a multidisciplinary team (MDT), which may be inclusive of, but not limited to, radiation oncologists, spine surgeons and interventional radiologists, among others.
Orthopaedics | Spine - Thoracolumbar (TL) and sacral surgery | TL and sacral fusion and fixation implant | TL pedicle screw - Shank, tulip | NuVasive Inc. | ARM15T Screw, 4x30mm PLS | 8254030 | Standalone | DE0007101 | As per HSA registered indication(s) except for radiolucent implants which should be used as follows:  in patients with primary or metastatic spinal tumours who would benefit from post-operative high dose high precision beam therapy upon appropriate and stringent patient selection;  Patient selection should be done via standardised assessment such as the neurological-oncological-mechanical systemic (NOMS) framework; and  The assessment should be carried out by a multidisciplinary team (MDT), which may be inclusive of, but not limited to, radiation oncologists, spine surgeons and interventional radiologists, among others.
Orthopaedics | Spine - Thoracolumbar (TL) and sacral surgery | TL and sacral fusion and fixation implant | TL pedicle screw - Shank, tulip | NuVasive Inc. | ARM15T Screw, 4x30mm Polyaxial | 8454030 | Standalone | DE0007101 | As per HSA registered indication(s) except for radiolucent implants which should be used as follows:  in patients with primary or metastatic spinal tumours who would benefit from post-operative high dose high precision beam therapy upon appropriate and stringent patient selection;  Patient selection should be done via standardised assessment such as the neurological-oncological-mechanical systemic (NOMS) framework; and  The assessment should be carried out by a multidisciplinary team (MDT), which may be inclusive of, but not limited to, radiation oncologists, spine surgeons and interventional radiologists, among others.
Orthopaedics | Spine - Thoracolumbar (TL) and sacral surgery | TL and sacral fusion and fixation implant | TL pedicle screw - Shank, tulip | NuVasive Inc. | ARM15T Screw, 4x30mm Uniplanar | 8644030 | Standalone | DE0007101 | As per HSA registered indication(s) except for radiolucent implants which should be used as follows:  in patients with primary or metastatic spinal tumours who would benefit from post-operative high dose high precision beam therapy upon appropriate and stringent patient selection;  Patient selection should be done via standardised assessment such as the neurological-oncological-mechanical systemic (NOMS) framework; and  The assessment should be carried out by a multidisciplinary team (MDT), which may be inclusive of, but not limited to, radiation oncologists, spine surgeons and interventional radiologists, among others.
Orthopaedics | Spine - Thoracolumbar (TL) and sacral surgery | TL and sacral fusion and fixation implant | TL pedicle screw - Shank, tulip | NuVasive Inc. | ARM15T Screw, 4x35mm Fixed | 8854035 | Standalone | DE0007101 | As per HSA registered indication(s) except for radiolucent implants which should be used as follows:  in patients with primary or metastatic spinal tumours who would benefit from post-operative high dose high precision beam therapy upon appropriate and stringent patient selection;  Patient selection should be done via standardised assessment such as the neurological-oncological-mechanical systemic (NOMS) framework; and  The assessment should be carried out by a multidisciplinary team (MDT), which may be inclusive of, but not limited to, radiation oncologists, spine surgeons and interventional radiologists, among others.
Orthopaedics | Spine - Thoracolumbar (TL) and sacral surgery | TL and sacral fusion and fixation implant | TL pedicle screw - Shank, tulip | NuVasive Inc. | ARM15T Screw, 4x35mm PLS | 8254035 | Standalone | DE0007101 | As per HSA registered indication(s) except for radiolucent implants which should be used as follows:  in patients with primary or metastatic spinal tumours who would benefit from post-operative high dose high precision beam therapy upon appropriate and stringent patient selection;  Patient selection should be done via standardised assessment such as the neurological-oncological-mechanical systemic (NOMS) framework; and  The assessment should be carried out by a multidisciplinary team (MDT), which may be inclusive of, but not limited to, radiation oncologists, spine surgeons and interventional radiologists, among others.
Orthopaedics | Spine - Thoracolumbar (TL) and sacral surgery | TL and sacral fusion and fixation implant | TL pedicle screw - Shank, tulip | NuVasive Inc. | ARM15T Screw, 4x35mm Polyaxial | 8454035 | Standalone | DE0007101 | As per HSA registered indication(s) except for radiolucent implants which should be used as follows:  in patients with primary or metastatic spinal tumours who would benefit from post-operative high dose high precision beam therapy upon appropriate and stringent patient selection;  Patient selection should be done via standardised assessment such as the neurological-oncological-mechanical systemic (NOMS) framework; and  The assessment should be carried out by a multidisciplinary team (MDT), which may be inclusive of, but not limited to, radiation oncologists, spine surgeons and interventional radiologists, among others.
Orthopaedics | Spine - Thoracolumbar (TL) and sacral surgery | TL and sacral fusion and fixation implant | TL pedicle screw - Shank, tulip | NuVasive Inc. | ARM15T Screw, 4x35mm Uniplanar | 8644035 | Standalone | DE0007101 | As per HSA registered indication(s) except for radiolucent implants which should be used as follows:  in patients with primary or metastatic spinal tumours who would benefit from post-operative high dose high precision beam therapy upon appropriate and stringent patient selection;  Patient selection should be done via standardised assessment such as the neurological-oncological-mechanical systemic (NOMS) framework; and  The assessment should be carried out by a multidisciplinary team (MDT), which may be inclusive of, but not limited to, radiation oncologists, spine surgeons and interventional radiologists, among others.
Orthopaedics | Spine - Thoracolumbar (TL) and sacral surgery | TL and sacral fusion and fixation implant | TL pedicle screw - Shank, tulip | NuVasive Inc. | ARM15T Screw, 4x40mm Fixed | 8854040 | Standalone | DE0007101 | As per HSA registered indication(s) except for radiolucent implants which should be used as follows:  in patients with primary or metastatic spinal tumours who would benefit from post-operative high dose high precision beam therapy upon appropriate and stringent patient selection;  Patient selection should be done via standardised assessment such as the neurological-oncological-mechanical systemic (NOMS) framework; and  The assessment should be carried out by a multidisciplinary team (MDT), which may be inclusive of, but not limited to, radiation oncologists, spine surgeons and interventional radiologists, among others.
Orthopaedics | Spine - Thoracolumbar (TL) and sacral surgery | TL and sacral fusion and fixation implant | TL pedicle screw - Shank, tulip | NuVasive Inc. | ARM15T Screw, 4x40mm PLS | 8254040 | Standalone | DE0007101 | As per HSA registered indication(s) except for radiolucent implants which should be used as follows:  in patients with primary or metastatic spinal tumours who would benefit from post-operative high dose high precision beam therapy upon appropriate and stringent patient selection;  Patient selection should be done via standardised assessment such as the neurological-oncological-mechanical systemic (NOMS) framework; and  The assessment should be carried out by a multidisciplinary team (MDT), which may be inclusive of, but not limited to, radiation oncologists, spine surgeons and interventional radiologists, among others.
Orthopaedics | Spine - Thoracolumbar (TL) and sacral surgery | TL and sacral fusion and fixation implant | TL pedicle screw - Shank, tulip | NuVasive Inc. | ARM15T Screw, 4x40mm Polyaxial | 8454040 | Standalone | DE0007101 | As per HSA registered indication(s) except for radiolucent implants which should be used as follows:  in patients with primary or metastatic spinal tumours who would benefit from post-operative high dose high precision beam therapy upon appropriate and stringent patient selection;  Patient selection should be done via standardised assessment such as the neurological-oncological-mechanical systemic (NOMS) framework; and  The assessment should be carried out by a multidisciplinary team (MDT), which may be inclusive of, but not limited to, radiation oncologists, spine surgeons and interventional radiologists, among others.
Orthopaedics | Spine - Thoracolumbar (TL) and sacral surgery | TL and sacral fusion and fixation implant | TL pedicle screw - Shank, tulip | NuVasive Inc. | ARM15T Screw, 4x40mm Uniplanar | 8644040 | Standalone | DE0007101 | As per HSA registered indication(s) except for radiolucent implants which should be used as follows:  in patients with primary or metastatic spinal tumours who would benefit from post-operative high dose high precision beam therapy upon appropriate and stringent patient selection;  Patient selection should be done via standardised assessment such as the neurological-oncological-mechanical systemic (NOMS) framework; and  The assessment should be carried out by a multidisciplinary team (MDT), which may be inclusive of, but not limited to, radiation oncologists, spine surgeons and interventional radiologists, among others.
Orthopaedics | Spine - Thoracolumbar (TL) and sacral surgery | TL and sacral fusion and fixation implant | TL pedicle screw - Shank, tulip | NuVasive Inc. | ARM15T Screw, 4x45mm Fixed | 8854045 | Standalone | DE0007101 | As per HSA registered indication(s) except for radiolucent implants which should be used as follows:  in patients with primary or metastatic spinal tumours who would benefit from post-operative high dose high precision beam therapy upon appropriate and stringent patient selection;  Patient selection should be done via standardised assessment such as the neurological-oncological-mechanical systemic (NOMS) framework; and  The assessment should be carried out by a multidisciplinary team (MDT), which may be inclusive of, but not limited to, radiation oncologists, spine surgeons and interventional radiologists, among others.
Orthopaedics | Spine - Thoracolumbar (TL) and sacral surgery | TL and sacral fusion and fixation implant | TL pedicle screw - Shank, tulip | NuVasive Inc. | ARM15T Screw, 4x45mm PLS | 8254045 | Standalone | DE0007101 | As per HSA registered indication(s) except for radiolucent implants which should be used as follows:  in patients with primary or metastatic spinal tumours who would benefit from post-operative high dose high precision beam therapy upon appropriate and stringent patient selection;  Patient selection should be done via standardised assessment such as the neurological-oncological-mechanical systemic (NOMS) framework; and  The assessment should be carried out by a multidisciplinary team (MDT), which may be inclusive of, but not limited to, radiation oncologists, spine surgeons and interventional radiologists, among others.
Orthopaedics | Spine - Thoracolumbar (TL) and sacral surgery | TL and sacral fusion and fixation implant | TL pedicle screw - Shank, tulip | NuVasive Inc. | ARM15T Screw, 4x45mm Polyaxial | 8454045 | Standalone | DE0007101 | As per HSA registered indication(s) except for radiolucent implants which should be used as follows:  in patients with primary or metastatic spinal tumours who would benefit from post-operative high dose high precision beam therapy upon appropriate and stringent patient selection;  Patient selection should be done via standardised assessment such as the neurological-oncological-mechanical systemic (NOMS) framework; and  The assessment should be carried out by a multidisciplinary team (MDT), which may be inclusive of, but not limited to, radiation oncologists, spine surgeons and interventional radiologists, among others.
Orthopaedics | Spine - Thoracolumbar (TL) and sacral surgery | TL and sacral fusion and fixation implant | TL pedicle screw - Shank, tulip | NuVasive Inc. | ARM15T Screw, 4x45mm Uniplanar | 8644045 | Standalone | DE0007101 | As per HSA registered indication(s) except for radiolucent implants which should be used as follows:  in patients with primary or metastatic spinal tumours who would benefit from post-operative high dose high precision beam therapy upon appropriate and stringent patient selection;  Patient selection should be done via standardised assessment such as the neurological-oncological-mechanical systemic (NOMS) framework; and  The assessment should be carried out by a multidisciplinary team (MDT), which may be inclusive of, but not limited to, radiation oncologists, spine surgeons and interventional radiologists, among others.
Orthopaedics | Spine - Thoracolumbar (TL) and sacral surgery | TL and sacral fusion and fixation implant | TL pedicle screw - Shank, tulip | NuVasive Inc. | ARM15T Screw, 5.5x25mm Fixed | 8855525 | Standalone | DE0007101 | As per HSA registered indication(s) except for radiolucent implants which should be used as follows:  in patients with primary or metastatic spinal tumours who would benefit from post-operative high dose high precision beam therapy upon appropriate and stringent patient selection;  Patient selection should be done via standardised assessment such as the neurological-oncological-mechanical systemic (NOMS) framework; and  The assessment should be carried out by a multidisciplinary team (MDT), which may be inclusive of, but not limited to, radiation oncologists, spine surgeons and interventional radiologists, among others.
Orthopaedics | Spine - Thoracolumbar (TL) and sacral surgery | TL and sacral fusion and fixation implant | TL pedicle screw - Shank, tulip | NuVasive Inc. | ARM15T Screw, 5.5x25mm PLS | 8255525 | Standalone | DE0007101 | As per HSA registered indication(s) except for radiolucent implants which should be used as follows:  in patients with primary or metastatic spinal tumours who would benefit from post-operative high dose high precision beam therapy upon appropriate and stringent patient selection;  Patient selection should be done via standardised assessment such as the neurological-oncological-mechanical systemic (NOMS) framework; and  The assessment should be carried out by a multidisciplinary team (MDT), which may be inclusive of, but not limited to, radiation oncologists, spine surgeons and interventional radiologists, among others.
Orthopaedics | Spine - Thoracolumbar (TL) and sacral surgery | TL and sacral fusion and fixation implant | TL pedicle screw - Shank, tulip | NuVasive Inc. | ARM15T Screw, 5.5x25mm Polyaxial | 8455525 | Standalone | DE0007101 | As per HSA registered indication(s) except for radiolucent implants which should be used as follows:  in patients with primary or metastatic spinal tumours who would benefit from post-operative high dose high precision beam therapy upon appropriate and stringent patient selection;  Patient selection should be done via standardised assessment such as the neurological-oncological-mechanical systemic (NOMS) framework; and  The assessment should be carried out by a multidisciplinary team (MDT), which may be inclusive of, but not limited to, radiation oncologists, spine surgeons and interventional radiologists, among others.
Orthopaedics | Spine - Thoracolumbar (TL) and sacral surgery | TL and sacral fusion and fixation implant | TL pedicle screw - Shank, tulip | NuVasive Inc. | ARM15T Screw, 5.5x25mm Uniplanar | 8645525 | Standalone | DE0007101 | As per HSA registered indication(s) except for radiolucent implants which should be used as follows:  in patients with primary or metastatic spinal tumours who would benefit from post-operative high dose high precision beam therapy upon appropriate and stringent patient selection;  Patient selection should be done via standardised assessment such as the neurological-oncological-mechanical systemic (NOMS) framework; and  The assessment should be carried out by a multidisciplinary team (MDT), which may be inclusive of, but not limited to, radiation oncologists, spine surgeons and interventional radiologists, among others.
Orthopaedics | Spine - Thoracolumbar (TL) and sacral surgery | TL and sacral fusion and fixation implant | TL pedicle screw - Shank, tulip | NuVasive Inc. | ARM15T Screw, 5.5x30mm Fixed | 8855530 | Standalone | DE0007101 | As per HSA registered indication(s) except for radiolucent implants which should be used as follows:  in patients with primary or metastatic spinal tumours who would benefit from post-operative high dose high precision beam therapy upon appropriate and stringent patient selection;  Patient selection should be done via standardised assessment such as the neurological-oncological-mechanical systemic (NOMS) framework; and  The assessment should be carried out by a multidisciplinary team (MDT), which may be inclusive of, but not limited to, radiation oncologists, spine surgeons and interventional radiologists, among others.
Orthopaedics | Spine - Thoracolumbar (TL) and sacral surgery | TL and sacral fusion and fixation implant | TL pedicle screw - Shank, tulip | NuVasive Inc. | ARM15T Screw, 5.5x30mm PLS | 8255530 | Standalone | DE0007101 | As per HSA registered indication(s) except for radiolucent implants which should be used as follows:  in patients with primary or metastatic spinal tumours who would benefit from post-operative high dose high precision beam therapy upon appropriate and stringent patient selection;  Patient selection should be done via standardised assessment such as the neurological-oncological-mechanical systemic (NOMS) framework; and  The assessment should be carried out by a multidisciplinary team (MDT), which may be inclusive of, but not limited to, radiation oncologists, spine surgeons and interventional radiologists, among others.
Orthopaedics | Spine - Thoracolumbar (TL) and sacral surgery | TL and sacral fusion and fixation implant | TL pedicle screw - Shank, tulip | NuVasive Inc. | ARM15T Screw, 5.5x30mm Polyaxial | 8455530 | Standalone | DE0007101 | As per HSA registered indication(s) except for radiolucent implants which should be used as follows:  in patients with primary or metastatic spinal tumours who would benefit from post-operative high dose high precision beam therapy upon appropriate and stringent patient selection;  Patient selection should be done via standardised assessment such as the neurological-oncological-mechanical systemic (NOMS) framework; and  The assessment should be carried out by a multidisciplinary team (MDT), which may be inclusive of, but not limited to, radiation oncologists, spine surgeons and interventional radiologists, among others.
Orthopaedics | Spine - Thoracolumbar (TL) and sacral surgery | TL and sacral fusion and fixation implant | TL pedicle screw - Shank, tulip | NuVasive Inc. | ARM15T Screw, 5.5x30mm Reduction | 8275530 | Standalone | DE0007101 | As per HSA registered indication(s) except for radiolucent implants which should be used as follows:  in patients with primary or metastatic spinal tumours who would benefit from post-operative high dose high precision beam therapy upon appropriate and stringent patient selection;  Patient selection should be done via standardised assessment such as the neurological-oncological-mechanical systemic (NOMS) framework; and  The assessment should be carried out by a multidisciplinary team (MDT), which may be inclusive of, but not limited to, radiation oncologists, spine surgeons and interventional radiologists, among others.
Orthopaedics | Spine - Thoracolumbar (TL) and sacral surgery | TL and sacral fusion and fixation implant | TL pedicle screw - Shank, tulip | NuVasive Inc. | ARM15T Screw, 5.5x30mm Uniplanar | 8645530 | Standalone | DE0007101 | As per HSA registered indication(s) except for radiolucent implants which should be used as follows:  in patients with primary or metastatic spinal tumours who would benefit from post-operative high dose high precision beam therapy upon appropriate and stringent patient selection;  Patient selection should be done via standardised assessment such as the neurological-oncological-mechanical systemic (NOMS) framework; and  The assessment should be carried out by a multidisciplinary team (MDT), which may be inclusive of, but not limited to, radiation oncologists, spine surgeons and interventional radiologists, among others.
Orthopaedics | Spine - Thoracolumbar (TL) and sacral surgery | TL and sacral fusion and fixation implant | TL pedicle screw - Shank, tulip | NuVasive Inc. | ARM15T Screw, 5.5x35mm Fixed | 8855535 | Standalone | DE0007101 | As per HSA registered indication(s) except for radiolucent implants which should be used as follows:  in patients with primary or metastatic spinal tumours who would benefit from post-operative high dose high precision beam therapy upon appropriate and stringent patient selection;  Patient selection should be done via standardised assessment such as the neurological-oncological-mechanical systemic (NOMS) framework; and  The assessment should be carried out by a multidisciplinary team (MDT), which may be inclusive of, but not limited to, radiation oncologists, spine surgeons and interventional radiologists, among others.
Orthopaedics | Spine - Thoracolumbar (TL) and sacral surgery | TL and sacral fusion and fixation implant | TL pedicle screw - Shank, tulip | NuVasive Inc. | ARM15T Screw, 5.5x35mm PLS | 8255535 | Standalone | DE0007101 | As per HSA registered indication(s) except for radiolucent implants which should be used as follows:  in patients with primary or metastatic spinal tumours who would benefit from post-operative high dose high precision beam therapy upon appropriate and stringent patient selection;  Patient selection should be done via standardised assessment such as the neurological-oncological-mechanical systemic (NOMS) framework; and  The assessment should be carried out by a multidisciplinary team (MDT), which may be inclusive of, but not limited to, radiation oncologists, spine surgeons and interventional radiologists, among others.
Orthopaedics | Spine - Thoracolumbar (TL) and sacral surgery | TL and sacral fusion and fixation implant | TL pedicle screw - Shank, tulip | NuVasive Inc. | ARM15T Screw, 5.5x35mm Polyaxial | 8455535 | Standalone | DE0007101 | As per HSA registered indication(s) except for radiolucent implants which should be used as follows:  in patients with primary or metastatic spinal tumours who would benefit from post-operative high dose high precision beam therapy upon appropriate and stringent patient selection;  Patient selection should be done via standardised assessment such as the neurological-oncological-mechanical systemic (NOMS) framework; and  The assessment should be carried out by a multidisciplinary team (MDT), which may be inclusive of, but not limited to, radiation oncologists, spine surgeons and interventional radiologists, among others.
Orthopaedics | Spine - Thoracolumbar (TL) and sacral surgery | TL and sacral fusion and fixation implant | TL pedicle screw - Shank, tulip | NuVasive Inc. | ARM15T Screw, 5.5x35mm Reduction | 8275535 | Standalone | DE0007101 | As per HSA registered indication(s) except for radiolucent implants which should be used as follows:  in patients with primary or metastatic spinal tumours who would benefit from post-operative high dose high precision beam therapy upon appropriate and stringent patient selection;  Patient selection should be done via standardised assessment such as the neurological-oncological-mechanical systemic (NOMS) framework; and  The assessment should be carried out by a multidisciplinary team (MDT), which may be inclusive of, but not limited to, radiation oncologists, spine surgeons and interventional radiologists, among others.
Orthopaedics | Spine - Thoracolumbar (TL) and sacral surgery | TL and sacral fusion and fixation implant | TL pedicle screw - Shank, tulip | NuVasive Inc. | ARM15T Screw, 5.5x35mm Uniplanar | 8645535 | Standalone | DE0007101 | As per HSA registered indication(s) except for radiolucent implants which should be used as follows:  in patients with primary or metastatic spinal tumours who would benefit from post-operative high dose high precision beam therapy upon appropriate and stringent patient selection;  Patient selection should be done via standardised assessment such as the neurological-oncological-mechanical systemic (NOMS) framework; and  The assessment should be carried out by a multidisciplinary team (MDT), which may be inclusive of, but not limited to, radiation oncologists, spine surgeons and interventional radiologists, among others.
Orthopaedics | Spine - Thoracolumbar (TL) and sacral surgery | TL and sacral fusion and fixation implant | TL pedicle screw - Shank, tulip | NuVasive Inc. | ARM15T Screw, 5.5x40mm Fixed | 8855540 | Standalone | DE0007101 | As per HSA registered indication(s) except for radiolucent implants which should be used as follows:  in patients with primary or metastatic spinal tumours who would benefit from post-operative high dose high precision beam therapy upon appropriate and stringent patient selection;  Patient selection should be done via standardised assessment such as the neurological-oncological-mechanical systemic (NOMS) framework; and  The assessment should be carried out by a multidisciplinary team (MDT), which may be inclusive of, but not limited to, radiation oncologists, spine surgeons and interventional radiologists, among others.
Orthopaedics | Spine - Thoracolumbar (TL) and sacral surgery | TL and sacral fusion and fixation implant | TL pedicle screw - Shank, tulip | NuVasive Inc. | ARM15T Screw, 5.5x40mm PLS | 8255540 | Standalone | DE0007101 | As per HSA registered indication(s) except for radiolucent implants which should be used as follows:  in patients with primary or metastatic spinal tumours who would benefit from post-operative high dose high precision beam therapy upon appropriate and stringent patient selection;  Patient selection should be done via standardised assessment such as the neurological-oncological-mechanical systemic (NOMS) framework; and  The assessment should be carried out by a multidisciplinary team (MDT), which may be inclusive of, but not limited to, radiation oncologists, spine surgeons and interventional radiologists, among others.
Orthopaedics | Spine - Thoracolumbar (TL) and sacral surgery | TL and sacral fusion and fixation implant | TL pedicle screw - Shank, tulip | NuVasive Inc. | ARM15T Screw, 5.5x40mm Polyaxial | 8455540 | Standalone | DE0007101 | As per HSA registered indication(s) except for radiolucent implants which should be used as follows:  in patients with primary or metastatic spinal tumours who would benefit from post-operative high dose high precision beam therapy upon appropriate and stringent patient selection;  Patient selection should be done via standardised assessment such as the neurological-oncological-mechanical systemic (NOMS) framework; and  The assessment should be carried out by a multidisciplinary team (MDT), which may be inclusive of, but not limited to, radiation oncologists, spine surgeons and interventional radiologists, among others.
Orthopaedics | Spine - Thoracolumbar (TL) and sacral surgery | TL and sacral fusion and fixation implant | TL pedicle screw - Shank, tulip | NuVasive Inc. | ARM15T Screw, 5.5x40mm Reduction | 8275540 | Standalone | DE0007101 | As per HSA registered indication(s) except for radiolucent implants which should be used as follows:  in patients with primary or metastatic spinal tumours who would benefit from post-operative high dose high precision beam therapy upon appropriate and stringent patient selection;  Patient selection should be done via standardised assessment such as the neurological-oncological-mechanical systemic (NOMS) framework; and  The assessment should be carried out by a multidisciplinary team (MDT), which may be inclusive of, but not limited to, radiation oncologists, spine surgeons and interventional radiologists, among others.
Orthopaedics | Spine - Thoracolumbar (TL) and sacral surgery | TL and sacral fusion and fixation implant | TL pedicle screw - Shank, tulip | NuVasive Inc. | ARM15T Screw, 5.5x40mm Uniplanar | 8645540 | Standalone | DE0007101 | As per HSA registered indication(s) except for radiolucent implants which should be used as follows:  in patients with primary or metastatic spinal tumours who would benefit from post-operative high dose high precision beam therapy upon appropriate and stringent patient selection;  Patient selection should be done via standardised assessment such as the neurological-oncological-mechanical systemic (NOMS) framework; and  The assessment should be carried out by a multidisciplinary team (MDT), which may be inclusive of, but not limited to, radiation oncologists, spine surgeons and interventional radiologists, among others.
Orthopaedics | Spine - Thoracolumbar (TL) and sacral surgery | TL and sacral fusion and fixation implant | TL pedicle screw - Shank, tulip | NuVasive Inc. | ARM15T Screw, 5.5x45mm Fixed | 8855545 | Standalone | DE0007101 | As per HSA registered indication(s) except for radiolucent implants which should be used as follows:  in patients with primary or metastatic spinal tumours who would benefit from post-operative high dose high precision beam therapy upon appropriate and stringent patient selection;  Patient selection should be done via standardised assessment such as the neurological-oncological-mechanical systemic (NOMS) framework; and  The assessment should be carried out by a multidisciplinary team (MDT), which may be inclusive of, but not limited to, radiation oncologists, spine surgeons and interventional radiologists, among others.
Orthopaedics | Spine - Thoracolumbar (TL) and sacral surgery | TL and sacral fusion and fixation implant | TL pedicle screw - Shank, tulip | NuVasive Inc. | ARM15T Screw, 5.5x45mm PLS | 8255545 | Standalone | DE0007101 | As per HSA registered indication(s) except for radiolucent implants which should be used as follows:  in patients with primary or metastatic spinal tumours who would benefit from post-operative high dose high precision beam therapy upon appropriate and stringent patient selection;  Patient selection should be done via standardised assessment such as the neurological-oncological-mechanical systemic (NOMS) framework; and  The assessment should be carried out by a multidisciplinary team (MDT), which may be inclusive of, but not limited to, radiation oncologists, spine surgeons and interventional radiologists, among others.
Orthopaedics | Spine - Thoracolumbar (TL) and sacral surgery | TL and sacral fusion and fixation implant | TL pedicle screw - Shank, tulip | NuVasive Inc. | ARM15T Screw, 5.5x45mm Polyaxial | 8455545 | Standalone | DE0007101 | As per HSA registered indication(s) except for radiolucent implants which should be used as follows:  in patients with primary or metastatic spinal tumours who would benefit from post-operative high dose high precision beam therapy upon appropriate and stringent patient selection;  Patient selection should be done via standardised assessment such as the neurological-oncological-mechanical systemic (NOMS) framework; and  The assessment should be carried out by a multidisciplinary team (MDT), which may be inclusive of, but not limited to, radiation oncologists, spine surgeons and interventional radiologists, among others.
Orthopaedics | Spine - Thoracolumbar (TL) and sacral surgery | TL and sacral fusion and fixation implant | TL pedicle screw - Shank, tulip | NuVasive Inc. | ARM15T Screw, 5.5x45mm Reduction | 8275545 | Standalone | DE0007101 | As per HSA registered indication(s) except for radiolucent implants which should be used as follows:  in patients with primary or metastatic spinal tumours who would benefit from post-operative high dose high precision beam therapy upon appropriate and stringent patient selection;  Patient selection should be done via standardised assessment such as the neurological-oncological-mechanical systemic (NOMS) framework; and  The assessment should be carried out by a multidisciplinary team (MDT), which may be inclusive of, but not limited to, radiation oncologists, spine surgeons and interventional radiologists, among others.
Orthopaedics | Spine - Thoracolumbar (TL) and sacral surgery | TL and sacral fusion and fixation implant | TL pedicle screw - Shank, tulip | NuVasive Inc. | ARM15T Screw, 5.5x45mm Uniplanar | 8645545 | Standalone | DE0007101 | As per HSA registered indication(s) except for radiolucent implants which should be used as follows:  in patients with primary or metastatic spinal tumours who would benefit from post-operative high dose high precision beam therapy upon appropriate and stringent patient selection;  Patient selection should be done via standardised assessment such as the neurological-oncological-mechanical systemic (NOMS) framework; and  The assessment should be carried out by a multidisciplinary team (MDT), which may be inclusive of, but not limited to, radiation oncologists, spine surgeons and interventional radiologists, among others.
Orthopaedics | Spine - Thoracolumbar (TL) and sacral surgery | TL and sacral fusion and fixation implant | TL pedicle screw - Shank, tulip | NuVasive Inc. | ARM15T Screw, 5.5x50mm Fixed | 8855550 | Standalone | DE0007101 | As per HSA registered indication(s) except for radiolucent implants which should be used as follows:  in patients with primary or metastatic spinal tumours who would benefit from post-operative high dose high precision beam therapy upon appropriate and stringent patient selection;  Patient selection should be done via standardised assessment such as the neurological-oncological-mechanical systemic (NOMS) framework; and  The assessment should be carried out by a multidisciplinary team (MDT), which may be inclusive of, but not limited to, radiation oncologists, spine surgeons and interventional radiologists, among others.
Orthopaedics | Spine - Thoracolumbar (TL) and sacral surgery | TL and sacral fusion and fixation implant | TL pedicle screw - Shank, tulip | NuVasive Inc. | ARM15T Screw, 5.5x50mm PLS | 8255550 | Standalone | DE0007101 | As per HSA registered indication(s) except for radiolucent implants which should be used as follows:  in patients with primary or metastatic spinal tumours who would benefit from post-operative high dose high precision beam therapy upon appropriate and stringent patient selection;  Patient selection should be done via standardised assessment such as the neurological-oncological-mechanical systemic (NOMS) framework; and  The assessment should be carried out by a multidisciplinary team (MDT), which may be inclusive of, but not limited to, radiation oncologists, spine surgeons and interventional radiologists, among others.
Orthopaedics | Spine - Thoracolumbar (TL) and sacral surgery | TL and sacral fusion and fixation implant | TL pedicle screw - Shank, tulip | NuVasive Inc. | ARM15T Screw, 5.5x50mm Polyaxial | 8455550 | Standalone | DE0007101 | As per HSA registered indication(s) except for radiolucent implants which should be used as follows:  in patients with primary or metastatic spinal tumours who would benefit from post-operative high dose high precision beam therapy upon appropriate and stringent patient selection;  Patient selection should be done via standardised assessment such as the neurological-oncological-mechanical systemic (NOMS) framework; and  The assessment should be carried out by a multidisciplinary team (MDT), which may be inclusive of, but not limited to, radiation oncologists, spine surgeons and interventional radiologists, among others.
Orthopaedics | Spine - Thoracolumbar (TL) and sacral surgery | TL and sacral fusion and fixation implant | TL pedicle screw - Shank, tulip | NuVasive Inc. | ARM15T Screw, 5.5x50mm Reduction | 8275550 | Standalone | DE0007101 | As per HSA registered indication(s) except for radiolucent implants which should be used as follows:  in patients with primary or metastatic spinal tumours who would benefit from post-operative high dose high precision beam therapy upon appropriate and stringent patient selection;  Patient selection should be done via standardised assessment such as the neurological-oncological-mechanical systemic (NOMS) framework; and  The assessment should be carried out by a multidisciplinary team (MDT), which may be inclusive of, but not limited to, radiation oncologists, spine surgeons and interventional radiologists, among others.
Orthopaedics | Spine - Thoracolumbar (TL) and sacral surgery | TL and sacral fusion and fixation implant | TL pedicle screw - Shank, tulip | NuVasive Inc. | ARM15T Screw, 5.5x50mm Uniplanar | 8645550 | Standalone | DE0007101 | As per HSA registered indication(s) except for radiolucent implants which should be used as follows:  in patients with primary or metastatic spinal tumours who would benefit from post-operative high dose high precision beam therapy upon appropriate and stringent patient selection;  Patient selection should be done via standardised assessment such as the neurological-oncological-mechanical systemic (NOMS) framework; and  The assessment should be carried out by a multidisciplinary team (MDT), which may be inclusive of, but not limited to, radiation oncologists, spine surgeons and interventional radiologists, among others.
Orthopaedics | Spine - Thoracolumbar (TL) and sacral surgery | TL and sacral fusion and fixation implant | TL pedicle screw - Shank, tulip | NuVasive Inc. | ARM15T Screw, 5.5x55mm Fixed | 8855555 | Standalone | DE0007101 | As per HSA registered indication(s) except for radiolucent implants which should be used as follows:  in patients with primary or metastatic spinal tumours who would benefit from post-operative high dose high precision beam therapy upon appropriate and stringent patient selection;  Patient selection should be done via standardised assessment such as the neurological-oncological-mechanical systemic (NOMS) framework; and  The assessment should be carried out by a multidisciplinary team (MDT), which may be inclusive of, but not limited to, radiation oncologists, spine surgeons and interventional radiologists, among others.
Orthopaedics | Spine - Thoracolumbar (TL) and sacral surgery | TL and sacral fusion and fixation implant | TL pedicle screw - Shank, tulip | NuVasive Inc. | ARM15T Screw, 5.5x55mm PLS | 8255555 | Standalone | DE0007101 | As per HSA registered indication(s) except for radiolucent implants which should be used as follows:  in patients with primary or metastatic spinal tumours who would benefit from post-operative high dose high precision beam therapy upon appropriate and stringent patient selection;  Patient selection should be done via standardised assessment such as the neurological-oncological-mechanical systemic (NOMS) framework; and  The assessment should be carried out by a multidisciplinary team (MDT), which may be inclusive of, but not limited to, radiation oncologists, spine surgeons and interventional radiologists, among others.
Orthopaedics | Spine - Thoracolumbar (TL) and sacral surgery | TL and sacral fusion and fixation implant | TL pedicle screw - Shank, tulip | NuVasive Inc. | ARM15T Screw, 5.5x55mm Polyaxial | 8455555 | Standalone | DE0007101 | As per HSA registered indication(s) except for radiolucent implants which should be used as follows:  in patients with primary or metastatic spinal tumours who would benefit from post-operative high dose high precision beam therapy upon appropriate and stringent patient selection;  Patient selection should be done via standardised assessment such as the neurological-oncological-mechanical systemic (NOMS) framework; and  The assessment should be carried out by a multidisciplinary team (MDT), which may be inclusive of, but not limited to, radiation oncologists, spine surgeons and interventional radiologists, among others.
Orthopaedics | Spine - Thoracolumbar (TL) and sacral surgery | TL and sacral fusion and fixation implant | TL pedicle screw - Shank, tulip | NuVasive Inc. | ARM15T Screw, 5.5x55mm Reduction | 8275555 | Standalone | DE0007101 | As per HSA registered indication(s) except for radiolucent implants which should be used as follows:  in patients with primary or metastatic spinal tumours who would benefit from post-operative high dose high precision beam therapy upon appropriate and stringent patient selection;  Patient selection should be done via standardised assessment such as the neurological-oncological-mechanical systemic (NOMS) framework; and  The assessment should be carried out by a multidisciplinary team (MDT), which may be inclusive of, but not limited to, radiation oncologists, spine surgeons and interventional radiologists, among others.
Orthopaedics | Spine - Thoracolumbar (TL) and sacral surgery | TL and sacral fusion and fixation implant | TL pedicle screw - Shank, tulip | NuVasive Inc. | ARM15T Screw, 5.5x55mm Uniplanar | 8645555 | Standalone | DE0007101 | As per HSA registered indication(s) except for radiolucent implants which should be used as follows:  in patients with primary or metastatic spinal tumours who would benefit from post-operative high dose high precision beam therapy upon appropriate and stringent patient selection;  Patient selection should be done via standardised assessment such as the neurological-oncological-mechanical systemic (NOMS) framework; and  The assessment should be carried out by a multidisciplinary team (MDT), which may be inclusive of, but not limited to, radiation oncologists, spine surgeons and interventional radiologists, among others.
Orthopaedics | Spine - Thoracolumbar (TL) and sacral surgery | TL and sacral fusion and fixation implant | TL pedicle screw - Shank, tulip | NuVasive Inc. | ARM15T Screw, 5.5x60mm Fixed | 8855560 | Standalone | DE0007101 | As per HSA registered indication(s) except for radiolucent implants which should be used as follows:  in patients with primary or metastatic spinal tumours who would benefit from post-operative high dose high precision beam therapy upon appropriate and stringent patient selection;  Patient selection should be done via standardised assessment such as the neurological-oncological-mechanical systemic (NOMS) framework; and  The assessment should be carried out by a multidisciplinary team (MDT), which may be inclusive of, but not limited to, radiation oncologists, spine surgeons and interventional radiologists, among others.
Orthopaedics | Spine - Thoracolumbar (TL) and sacral surgery | TL and sacral fusion and fixation implant | TL pedicle screw - Shank, tulip | NuVasive Inc. | ARM15T Screw, 5.5x60mm Uniplanar | 8645560 | Standalone | DE0007101 | As per HSA registered indication(s) except for radiolucent implants which should be used as follows:  in patients with primary or metastatic spinal tumours who would benefit from post-operative high dose high precision beam therapy upon appropriate and stringent patient selection;  Patient selection should be done via standardised assessment such as the neurological-oncological-mechanical systemic (NOMS) framework; and  The assessment should be carried out by a multidisciplinary team (MDT), which may be inclusive of, but not limited to, radiation oncologists, spine surgeons and interventional radiologists, among others.
Orthopaedics | Spine - Thoracolumbar (TL) and sacral surgery | TL and sacral fusion and fixation implant | TL pedicle screw - Shank, tulip | NuVasive Inc. | ARM15T Screw, 5.5x65mm Uniplanar | 8645565 | Standalone | DE0007101 | As per HSA registered indication(s) except for radiolucent implants which should be used as follows:  in patients with primary or metastatic spinal tumours who would benefit from post-operative high dose high precision beam therapy upon appropriate and stringent patient selection;  Patient selection should be done via standardised assessment such as the neurological-oncological-mechanical systemic (NOMS) framework; and  The assessment should be carried out by a multidisciplinary team (MDT), which may be inclusive of, but not limited to, radiation oncologists, spine surgeons and interventional radiologists, among others.
Orthopaedics | Spine - Thoracolumbar (TL) and sacral surgery | TL and sacral fusion and fixation implant | TL pedicle screw - Shank, tulip | NuVasive Inc. | ARM15T Screw, 5x25mm Fixed | 8855025 | Standalone | DE0007101 | As per HSA registered indication(s) except for radiolucent implants which should be used as follows:  in patients with primary or metastatic spinal tumours who would benefit from post-operative high dose high precision beam therapy upon appropriate and stringent patient selection;  Patient selection should be done via standardised assessment such as the neurological-oncological-mechanical systemic (NOMS) framework; and  The assessment should be carried out by a multidisciplinary team (MDT), which may be inclusive of, but not limited to, radiation oncologists, spine surgeons and interventional radiologists, among others.
Orthopaedics | Spine - Thoracolumbar (TL) and sacral surgery | TL and sacral fusion and fixation implant | TL pedicle screw - Shank, tulip | NuVasive Inc. | ARM15T Screw, 5x25mm PLS | 8255025 | Standalone | DE0007101 | As per HSA registered indication(s) except for radiolucent implants which should be used as follows:  in patients with primary or metastatic spinal tumours who would benefit from post-operative high dose high precision beam therapy upon appropriate and stringent patient selection;  Patient selection should be done via standardised assessment such as the neurological-oncological-mechanical systemic (NOMS) framework; and  The assessment should be carried out by a multidisciplinary team (MDT), which may be inclusive of, but not limited to, radiation oncologists, spine surgeons and interventional radiologists, among others.
Orthopaedics | Spine - Thoracolumbar (TL) and sacral surgery | TL and sacral fusion and fixation implant | TL pedicle screw - Shank, tulip | NuVasive Inc. | ARM15T Screw, 5x25mm Polyaxial | 8455025 | Standalone | DE0007101 | As per HSA registered indication(s) except for radiolucent implants which should be used as follows:  in patients with primary or metastatic spinal tumours who would benefit from post-operative high dose high precision beam therapy upon appropriate and stringent patient selection;  Patient selection should be done via standardised assessment such as the neurological-oncological-mechanical systemic (NOMS) framework; and  The assessment should be carried out by a multidisciplinary team (MDT), which may be inclusive of, but not limited to, radiation oncologists, spine surgeons and interventional radiologists, among others.
Orthopaedics | Spine - Thoracolumbar (TL) and sacral surgery | TL and sacral fusion and fixation implant | TL pedicle screw - Shank, tulip | NuVasive Inc. | ARM15T Screw, 5x25mm Uniplanar | 8645025 | Standalone | DE0007101 | As per HSA registered indication(s) except for radiolucent implants which should be used as follows:  in patients with primary or metastatic spinal tumours who would benefit from post-operative high dose high precision beam therapy upon appropriate and stringent patient selection;  Patient selection should be done via standardised assessment such as the neurological-oncological-mechanical systemic (NOMS) framework; and  The assessment should be carried out by a multidisciplinary team (MDT), which may be inclusive of, but not limited to, radiation oncologists, spine surgeons and interventional radiologists, among others.
Orthopaedics | Spine - Thoracolumbar (TL) and sacral surgery | TL and sacral fusion and fixation implant | TL pedicle screw - Shank, tulip | NuVasive Inc. | ARM15T Screw, 5x30mm Fixed | 8855030 | Standalone | DE0007101 | As per HSA registered indication(s) except for radiolucent implants which should be used as follows:  in patients with primary or metastatic spinal tumours who would benefit from post-operative high dose high precision beam therapy upon appropriate and stringent patient selection;  Patient selection should be done via standardised assessment such as the neurological-oncological-mechanical systemic (NOMS) framework; and  The assessment should be carried out by a multidisciplinary team (MDT), which may be inclusive of, but not limited to, radiation oncologists, spine surgeons and interventional radiologists, among others.
Orthopaedics | Spine - Thoracolumbar (TL) and sacral surgery | TL and sacral fusion and fixation implant | TL pedicle screw - Shank, tulip | NuVasive Inc. | ARM15T Screw, 5x30mm PLS | 8255030 | Standalone | DE0007101 | As per HSA registered indication(s) except for radiolucent implants which should be used as follows:  in patients with primary or metastatic spinal tumours who would benefit from post-operative high dose high precision beam therapy upon appropriate and stringent patient selection;  Patient selection should be done via standardised assessment such as the neurological-oncological-mechanical systemic (NOMS) framework; and  The assessment should be carried out by a multidisciplinary team (MDT), which may be inclusive of, but not limited to, radiation oncologists, spine surgeons and interventional radiologists, among others.
Orthopaedics | Spine - Thoracolumbar (TL) and sacral surgery | TL and sacral fusion and fixation implant | TL pedicle screw - Shank, tulip | NuVasive Inc. | ARM15T Screw, 5x30mm Polyaxial | 8455030 | Standalone | DE0007101 | As per HSA registered indication(s) except for radiolucent implants which should be used as follows:  in patients with primary or metastatic spinal tumours who would benefit from post-operative high dose high precision beam therapy upon appropriate and stringent patient selection;  Patient selection should be done via standardised assessment such as the neurological-oncological-mechanical systemic (NOMS) framework; and  The assessment should be carried out by a multidisciplinary team (MDT), which may be inclusive of, but not limited to, radiation oncologists, spine surgeons and interventional radiologists, among others.
Orthopaedics | Spine - Thoracolumbar (TL) and sacral surgery | TL and sacral fusion and fixation implant | TL pedicle screw - Shank, tulip | NuVasive Inc. | ARM15T Screw, 5x30mm Uniplanar | 8645030 | Standalone | DE0007101 | As per HSA registered indication(s) except for radiolucent implants which should be used as follows:  in patients with primary or metastatic spinal tumours who would benefit from post-operative high dose high precision beam therapy upon appropriate and stringent patient selection;  Patient selection should be done via standardised assessment such as the neurological-oncological-mechanical systemic (NOMS) framework; and  The assessment should be carried out by a multidisciplinary team (MDT), which may be inclusive of, but not limited to, radiation oncologists, spine surgeons and interventional radiologists, among others.
Orthopaedics | Spine - Thoracolumbar (TL) and sacral surgery | TL and sacral fusion and fixation implant | TL pedicle screw - Shank, tulip | NuVasive Inc. | ARM15T Screw, 5x35mm Fixed | 8855035 | Standalone | DE0007101 | As per HSA registered indication(s) except for radiolucent implants which should be used as follows:  in patients with primary or metastatic spinal tumours who would benefit from post-operative high dose high precision beam therapy upon appropriate and stringent patient selection;  Patient selection should be done via standardised assessment such as the neurological-oncological-mechanical systemic (NOMS) framework; and  The assessment should be carried out by a multidisciplinary team (MDT), which may be inclusive of, but not limited to, radiation oncologists, spine surgeons and interventional radiologists, among others.
Orthopaedics | Spine - Thoracolumbar (TL) and sacral surgery | TL and sacral fusion and fixation implant | TL pedicle screw - Shank, tulip | NuVasive Inc. | ARM15T Screw, 5x35mm PLS | 8255035 | Standalone | DE0007101 | As per HSA registered indication(s) except for radiolucent implants which should be used as follows:  in patients with primary or metastatic spinal tumours who would benefit from post-operative high dose high precision beam therapy upon appropriate and stringent patient selection;  Patient selection should be done via standardised assessment such as the neurological-oncological-mechanical systemic (NOMS) framework; and  The assessment should be carried out by a multidisciplinary team (MDT), which may be inclusive of, but not limited to, radiation oncologists, spine surgeons and interventional radiologists, among others.
Orthopaedics | Spine - Thoracolumbar (TL) and sacral surgery | TL and sacral fusion and fixation implant | TL pedicle screw - Shank, tulip | NuVasive Inc. | ARM15T Screw, 5x35mm Polyaxial | 8455035 | Standalone | DE0007101 | As per HSA registered indication(s) except for radiolucent implants which should be used as follows:  in patients with primary or metastatic spinal tumours who would benefit from post-operative high dose high precision beam therapy upon appropriate and stringent patient selection;  Patient selection should be done via standardised assessment such as the neurological-oncological-mechanical systemic (NOMS) framework; and  The assessment should be carried out by a multidisciplinary team (MDT), which may be inclusive of, but not limited to, radiation oncologists, spine surgeons and interventional radiologists, among others.
Orthopaedics | Spine - Thoracolumbar (TL) and sacral surgery | TL and sacral fusion and fixation implant | TL pedicle screw - Shank, tulip | NuVasive Inc. | ARM15T Screw, 5x35mm Uniplanar | 8645035 | Standalone | DE0007101 | As per HSA registered indication(s) except for radiolucent implants which should be used as follows:  in patients with primary or metastatic spinal tumours who would benefit from post-operative high dose high precision beam therapy upon appropriate and stringent patient selection;  Patient selection should be done via standardised assessment such as the neurological-oncological-mechanical systemic (NOMS) framework; and  The assessment should be carried out by a multidisciplinary team (MDT), which may be inclusive of, but not limited to, radiation oncologists, spine surgeons and interventional radiologists, among others.
Orthopaedics | Spine - Thoracolumbar (TL) and sacral surgery | TL and sacral fusion and fixation implant | TL pedicle screw - Shank, tulip | NuVasive Inc. | ARM15T Screw, 5x40mm Fixed | 8855040 | Standalone | DE0007101 | As per HSA registered indication(s) except for radiolucent implants which should be used as follows:  in patients with primary or metastatic spinal tumours who would benefit from post-operative high dose high precision beam therapy upon appropriate and stringent patient selection;  Patient selection should be done via standardised assessment such as the neurological-oncological-mechanical systemic (NOMS) framework; and  The assessment should be carried out by a multidisciplinary team (MDT), which may be inclusive of, but not limited to, radiation oncologists, spine surgeons and interventional radiologists, among others.
Orthopaedics | Spine - Thoracolumbar (TL) and sacral surgery | TL and sacral fusion and fixation implant | TL pedicle screw - Shank, tulip | NuVasive Inc. | ARM15T Screw, 5x40mm PLS | 8255040 | Standalone | DE0007101 | As per HSA registered indication(s) except for radiolucent implants which should be used as follows:  in patients with primary or metastatic spinal tumours who would benefit from post-operative high dose high precision beam therapy upon appropriate and stringent patient selection;  Patient selection should be done via standardised assessment such as the neurological-oncological-mechanical systemic (NOMS) framework; and  The assessment should be carried out by a multidisciplinary team (MDT), which may be inclusive of, but not limited to, radiation oncologists, spine surgeons and interventional radiologists, among others.
Orthopaedics | Spine - Thoracolumbar (TL) and sacral surgery | TL and sacral fusion and fixation implant | TL pedicle screw - Shank, tulip | NuVasive Inc. | ARM15T Screw, 5x40mm Polyaxial | 8455040 | Standalone | DE0007101 | As per HSA registered indication(s) except for radiolucent implants which should be used as follows:  in patients with primary or metastatic spinal tumours who would benefit from post-operative high dose high precision beam therapy upon appropriate and stringent patient selection;  Patient selection should be done via standardised assessment such as the neurological-oncological-mechanical systemic (NOMS) framework; and  The assessment should be carried out by a multidisciplinary team (MDT), which may be inclusive of, but not limited to, radiation oncologists, spine surgeons and interventional radiologists, among others.
Orthopaedics | Spine - Thoracolumbar (TL) and sacral surgery | TL and sacral fusion and fixation implant | TL pedicle screw - Shank, tulip | NuVasive Inc. | ARM15T Screw, 5x40mm Uniplanar | 8645040 | Standalone | DE0007101 | As per HSA registered indication(s) except for radiolucent implants which should be used as follows:  in patients with primary or metastatic spinal tumours who would benefit from post-operative high dose high precision beam therapy upon appropriate and stringent patient selection;  Patient selection should be done via standardised assessment such as the neurological-oncological-mechanical systemic (NOMS) framework; and  The assessment should be carried out by a multidisciplinary team (MDT), which may be inclusive of, but not limited to, radiation oncologists, spine surgeons and interventional radiologists, among others.
Orthopaedics | Spine - Thoracolumbar (TL) and sacral surgery | TL and sacral fusion and fixation implant | TL pedicle screw - Shank, tulip | NuVasive Inc. | ARM15T Screw, 5x45mm Fixed | 8855045 | Standalone | DE0007101 | As per HSA registered indication(s) except for radiolucent implants which should be used as follows:  in patients with primary or metastatic spinal tumours who would benefit from post-operative high dose high precision beam therapy upon appropriate and stringent patient selection;  Patient selection should be done via standardised assessment such as the neurological-oncological-mechanical systemic (NOMS) framework; and  The assessment should be carried out by a multidisciplinary team (MDT), which may be inclusive of, but not limited to, radiation oncologists, spine surgeons and interventional radiologists, among others.
Orthopaedics | Spine - Thoracolumbar (TL) and sacral surgery | TL and sacral fusion and fixation implant | TL pedicle screw - Shank, tulip | NuVasive Inc. | ARM15T Screw, 5x45mm PLS | 8255045 | Standalone | DE0007101 | As per HSA registered indication(s) except for radiolucent implants which should be used as follows:  in patients with primary or metastatic spinal tumours who would benefit from post-operative high dose high precision beam therapy upon appropriate and stringent patient selection;  Patient selection should be done via standardised assessment such as the neurological-oncological-mechanical systemic (NOMS) framework; and  The assessment should be carried out by a multidisciplinary team (MDT), which may be inclusive of, but not limited to, radiation oncologists, spine surgeons and interventional radiologists, among others.
Orthopaedics | Spine - Thoracolumbar (TL) and sacral surgery | TL and sacral fusion and fixation implant | TL pedicle screw - Shank, tulip | NuVasive Inc. | ARM15T Screw, 5x45mm Polyaxial | 8455045 | Standalone | DE0007101 | As per HSA registered indication(s) except for radiolucent implants which should be used as follows:  in patients with primary or metastatic spinal tumours who would benefit from post-operative high dose high precision beam therapy upon appropriate and stringent patient selection;  Patient selection should be done via standardised assessment such as the neurological-oncological-mechanical systemic (NOMS) framework; and  The assessment should be carried out by a multidisciplinary team (MDT), which may be inclusive of, but not limited to, radiation oncologists, spine surgeons and interventional radiologists, among others.
Orthopaedics | Spine - Thoracolumbar (TL) and sacral surgery | TL and sacral fusion and fixation implant | TL pedicle screw - Shank, tulip | NuVasive Inc. | ARM15T Screw, 5x45mm Uniplanar | 8645045 | Standalone | DE0007101 | As per HSA registered indication(s) except for radiolucent implants which should be used as follows:  in patients with primary or metastatic spinal tumours who would benefit from post-operative high dose high precision beam therapy upon appropriate and stringent patient selection;  Patient selection should be done via standardised assessment such as the neurological-oncological-mechanical systemic (NOMS) framework; and  The assessment should be carried out by a multidisciplinary team (MDT), which may be inclusive of, but not limited to, radiation oncologists, spine surgeons and interventional radiologists, among others.
Orthopaedics | Spine - Thoracolumbar (TL) and sacral surgery | TL and sacral fusion and fixation implant | TL pedicle screw - Shank, tulip | NuVasive Inc. | ARM15T Screw, 5x50mm Fixed | 8855050 | Standalone | DE0007101 | As per HSA registered indication(s) except for radiolucent implants which should be used as follows:  in patients with primary or metastatic spinal tumours who would benefit from post-operative high dose high precision beam therapy upon appropriate and stringent patient selection;  Patient selection should be done via standardised assessment such as the neurological-oncological-mechanical systemic (NOMS) framework; and  The assessment should be carried out by a multidisciplinary team (MDT), which may be inclusive of, but not limited to, radiation oncologists, spine surgeons and interventional radiologists, among others.
Orthopaedics | Spine - Thoracolumbar (TL) and sacral surgery | TL and sacral fusion and fixation implant | TL pedicle screw - Shank, tulip | NuVasive Inc. | ARM15T Screw, 5x50mm PLS | 8255050 | Standalone | DE0007101 | As per HSA registered indication(s) except for radiolucent implants which should be used as follows:  in patients with primary or metastatic spinal tumours who would benefit from post-operative high dose high precision beam therapy upon appropriate and stringent patient selection;  Patient selection should be done via standardised assessment such as the neurological-oncological-mechanical systemic (NOMS) framework; and  The assessment should be carried out by a multidisciplinary team (MDT), which may be inclusive of, but not limited to, radiation oncologists, spine surgeons and interventional radiologists, among others.
Orthopaedics | Spine - Thoracolumbar (TL) and sacral surgery | TL and sacral fusion and fixation implant | TL pedicle screw - Shank, tulip | NuVasive Inc. | ARM15T Screw, 5x50mm Polyaxial | 8455050 | Standalone | DE0007101 | As per HSA registered indication(s) except for radiolucent implants which should be used as follows:  in patients with primary or metastatic spinal tumours who would benefit from post-operative high dose high precision beam therapy upon appropriate and stringent patient selection;  Patient selection should be done via standardised assessment such as the neurological-oncological-mechanical systemic (NOMS) framework; and  The assessment should be carried out by a multidisciplinary team (MDT), which may be inclusive of, but not limited to, radiation oncologists, spine surgeons and interventional radiologists, among others.
Orthopaedics | Spine - Thoracolumbar (TL) and sacral surgery | TL and sacral fusion and fixation implant | TL pedicle screw - Shank, tulip | NuVasive Inc. | ARM15T Screw, 5x50mm Uniplanar | 8645050 | Standalone | DE0007101 | As per HSA registered indication(s) except for radiolucent implants which should be used as follows:  in patients with primary or metastatic spinal tumours who would benefit from post-operative high dose high precision beam therapy upon appropriate and stringent patient selection;  Patient selection should be done via standardised assessment such as the neurological-oncological-mechanical systemic (NOMS) framework; and  The assessment should be carried out by a multidisciplinary team (MDT), which may be inclusive of, but not limited to, radiation oncologists, spine surgeons and interventional radiologists, among others.
Orthopaedics | Spine - Thoracolumbar (TL) and sacral surgery | TL and sacral fusion and fixation implant | TL pedicle screw - Shank, tulip | NuVasive Inc. | ARM15T Screw, 6.5x100mm Iliac SL-Open | 8446510 | Standalone | DE0007101 | As per HSA registered indication(s) except for radiolucent implants which should be used as follows:  in patients with primary or metastatic spinal tumours who would benefit from post-operative high dose high precision beam therapy upon appropriate and stringent patient selection;  Patient selection should be done via standardised assessment such as the neurological-oncological-mechanical systemic (NOMS) framework; and  The assessment should be carried out by a multidisciplinary team (MDT), which may be inclusive of, but not limited to, radiation oncologists, spine surgeons and interventional radiologists, among others.
Orthopaedics | Spine - Thoracolumbar (TL) and sacral surgery | TL and sacral fusion and fixation implant | TL pedicle screw - Shank, tulip | NuVasive Inc. | ARM15T Screw, 6.5x30mm Fixed | 8856530 | Standalone | DE0007101 | As per HSA registered indication(s) except for radiolucent implants which should be used as follows:  in patients with primary or metastatic spinal tumours who would benefit from post-operative high dose high precision beam therapy upon appropriate and stringent patient selection;  Patient selection should be done via standardised assessment such as the neurological-oncological-mechanical systemic (NOMS) framework; and  The assessment should be carried out by a multidisciplinary team (MDT), which may be inclusive of, but not limited to, radiation oncologists, spine surgeons and interventional radiologists, among others.
Orthopaedics | Spine - Thoracolumbar (TL) and sacral surgery | TL and sacral fusion and fixation implant | TL pedicle screw - Shank, tulip | NuVasive Inc. | ARM15T Screw, 6.5x30mm PLS | 8256530 | Standalone | DE0007101 | As per HSA registered indication(s) except for radiolucent implants which should be used as follows:  in patients with primary or metastatic spinal tumours who would benefit from post-operative high dose high precision beam therapy upon appropriate and stringent patient selection;  Patient selection should be done via standardised assessment such as the neurological-oncological-mechanical systemic (NOMS) framework; and  The assessment should be carried out by a multidisciplinary team (MDT), which may be inclusive of, but not limited to, radiation oncologists, spine surgeons and interventional radiologists, among others.
Orthopaedics | Spine - Thoracolumbar (TL) and sacral surgery | TL and sacral fusion and fixation implant | TL pedicle screw - Shank, tulip | NuVasive Inc. | ARM15T Screw, 6.5x30mm Polyaxial | 8456530 | Standalone | DE0007101 | As per HSA registered indication(s) except for radiolucent implants which should be used as follows:  in patients with primary or metastatic spinal tumours who would benefit from post-operative high dose high precision beam therapy upon appropriate and stringent patient selection;  Patient selection should be done via standardised assessment such as the neurological-oncological-mechanical systemic (NOMS) framework; and  The assessment should be carried out by a multidisciplinary team (MDT), which may be inclusive of, but not limited to, radiation oncologists, spine surgeons and interventional radiologists, among others.
Orthopaedics | Spine - Thoracolumbar (TL) and sacral surgery | TL and sacral fusion and fixation implant | TL pedicle screw - Shank, tulip | NuVasive Inc. | ARM15T Screw, 6.5x30mm Reduction | 8276530 | Standalone | DE0007101 | As per HSA registered indication(s) except for radiolucent implants which should be used as follows:  in patients with primary or metastatic spinal tumours who would benefit from post-operative high dose high precision beam therapy upon appropriate and stringent patient selection;  Patient selection should be done via standardised assessment such as the neurological-oncological-mechanical systemic (NOMS) framework; and  The assessment should be carried out by a multidisciplinary team (MDT), which may be inclusive of, but not limited to, radiation oncologists, spine surgeons and interventional radiologists, among others.
Orthopaedics | Spine - Thoracolumbar (TL) and sacral surgery | TL and sacral fusion and fixation implant | TL pedicle screw - Shank, tulip | NuVasive Inc. | ARM15T Screw, 6.5x35mm Fixed | 8856535 | Standalone | DE0007101 | As per HSA registered indication(s) except for radiolucent implants which should be used as follows:  in patients with primary or metastatic spinal tumours who would benefit from post-operative high dose high precision beam therapy upon appropriate and stringent patient selection;  Patient selection should be done via standardised assessment such as the neurological-oncological-mechanical systemic (NOMS) framework; and  The assessment should be carried out by a multidisciplinary team (MDT), which may be inclusive of, but not limited to, radiation oncologists, spine surgeons and interventional radiologists, among others.
Orthopaedics | Spine - Thoracolumbar (TL) and sacral surgery | TL and sacral fusion and fixation implant | TL pedicle screw - Shank, tulip | NuVasive Inc. | ARM15T Screw, 6.5x35mm PLS | 8256535 | Standalone | DE0007101 | As per HSA registered indication(s) except for radiolucent implants which should be used as follows:  in patients with primary or metastatic spinal tumours who would benefit from post-operative high dose high precision beam therapy upon appropriate and stringent patient selection;  Patient selection should be done via standardised assessment such as the neurological-oncological-mechanical systemic (NOMS) framework; and  The assessment should be carried out by a multidisciplinary team (MDT), which may be inclusive of, but not limited to, radiation oncologists, spine surgeons and interventional radiologists, among others.
Orthopaedics | Spine - Thoracolumbar (TL) and sacral surgery | TL and sacral fusion and fixation implant | TL pedicle screw - Shank, tulip | NuVasive Inc. | ARM15T Screw, 6.5x35mm Polyaxial | 8456535 | Standalone | DE0007101 | As per HSA registered indication(s) except for radiolucent implants which should be used as follows:  in patients with primary or metastatic spinal tumours who would benefit from post-operative high dose high precision beam therapy upon appropriate and stringent patient selection;  Patient selection should be done via standardised assessment such as the neurological-oncological-mechanical systemic (NOMS) framework; and  The assessment should be carried out by a multidisciplinary team (MDT), which may be inclusive of, but not limited to, radiation oncologists, spine surgeons and interventional radiologists, among others.
Orthopaedics | Spine - Thoracolumbar (TL) and sacral surgery | TL and sacral fusion and fixation implant | TL pedicle screw - Shank, tulip | NuVasive Inc. | ARM15T Screw, 6.5x35mm Reduction | 8276535 | Standalone | DE0007101 | As per HSA registered indication(s) except for radiolucent implants which should be used as follows:  in patients with primary or metastatic spinal tumours who would benefit from post-operative high dose high precision beam therapy upon appropriate and stringent patient selection;  Patient selection should be done via standardised assessment such as the neurological-oncological-mechanical systemic (NOMS) framework; and  The assessment should be carried out by a multidisciplinary team (MDT), which may be inclusive of, but not limited to, radiation oncologists, spine surgeons and interventional radiologists, among others.
Orthopaedics | Spine - Thoracolumbar (TL) and sacral surgery | TL and sacral fusion and fixation implant | TL pedicle screw - Shank, tulip | NuVasive Inc. | ARM15T Screw, 6.5x40mm Fixed | 8856540 | Standalone | DE0007101 | As per HSA registered indication(s) except for radiolucent implants which should be used as follows:  in patients with primary or metastatic spinal tumours who would benefit from post-operative high dose high precision beam therapy upon appropriate and stringent patient selection;  Patient selection should be done via standardised assessment such as the neurological-oncological-mechanical systemic (NOMS) framework; and  The assessment should be carried out by a multidisciplinary team (MDT), which may be inclusive of, but not limited to, radiation oncologists, spine surgeons and interventional radiologists, among others.
Orthopaedics | Spine - Thoracolumbar (TL) and sacral surgery | TL and sacral fusion and fixation implant | TL pedicle screw - Shank, tulip | NuVasive Inc. | ARM15T Screw, 6.5x40mm PLS | 8256540 | Standalone | DE0007101 | As per HSA registered indication(s) except for radiolucent implants which should be used as follows:  in patients with primary or metastatic spinal tumours who would benefit from post-operative high dose high precision beam therapy upon appropriate and stringent patient selection;  Patient selection should be done via standardised assessment such as the neurological-oncological-mechanical systemic (NOMS) framework; and  The assessment should be carried out by a multidisciplinary team (MDT), which may be inclusive of, but not limited to, radiation oncologists, spine surgeons and interventional radiologists, among others.
Orthopaedics | Spine - Thoracolumbar (TL) and sacral surgery | TL and sacral fusion and fixation implant | TL pedicle screw - Shank, tulip | NuVasive Inc. | ARM15T Screw, 6.5x40mm Polyaxial | 8456540 | Standalone | DE0007101 | As per HSA registered indication(s) except for radiolucent implants which should be used as follows:  in patients with primary or metastatic spinal tumours who would benefit from post-operative high dose high precision beam therapy upon appropriate and stringent patient selection;  Patient selection should be done via standardised assessment such as the neurological-oncological-mechanical systemic (NOMS) framework; and  The assessment should be carried out by a multidisciplinary team (MDT), which may be inclusive of, but not limited to, radiation oncologists, spine surgeons and interventional radiologists, among others.
Orthopaedics | Spine - Thoracolumbar (TL) and sacral surgery | TL and sacral fusion and fixation implant | TL pedicle screw - Shank, tulip | NuVasive Inc. | ARM15T Screw, 6.5x40mm Reduction | 8276540 | Standalone | DE0007101 | As per HSA registered indication(s) except for radiolucent implants which should be used as follows:  in patients with primary or metastatic spinal tumours who would benefit from post-operative high dose high precision beam therapy upon appropriate and stringent patient selection;  Patient selection should be done via standardised assessment such as the neurological-oncological-mechanical systemic (NOMS) framework; and  The assessment should be carried out by a multidisciplinary team (MDT), which may be inclusive of, but not limited to, radiation oncologists, spine surgeons and interventional radiologists, among others.
Orthopaedics | Spine - Thoracolumbar (TL) and sacral surgery | TL and sacral fusion and fixation implant | TL pedicle screw - Shank, tulip | NuVasive Inc. | ARM15T Screw, 6.5x45mm Fixed | 8856545 | Standalone | DE0007101 | As per HSA registered indication(s) except for radiolucent implants which should be used as follows:  in patients with primary or metastatic spinal tumours who would benefit from post-operative high dose high precision beam therapy upon appropriate and stringent patient selection;  Patient selection should be done via standardised assessment such as the neurological-oncological-mechanical systemic (NOMS) framework; and  The assessment should be carried out by a multidisciplinary team (MDT), which may be inclusive of, but not limited to, radiation oncologists, spine surgeons and interventional radiologists, among others.
Orthopaedics | Spine - Thoracolumbar (TL) and sacral surgery | TL and sacral fusion and fixation implant | TL pedicle screw - Shank, tulip | NuVasive Inc. | ARM15T Screw, 6.5x45mm PLS | 8256545 | Standalone | DE0007101 | As per HSA registered indication(s) except for radiolucent implants which should be used as follows:  in patients with primary or metastatic spinal tumours who would benefit from post-operative high dose high precision beam therapy upon appropriate and stringent patient selection;  Patient selection should be done via standardised assessment such as the neurological-oncological-mechanical systemic (NOMS) framework; and  The assessment should be carried out by a multidisciplinary team (MDT), which may be inclusive of, but not limited to, radiation oncologists, spine surgeons and interventional radiologists, among others.
Orthopaedics | Spine - Thoracolumbar (TL) and sacral surgery | TL and sacral fusion and fixation implant | TL pedicle screw - Shank, tulip | NuVasive Inc. | ARM15T Screw, 6.5x45mm Polyaxial | 8456545 | Standalone | DE0007101 | As per HSA registered indication(s) except for radiolucent implants which should be used as follows:  in patients with primary or metastatic spinal tumours who would benefit from post-operative high dose high precision beam therapy upon appropriate and stringent patient selection;  Patient selection should be done via standardised assessment such as the neurological-oncological-mechanical systemic (NOMS) framework; and  The assessment should be carried out by a multidisciplinary team (MDT), which may be inclusive of, but not limited to, radiation oncologists, spine surgeons and interventional radiologists, among others.
Orthopaedics | Spine - Thoracolumbar (TL) and sacral surgery | TL and sacral fusion and fixation implant | TL pedicle screw - Shank, tulip | NuVasive Inc. | ARM15T Screw, 6.5x45mm Reduction | 8276545 | Standalone | DE0007101 | As per HSA registered indication(s) except for radiolucent implants which should be used as follows:  in patients with primary or metastatic spinal tumours who would benefit from post-operative high dose high precision beam therapy upon appropriate and stringent patient selection;  Patient selection should be done via standardised assessment such as the neurological-oncological-mechanical systemic (NOMS) framework; and  The assessment should be carried out by a multidisciplinary team (MDT), which may be inclusive of, but not limited to, radiation oncologists, spine surgeons and interventional radiologists, among others.
Orthopaedics | Spine - Thoracolumbar (TL) and sacral surgery | TL and sacral fusion and fixation implant | TL pedicle screw - Shank, tulip | NuVasive Inc. | ARM15T Screw, 6.5x50mm Fixed | 8856550 | Standalone | DE0007101 | As per HSA registered indication(s) except for radiolucent implants which should be used as follows:  in patients with primary or metastatic spinal tumours who would benefit from post-operative high dose high precision beam therapy upon appropriate and stringent patient selection;  Patient selection should be done via standardised assessment such as the neurological-oncological-mechanical systemic (NOMS) framework; and  The assessment should be carried out by a multidisciplinary team (MDT), which may be inclusive of, but not limited to, radiation oncologists, spine surgeons and interventional radiologists, among others.
Orthopaedics | Spine - Thoracolumbar (TL) and sacral surgery | TL and sacral fusion and fixation implant | TL pedicle screw - Shank, tulip | NuVasive Inc. | ARM15T Screw, 6.5x50mm PLS | 8256550 | Standalone | DE0007101 | As per HSA registered indication(s) except for radiolucent implants which should be used as follows:  in patients with primary or metastatic spinal tumours who would benefit from post-operative high dose high precision beam therapy upon appropriate and stringent patient selection;  Patient selection should be done via standardised assessment such as the neurological-oncological-mechanical systemic (NOMS) framework; and  The assessment should be carried out by a multidisciplinary team (MDT), which may be inclusive of, but not limited to, radiation oncologists, spine surgeons and interventional radiologists, among others.
Orthopaedics | Spine - Thoracolumbar (TL) and sacral surgery | TL and sacral fusion and fixation implant | TL pedicle screw - Shank, tulip | NuVasive Inc. | ARM15T Screw, 6.5x50mm Polyaxial | 8456550 | Standalone | DE0007101 | As per HSA registered indication(s) except for radiolucent implants which should be used as follows:  in patients with primary or metastatic spinal tumours who would benefit from post-operative high dose high precision beam therapy upon appropriate and stringent patient selection;  Patient selection should be done via standardised assessment such as the neurological-oncological-mechanical systemic (NOMS) framework; and  The assessment should be carried out by a multidisciplinary team (MDT), which may be inclusive of, but not limited to, radiation oncologists, spine surgeons and interventional radiologists, among others.
Orthopaedics | Spine - Thoracolumbar (TL) and sacral surgery | TL and sacral fusion and fixation implant | TL pedicle screw - Shank, tulip | NuVasive Inc. | ARM15T Screw, 6.5x50mm Reduction | 8276550 | Standalone | DE0007101 | As per HSA registered indication(s) except for radiolucent implants which should be used as follows:  in patients with primary or metastatic spinal tumours who would benefit from post-operative high dose high precision beam therapy upon appropriate and stringent patient selection;  Patient selection should be done via standardised assessment such as the neurological-oncological-mechanical systemic (NOMS) framework; and  The assessment should be carried out by a multidisciplinary team (MDT), which may be inclusive of, but not limited to, radiation oncologists, spine surgeons and interventional radiologists, among others.
Orthopaedics | Spine - Thoracolumbar (TL) and sacral surgery | TL and sacral fusion and fixation implant | TL pedicle screw - Shank, tulip | NuVasive Inc. | ARM15T Screw, 6.5x55mm Fixed | 8856555 | Standalone | DE0007101 | As per HSA registered indication(s) except for radiolucent implants which should be used as follows:  in patients with primary or metastatic spinal tumours who would benefit from post-operative high dose high precision beam therapy upon appropriate and stringent patient selection;  Patient selection should be done via standardised assessment such as the neurological-oncological-mechanical systemic (NOMS) framework; and  The assessment should be carried out by a multidisciplinary team (MDT), which may be inclusive of, but not limited to, radiation oncologists, spine surgeons and interventional radiologists, among others.
Orthopaedics | Spine - Thoracolumbar (TL) and sacral surgery | TL and sacral fusion and fixation implant | TL pedicle screw - Shank, tulip | NuVasive Inc. | ARM15T Screw, 6.5x55mm PLS | 8256555 | Standalone | DE0007101 | As per HSA registered indication(s) except for radiolucent implants which should be used as follows:  in patients with primary or metastatic spinal tumours who would benefit from post-operative high dose high precision beam therapy upon appropriate and stringent patient selection;  Patient selection should be done via standardised assessment such as the neurological-oncological-mechanical systemic (NOMS) framework; and  The assessment should be carried out by a multidisciplinary team (MDT), which may be inclusive of, but not limited to, radiation oncologists, spine surgeons and interventional radiologists, among others.
Orthopaedics | Spine - Thoracolumbar (TL) and sacral surgery | TL and sacral fusion and fixation implant | TL pedicle screw - Shank, tulip | NuVasive Inc. | ARM15T Screw, 6.5x55mm Polyaxial | 8456555 | Standalone | DE0007101 | As per HSA registered indication(s) except for radiolucent implants which should be used as follows:  in patients with primary or metastatic spinal tumours who would benefit from post-operative high dose high precision beam therapy upon appropriate and stringent patient selection;  Patient selection should be done via standardised assessment such as the neurological-oncological-mechanical systemic (NOMS) framework; and  The assessment should be carried out by a multidisciplinary team (MDT), which may be inclusive of, but not limited to, radiation oncologists, spine surgeons and interventional radiologists, among others.
Orthopaedics | Spine - Thoracolumbar (TL) and sacral surgery | TL and sacral fusion and fixation implant | TL pedicle screw - Shank, tulip | NuVasive Inc. | ARM15T Screw, 6.5x55mm Reduction | 8276555 | Standalone | DE0007101 | As per HSA registered indication(s) except for radiolucent implants which should be used as follows:  in patients with primary or metastatic spinal tumours who would benefit from post-operative high dose high precision beam therapy upon appropriate and stringent patient selection;  Patient selection should be done via standardised assessment such as the neurological-oncological-mechanical systemic (NOMS) framework; and  The assessment should be carried out by a multidisciplinary team (MDT), which may be inclusive of, but not limited to, radiation oncologists, spine surgeons and interventional radiologists, among others.
Orthopaedics | Spine - Thoracolumbar (TL) and sacral surgery | TL and sacral fusion and fixation implant | TL pedicle screw - Shank, tulip | NuVasive Inc. | ARM15T Screw, 6.5x60mm Iliac SL-Open | 8446560 | Standalone | DE0007101 | As per HSA registered indication(s) except for radiolucent implants which should be used as follows:  in patients with primary or metastatic spinal tumours who would benefit from post-operative high dose high precision beam therapy upon appropriate and stringent patient selection;  Patient selection should be done via standardised assessment such as the neurological-oncological-mechanical systemic (NOMS) framework; and  The assessment should be carried out by a multidisciplinary team (MDT), which may be inclusive of, but not limited to, radiation oncologists, spine surgeons and interventional radiologists, among others.
Orthopaedics | Spine - Thoracolumbar (TL) and sacral surgery | TL and sacral fusion and fixation implant | TL pedicle screw - Shank, tulip | NuVasive Inc. | ARM15T Screw, 6.5x60mm Polyaxial | 8456560 | Standalone | DE0007101 | As per HSA registered indication(s) except for radiolucent implants which should be used as follows:  in patients with primary or metastatic spinal tumours who would benefit from post-operative high dose high precision beam therapy upon appropriate and stringent patient selection;  Patient selection should be done via standardised assessment such as the neurological-oncological-mechanical systemic (NOMS) framework; and  The assessment should be carried out by a multidisciplinary team (MDT), which may be inclusive of, but not limited to, radiation oncologists, spine surgeons and interventional radiologists, among others.
Orthopaedics | Spine - Thoracolumbar (TL) and sacral surgery | TL and sacral fusion and fixation implant | TL pedicle screw - Shank, tulip | NuVasive Inc. | ARM15T Screw, 6.5x70mm Iliac SL-Open | 8446570 | Standalone | DE0007101 | As per HSA registered indication(s) except for radiolucent implants which should be used as follows:  in patients with primary or metastatic spinal tumours who would benefit from post-operative high dose high precision beam therapy upon appropriate and stringent patient selection;  Patient selection should be done via standardised assessment such as the neurological-oncological-mechanical systemic (NOMS) framework; and  The assessment should be carried out by a multidisciplinary team (MDT), which may be inclusive of, but not limited to, radiation oncologists, spine surgeons and interventional radiologists, among others.
Orthopaedics | Spine - Thoracolumbar (TL) and sacral surgery | TL and sacral fusion and fixation implant | TL pedicle screw - Shank, tulip | NuVasive Inc. | ARM15T Screw, 6.5x80mm Iliac SL-Open | 8446580 | Standalone | DE0007101 | As per HSA registered indication(s) except for radiolucent implants which should be used as follows:  in patients with primary or metastatic spinal tumours who would benefit from post-operative high dose high precision beam therapy upon appropriate and stringent patient selection;  Patient selection should be done via standardised assessment such as the neurological-oncological-mechanical systemic (NOMS) framework; and  The assessment should be carried out by a multidisciplinary team (MDT), which may be inclusive of, but not limited to, radiation oncologists, spine surgeons and interventional radiologists, among others.
Orthopaedics | Spine - Thoracolumbar (TL) and sacral surgery | TL and sacral fusion and fixation implant | TL pedicle screw - Shank, tulip | NuVasive Inc. | ARM15T Screw, 6.5x90mm Iliac SL-Open | 8446590 | Standalone | DE0007101 | As per HSA registered indication(s) except for radiolucent implants which should be used as follows:  in patients with primary or metastatic spinal tumours who would benefit from post-operative high dose high precision beam therapy upon appropriate and stringent patient selection;  Patient selection should be done via standardised assessment such as the neurological-oncological-mechanical systemic (NOMS) framework; and  The assessment should be carried out by a multidisciplinary team (MDT), which may be inclusive of, but not limited to, radiation oncologists, spine surgeons and interventional radiologists, among others.
Orthopaedics | Spine - Thoracolumbar (TL) and sacral surgery | TL and sacral fusion and fixation implant | TL pedicle screw - Shank, tulip | NuVasive Inc. | ARM15T Screw, 6x30mm Uniplanar | 8646030 | Standalone | DE0007101 | As per HSA registered indication(s) except for radiolucent implants which should be used as follows:  in patients with primary or metastatic spinal tumours who would benefit from post-operative high dose high precision beam therapy upon appropriate and stringent patient selection;  Patient selection should be done via standardised assessment such as the neurological-oncological-mechanical systemic (NOMS) framework; and  The assessment should be carried out by a multidisciplinary team (MDT), which may be inclusive of, but not limited to, radiation oncologists, spine surgeons and interventional radiologists, among others.
Orthopaedics | Spine - Thoracolumbar (TL) and sacral surgery | TL and sacral fusion and fixation implant | TL pedicle screw - Shank, tulip | NuVasive Inc. | ARM15T Screw, 6x35mm Uniplanar | 8646035 | Standalone | DE0007101 | As per HSA registered indication(s) except for radiolucent implants which should be used as follows:  in patients with primary or metastatic spinal tumours who would benefit from post-operative high dose high precision beam therapy upon appropriate and stringent patient selection;  Patient selection should be done via standardised assessment such as the neurological-oncological-mechanical systemic (NOMS) framework; and  The assessment should be carried out by a multidisciplinary team (MDT), which may be inclusive of, but not limited to, radiation oncologists, spine surgeons and interventional radiologists, among others.
Orthopaedics | Spine - Thoracolumbar (TL) and sacral surgery | TL and sacral fusion and fixation implant | TL pedicle screw - Shank, tulip | NuVasive Inc. | ARM15T Screw, 6x40mm Uniplanar | 8646040 | Standalone | DE0007101 | As per HSA registered indication(s) except for radiolucent implants which should be used as follows:  in patients with primary or metastatic spinal tumours who would benefit from post-operative high dose high precision beam therapy upon appropriate and stringent patient selection;  Patient selection should be done via standardised assessment such as the neurological-oncological-mechanical systemic (NOMS) framework; and  The assessment should be carried out by a multidisciplinary team (MDT), which may be inclusive of, but not limited to, radiation oncologists, spine surgeons and interventional radiologists, among others.
Orthopaedics | Spine - Thoracolumbar (TL) and sacral surgery | TL and sacral fusion and fixation implant | TL pedicle screw - Shank, tulip | NuVasive Inc. | ARM15T Screw, 6x45mm Uniplanar | 8646045 | Standalone | DE0007101 | As per HSA registered indication(s) except for radiolucent implants which should be used as follows:  in patients with primary or metastatic spinal tumours who would benefit from post-operative high dose high precision beam therapy upon appropriate and stringent patient selection;  Patient selection should be done via standardised assessment such as the neurological-oncological-mechanical systemic (NOMS) framework; and  The assessment should be carried out by a multidisciplinary team (MDT), which may be inclusive of, but not limited to, radiation oncologists, spine surgeons and interventional radiologists, among others.
Orthopaedics | Spine - Thoracolumbar (TL) and sacral surgery | TL and sacral fusion and fixation implant | TL pedicle screw - Shank, tulip | NuVasive Inc. | ARM15T Screw, 6x50mm Uniplanar | 8646050 | Standalone | DE0007101 | As per HSA registered indication(s) except for radiolucent implants which should be used as follows:  in patients with primary or metastatic spinal tumours who would benefit from post-operative high dose high precision beam therapy upon appropriate and stringent patient selection;  Patient selection should be done via standardised assessment such as the neurological-oncological-mechanical systemic (NOMS) framework; and  The assessment should be carried out by a multidisciplinary team (MDT), which may be inclusive of, but not limited to, radiation oncologists, spine surgeons and interventional radiologists, among others.
Orthopaedics | Spine - Thoracolumbar (TL) and sacral surgery | TL and sacral fusion and fixation implant | TL pedicle screw - Shank, tulip | NuVasive Inc. | ARM15T Screw, 6x55mm Uniplanar | 8646055 | Standalone | DE0007101 | As per HSA registered indication(s) except for radiolucent implants which should be used as follows:  in patients with primary or metastatic spinal tumours who would benefit from post-operative high dose high precision beam therapy upon appropriate and stringent patient selection;  Patient selection should be done via standardised assessment such as the neurological-oncological-mechanical systemic (NOMS) framework; and  The assessment should be carried out by a multidisciplinary team (MDT), which may be inclusive of, but not limited to, radiation oncologists, spine surgeons and interventional radiologists, among others.
Orthopaedics | Spine - Thoracolumbar (TL) and sacral surgery | TL and sacral fusion and fixation implant | TL pedicle screw - Shank, tulip | NuVasive Inc. | ARM15T Screw, 6x60mm Uniplanar | 8646060 | Standalone | DE0007101 | As per HSA registered indication(s) except for radiolucent implants which should be used as follows:  in patients with primary or metastatic spinal tumours who would benefit from post-operative high dose high precision beam therapy upon appropriate and stringent patient selection;  Patient selection should be done via standardised assessment such as the neurological-oncological-mechanical systemic (NOMS) framework; and  The assessment should be carried out by a multidisciplinary team (MDT), which may be inclusive of, but not limited to, radiation oncologists, spine surgeons and interventional radiologists, among others.
Orthopaedics | Spine - Thoracolumbar (TL) and sacral surgery | TL and sacral fusion and fixation implant | TL pedicle screw - Shank, tulip | NuVasive Inc. | ARM15T Screw, 6x65mm Uniplanar | 8646065 | Standalone | DE0007101 | As per HSA registered indication(s) except for radiolucent implants which should be used as follows:  in patients with primary or metastatic spinal tumours who would benefit from post-operative high dose high precision beam therapy upon appropriate and stringent patient selection;  Patient selection should be done via standardised assessment such as the neurological-oncological-mechanical systemic (NOMS) framework; and  The assessment should be carried out by a multidisciplinary team (MDT), which may be inclusive of, but not limited to, radiation oncologists, spine surgeons and interventional radiologists, among others.
Orthopaedics | Spine - Thoracolumbar (TL) and sacral surgery | TL and sacral fusion and fixation implant | TL pedicle screw - Shank, tulip | NuVasive Inc. | ARM15T Screw, 7.5x100mm Iliac SL-Open | 8447510 | Standalone | DE0007101 | As per HSA registered indication(s) except for radiolucent implants which should be used as follows:  in patients with primary or metastatic spinal tumours who would benefit from post-operative high dose high precision beam therapy upon appropriate and stringent patient selection;  Patient selection should be done via standardised assessment such as the neurological-oncological-mechanical systemic (NOMS) framework; and  The assessment should be carried out by a multidisciplinary team (MDT), which may be inclusive of, but not limited to, radiation oncologists, spine surgeons and interventional radiologists, among others.
Orthopaedics | Spine - Thoracolumbar (TL) and sacral surgery | TL and sacral fusion and fixation implant | TL pedicle screw - Shank, tulip | NuVasive Inc. | ARM15T Screw, 7.5x30mm Fixed | 8857530 | Standalone | DE0007101 | As per HSA registered indication(s) except for radiolucent implants which should be used as follows:  in patients with primary or metastatic spinal tumours who would benefit from post-operative high dose high precision beam therapy upon appropriate and stringent patient selection;  Patient selection should be done via standardised assessment such as the neurological-oncological-mechanical systemic (NOMS) framework; and  The assessment should be carried out by a multidisciplinary team (MDT), which may be inclusive of, but not limited to, radiation oncologists, spine surgeons and interventional radiologists, among others.
Orthopaedics | Spine - Thoracolumbar (TL) and sacral surgery | TL and sacral fusion and fixation implant | TL pedicle screw - Shank, tulip | NuVasive Inc. | ARM15T Screw, 7.5x30mm Polyaxial | 8457530 | Standalone | DE0007101 | As per HSA registered indication(s) except for radiolucent implants which should be used as follows:  in patients with primary or metastatic spinal tumours who would benefit from post-operative high dose high precision beam therapy upon appropriate and stringent patient selection;  Patient selection should be done via standardised assessment such as the neurological-oncological-mechanical systemic (NOMS) framework; and  The assessment should be carried out by a multidisciplinary team (MDT), which may be inclusive of, but not limited to, radiation oncologists, spine surgeons and interventional radiologists, among others.
Orthopaedics | Spine - Thoracolumbar (TL) and sacral surgery | TL and sacral fusion and fixation implant | TL pedicle screw - Shank, tulip | NuVasive Inc. | ARM15T Screw, 7.5x30mm Reduction | 8277530 | Standalone | DE0007101 | As per HSA registered indication(s) except for radiolucent implants which should be used as follows:  in patients with primary or metastatic spinal tumours who would benefit from post-operative high dose high precision beam therapy upon appropriate and stringent patient selection;  Patient selection should be done via standardised assessment such as the neurological-oncological-mechanical systemic (NOMS) framework; and  The assessment should be carried out by a multidisciplinary team (MDT), which may be inclusive of, but not limited to, radiation oncologists, spine surgeons and interventional radiologists, among others.
Orthopaedics | Spine - Thoracolumbar (TL) and sacral surgery | TL and sacral fusion and fixation implant | TL pedicle screw - Shank, tulip | NuVasive Inc. | ARM15T Screw, 7.5x35mm Fixed | 8857535 | Standalone | DE0007101 | As per HSA registered indication(s) except for radiolucent implants which should be used as follows:  in patients with primary or metastatic spinal tumours who would benefit from post-operative high dose high precision beam therapy upon appropriate and stringent patient selection;  Patient selection should be done via standardised assessment such as the neurological-oncological-mechanical systemic (NOMS) framework; and  The assessment should be carried out by a multidisciplinary team (MDT), which may be inclusive of, but not limited to, radiation oncologists, spine surgeons and interventional radiologists, among others.
Orthopaedics | Spine - Thoracolumbar (TL) and sacral surgery | TL and sacral fusion and fixation implant | TL pedicle screw - Shank, tulip | NuVasive Inc. | ARM15T Screw, 7.5x35mm Polyaxial | 8457535 | Standalone | DE0007101 | As per HSA registered indication(s) except for radiolucent implants which should be used as follows:  in patients with primary or metastatic spinal tumours who would benefit from post-operative high dose high precision beam therapy upon appropriate and stringent patient selection;  Patient selection should be done via standardised assessment such as the neurological-oncological-mechanical systemic (NOMS) framework; and  The assessment should be carried out by a multidisciplinary team (MDT), which may be inclusive of, but not limited to, radiation oncologists, spine surgeons and interventional radiologists, among others.
Orthopaedics | Spine - Thoracolumbar (TL) and sacral surgery | TL and sacral fusion and fixation implant | TL pedicle screw - Shank, tulip | NuVasive Inc. | ARM15T Screw, 7.5x35mm Reduction | 8277535 | Standalone | DE0007101 | As per HSA registered indication(s) except for radiolucent implants which should be used as follows:  in patients with primary or metastatic spinal tumours who would benefit from post-operative high dose high precision beam therapy upon appropriate and stringent patient selection;  Patient selection should be done via standardised assessment such as the neurological-oncological-mechanical systemic (NOMS) framework; and  The assessment should be carried out by a multidisciplinary team (MDT), which may be inclusive of, but not limited to, radiation oncologists, spine surgeons and interventional radiologists, among others.
Orthopaedics | Spine - Thoracolumbar (TL) and sacral surgery | TL and sacral fusion and fixation implant | TL pedicle screw - Shank, tulip | NuVasive Inc. | ARM15T Screw, 7.5x40mm Fixed | 8857540 | Standalone | DE0007101 | As per HSA registered indication(s) except for radiolucent implants which should be used as follows:  in patients with primary or metastatic spinal tumours who would benefit from post-operative high dose high precision beam therapy upon appropriate and stringent patient selection;  Patient selection should be done via standardised assessment such as the neurological-oncological-mechanical systemic (NOMS) framework; and  The assessment should be carried out by a multidisciplinary team (MDT), which may be inclusive of, but not limited to, radiation oncologists, spine surgeons and interventional radiologists, among others.
Orthopaedics | Spine - Thoracolumbar (TL) and sacral surgery | TL and sacral fusion and fixation implant | TL pedicle screw - Shank, tulip | NuVasive Inc. | ARM15T Screw, 7.5x40mm Polyaxial | 8457540 | Standalone | DE0007101 | As per HSA registered indication(s) except for radiolucent implants which should be used as follows:  in patients with primary or metastatic spinal tumours who would benefit from post-operative high dose high precision beam therapy upon appropriate and stringent patient selection;  Patient selection should be done via standardised assessment such as the neurological-oncological-mechanical systemic (NOMS) framework; and  The assessment should be carried out by a multidisciplinary team (MDT), which may be inclusive of, but not limited to, radiation oncologists, spine surgeons and interventional radiologists, among others.
Orthopaedics | Spine - Thoracolumbar (TL) and sacral surgery | TL and sacral fusion and fixation implant | TL pedicle screw - Shank, tulip | NuVasive Inc. | ARM15T Screw, 7.5x40mm Reduction | 8277540 | Standalone | DE0007101 | As per HSA registered indication(s) except for radiolucent implants which should be used as follows:  in patients with primary or metastatic spinal tumours who would benefit from post-operative high dose high precision beam therapy upon appropriate and stringent patient selection;  Patient selection should be done via standardised assessment such as the neurological-oncological-mechanical systemic (NOMS) framework; and  The assessment should be carried out by a multidisciplinary team (MDT), which may be inclusive of, but not limited to, radiation oncologists, spine surgeons and interventional radiologists, among others.
Orthopaedics | Spine - Thoracolumbar (TL) and sacral surgery | TL and sacral fusion and fixation implant | TL pedicle screw - Shank, tulip | NuVasive Inc. | ARM15T Screw, 7.5x45mm Fixed | 8857545 | Standalone | DE0007101 | As per HSA registered indication(s) except for radiolucent implants which should be used as follows:  in patients with primary or metastatic spinal tumours who would benefit from post-operative high dose high precision beam therapy upon appropriate and stringent patient selection;  Patient selection should be done via standardised assessment such as the neurological-oncological-mechanical systemic (NOMS) framework; and  The assessment should be carried out by a multidisciplinary team (MDT), which may be inclusive of, but not limited to, radiation oncologists, spine surgeons and interventional radiologists, among others.
Orthopaedics | Spine - Thoracolumbar (TL) and sacral surgery | TL and sacral fusion and fixation implant | TL pedicle screw - Shank, tulip | NuVasive Inc. | ARM15T Screw, 7.5x45mm Polyaxial | 8457545 | Standalone | DE0007101 | As per HSA registered indication(s) except for radiolucent implants which should be used as follows:  in patients with primary or metastatic spinal tumours who would benefit from post-operative high dose high precision beam therapy upon appropriate and stringent patient selection;  Patient selection should be done via standardised assessment such as the neurological-oncological-mechanical systemic (NOMS) framework; and  The assessment should be carried out by a multidisciplinary team (MDT), which may be inclusive of, but not limited to, radiation oncologists, spine surgeons and interventional radiologists, among others.
Orthopaedics | Spine - Thoracolumbar (TL) and sacral surgery | TL and sacral fusion and fixation implant | TL pedicle screw - Shank, tulip | NuVasive Inc. | ARM15T Screw, 7.5x45mm Reduction | 8277545 | Standalone | DE0007101 | As per HSA registered indication(s) except for radiolucent implants which should be used as follows:  in patients with primary or metastatic spinal tumours who would benefit from post-operative high dose high precision beam therapy upon appropriate and stringent patient selection;  Patient selection should be done via standardised assessment such as the neurological-oncological-mechanical systemic (NOMS) framework; and  The assessment should be carried out by a multidisciplinary team (MDT), which may be inclusive of, but not limited to, radiation oncologists, spine surgeons and interventional radiologists, among others.
Orthopaedics | Spine - Thoracolumbar (TL) and sacral surgery | TL and sacral fusion and fixation implant | TL pedicle screw - Shank, tulip | NuVasive Inc. | ARM15T Screw, 7.5x50mm Fixed | 8857550 | Standalone | DE0007101 | As per HSA registered indication(s) except for radiolucent implants which should be used as follows:  in patients with primary or metastatic spinal tumours who would benefit from post-operative high dose high precision beam therapy upon appropriate and stringent patient selection;  Patient selection should be done via standardised assessment such as the neurological-oncological-mechanical systemic (NOMS) framework; and  The assessment should be carried out by a multidisciplinary team (MDT), which may be inclusive of, but not limited to, radiation oncologists, spine surgeons and interventional radiologists, among others.
Orthopaedics | Spine - Thoracolumbar (TL) and sacral surgery | TL and sacral fusion and fixation implant | TL pedicle screw - Shank, tulip | NuVasive Inc. | ARM15T Screw, 7.5x50mm Polyaxial | 8457550 | Standalone | DE0007101 | As per HSA registered indication(s) except for radiolucent implants which should be used as follows:  in patients with primary or metastatic spinal tumours who would benefit from post-operative high dose high precision beam therapy upon appropriate and stringent patient selection;  Patient selection should be done via standardised assessment such as the neurological-oncological-mechanical systemic (NOMS) framework; and  The assessment should be carried out by a multidisciplinary team (MDT), which may be inclusive of, but not limited to, radiation oncologists, spine surgeons and interventional radiologists, among others.
Orthopaedics | Spine - Thoracolumbar (TL) and sacral surgery | TL and sacral fusion and fixation implant | TL pedicle screw - Shank, tulip | NuVasive Inc. | ARM15T Screw, 7.5x50mm Reduction | 8277550 | Standalone | DE0007101 | As per HSA registered indication(s) except for radiolucent implants which should be used as follows:  in patients with primary or metastatic spinal tumours who would benefit from post-operative high dose high precision beam therapy upon appropriate and stringent patient selection;  Patient selection should be done via standardised assessment such as the neurological-oncological-mechanical systemic (NOMS) framework; and  The assessment should be carried out by a multidisciplinary team (MDT), which may be inclusive of, but not limited to, radiation oncologists, spine surgeons and interventional radiologists, among others.
Orthopaedics | Spine - Thoracolumbar (TL) and sacral surgery | TL and sacral fusion and fixation implant | TL pedicle screw - Shank, tulip | NuVasive Inc. | ARM15T Screw, 7.5x55mm Fixed | 8857555 | Standalone | DE0007101 | As per HSA registered indication(s) except for radiolucent implants which should be used as follows:  in patients with primary or metastatic spinal tumours who would benefit from post-operative high dose high precision beam therapy upon appropriate and stringent patient selection;  Patient selection should be done via standardised assessment such as the neurological-oncological-mechanical systemic (NOMS) framework; and  The assessment should be carried out by a multidisciplinary team (MDT), which may be inclusive of, but not limited to, radiation oncologists, spine surgeons and interventional radiologists, among others.
Orthopaedics | Spine - Thoracolumbar (TL) and sacral surgery | TL and sacral fusion and fixation implant | TL pedicle screw - Shank, tulip | NuVasive Inc. | ARM15T Screw, 7.5x55mm Polyaxial | 8457555 | Standalone | DE0007101 | As per HSA registered indication(s) except for radiolucent implants which should be used as follows:  in patients with primary or metastatic spinal tumours who would benefit from post-operative high dose high precision beam therapy upon appropriate and stringent patient selection;  Patient selection should be done via standardised assessment such as the neurological-oncological-mechanical systemic (NOMS) framework; and  The assessment should be carried out by a multidisciplinary team (MDT), which may be inclusive of, but not limited to, radiation oncologists, spine surgeons and interventional radiologists, among others.
Orthopaedics | Spine - Thoracolumbar (TL) and sacral surgery | TL and sacral fusion and fixation implant | TL pedicle screw - Shank, tulip | NuVasive Inc. | ARM15T Screw, 7.5x55mm Reduction | 8277555 | Standalone | DE0007101 | As per HSA registered indication(s) except for radiolucent implants which should be used as follows:  in patients with primary or metastatic spinal tumours who would benefit from post-operative high dose high precision beam therapy upon appropriate and stringent patient selection;  Patient selection should be done via standardised assessment such as the neurological-oncological-mechanical systemic (NOMS) framework; and  The assessment should be carried out by a multidisciplinary team (MDT), which may be inclusive of, but not limited to, radiation oncologists, spine surgeons and interventional radiologists, among others.
Orthopaedics | Spine - Thoracolumbar (TL) and sacral surgery | TL and sacral fusion and fixation implant | TL pedicle screw - Shank, tulip | NuVasive Inc. | ARM15T Screw, 7.5x60mm Iliac SL-Open | 8447560 | Standalone | DE0007101 | As per HSA registered indication(s) except for radiolucent implants which should be used as follows:  in patients with primary or metastatic spinal tumours who would benefit from post-operative high dose high precision beam therapy upon appropriate and stringent patient selection;  Patient selection should be done via standardised assessment such as the neurological-oncological-mechanical systemic (NOMS) framework; and  The assessment should be carried out by a multidisciplinary team (MDT), which may be inclusive of, but not limited to, radiation oncologists, spine surgeons and interventional radiologists, among others.
Orthopaedics | Spine - Thoracolumbar (TL) and sacral surgery | TL and sacral fusion and fixation implant | TL pedicle screw - Shank, tulip | NuVasive Inc. | ARM15T Screw, 7.5x60mm Polyaxial | 8457560 | Standalone | DE0007101 | As per HSA registered indication(s) except for radiolucent implants which should be used as follows:  in patients with primary or metastatic spinal tumours who would benefit from post-operative high dose high precision beam therapy upon appropriate and stringent patient selection;  Patient selection should be done via standardised assessment such as the neurological-oncological-mechanical systemic (NOMS) framework; and  The assessment should be carried out by a multidisciplinary team (MDT), which may be inclusive of, but not limited to, radiation oncologists, spine surgeons and interventional radiologists, among others.
Orthopaedics | Spine - Thoracolumbar (TL) and sacral surgery | TL and sacral fusion and fixation implant | TL pedicle screw - Shank, tulip | NuVasive Inc. | ARM15T Screw, 7.5x70mm Iliac SL-Open | 8447570 | Standalone | DE0007101 | As per HSA registered indication(s) except for radiolucent implants which should be used as follows:  in patients with primary or metastatic spinal tumours who would benefit from post-operative high dose high precision beam therapy upon appropriate and stringent patient selection;  Patient selection should be done via standardised assessment such as the neurological-oncological-mechanical systemic (NOMS) framework; and  The assessment should be carried out by a multidisciplinary team (MDT), which may be inclusive of, but not limited to, radiation oncologists, spine surgeons and interventional radiologists, among others.
Orthopaedics | Spine - Thoracolumbar (TL) and sacral surgery | TL and sacral fusion and fixation implant | TL pedicle screw - Shank, tulip | NuVasive Inc. | ARM15T Screw, 7.5x80mm Iliac SL-Open | 8447580 | Standalone | DE0007101 | As per HSA registered indication(s) except for radiolucent implants which should be used as follows:  in patients with primary or metastatic spinal tumours who would benefit from post-operative high dose high precision beam therapy upon appropriate and stringent patient selection;  Patient selection should be done via standardised assessment such as the neurological-oncological-mechanical systemic (NOMS) framework; and  The assessment should be carried out by a multidisciplinary team (MDT), which may be inclusive of, but not limited to, radiation oncologists, spine surgeons and interventional radiologists, among others.
Orthopaedics | Spine - Thoracolumbar (TL) and sacral surgery | TL and sacral fusion and fixation implant | TL pedicle screw - Shank, tulip | NuVasive Inc. | ARM15T Screw, 7.5x90mm Iliac SL-Open | 8447590 | Standalone | DE0007101 | As per HSA registered indication(s) except for radiolucent implants which should be used as follows:  in patients with primary or metastatic spinal tumours who would benefit from post-operative high dose high precision beam therapy upon appropriate and stringent patient selection;  Patient selection should be done via standardised assessment such as the neurological-oncological-mechanical systemic (NOMS) framework; and  The assessment should be carried out by a multidisciplinary team (MDT), which may be inclusive of, but not limited to, radiation oncologists, spine surgeons and interventional radiologists, among others.
Orthopaedics | Spine - Thoracolumbar (TL) and sacral surgery | TL and sacral fusion and fixation implant | TL pedicle screw - Shank, tulip | NuVasive Inc. | ARM15T Screw, 8.5x100mm Iliac SL-Open | 8448510 | Standalone | DE0007101 | As per HSA registered indication(s) except for radiolucent implants which should be used as follows:  in patients with primary or metastatic spinal tumours who would benefit from post-operative high dose high precision beam therapy upon appropriate and stringent patient selection;  Patient selection should be done via standardised assessment such as the neurological-oncological-mechanical systemic (NOMS) framework; and  The assessment should be carried out by a multidisciplinary team (MDT), which may be inclusive of, but not limited to, radiation oncologists, spine surgeons and interventional radiologists, among others.
Orthopaedics | Spine - Thoracolumbar (TL) and sacral surgery | TL and sacral fusion and fixation implant | TL pedicle screw - Shank, tulip | NuVasive Inc. | ARM15T Screw, 8.5x30mm Polyaxial | 8458530 | Standalone | DE0007101 | As per HSA registered indication(s) except for radiolucent implants which should be used as follows:  in patients with primary or metastatic spinal tumours who would benefit from post-operative high dose high precision beam therapy upon appropriate and stringent patient selection;  Patient selection should be done via standardised assessment such as the neurological-oncological-mechanical systemic (NOMS) framework; and  The assessment should be carried out by a multidisciplinary team (MDT), which may be inclusive of, but not limited to, radiation oncologists, spine surgeons and interventional radiologists, among others.
Orthopaedics | Spine - Thoracolumbar (TL) and sacral surgery | TL and sacral fusion and fixation implant | TL pedicle screw - Shank, tulip | NuVasive Inc. | ARM15T Screw, 8.5x35mm Polyaxial | 8458535 | Standalone | DE0007101 | As per HSA registered indication(s) except for radiolucent implants which should be used as follows:  in patients with primary or metastatic spinal tumours who would benefit from post-operative high dose high precision beam therapy upon appropriate and stringent patient selection;  Patient selection should be done via standardised assessment such as the neurological-oncological-mechanical systemic (NOMS) framework; and  The assessment should be carried out by a multidisciplinary team (MDT), which may be inclusive of, but not limited to, radiation oncologists, spine surgeons and interventional radiologists, among others.
Orthopaedics | Spine - Thoracolumbar (TL) and sacral surgery | TL and sacral fusion and fixation implant | TL pedicle screw - Shank, tulip | NuVasive Inc. | ARM15T Screw, 8.5x40mm Polyaxial | 8458540 | Standalone | DE0007101 | As per HSA registered indication(s) except for radiolucent implants which should be used as follows:  in patients with primary or metastatic spinal tumours who would benefit from post-operative high dose high precision beam therapy upon appropriate and stringent patient selection;  Patient selection should be done via standardised assessment such as the neurological-oncological-mechanical systemic (NOMS) framework; and  The assessment should be carried out by a multidisciplinary team (MDT), which may be inclusive of, but not limited to, radiation oncologists, spine surgeons and interventional radiologists, among others.
Orthopaedics | Spine - Thoracolumbar (TL) and sacral surgery | TL and sacral fusion and fixation implant | TL pedicle screw - Shank, tulip | NuVasive Inc. | ARM15T Screw, 8.5x45mm Polyaxial | 8458545 | Standalone | DE0007101 | As per HSA registered indication(s) except for radiolucent implants which should be used as follows:  in patients with primary or metastatic spinal tumours who would benefit from post-operative high dose high precision beam therapy upon appropriate and stringent patient selection;  Patient selection should be done via standardised assessment such as the neurological-oncological-mechanical systemic (NOMS) framework; and  The assessment should be carried out by a multidisciplinary team (MDT), which may be inclusive of, but not limited to, radiation oncologists, spine surgeons and interventional radiologists, among others.
Orthopaedics | Spine - Thoracolumbar (TL) and sacral surgery | TL and sacral fusion and fixation implant | TL pedicle screw - Shank, tulip | NuVasive Inc. | ARM15T Screw, 8.5x50mm Polyaxial | 8458550 | Standalone | DE0007101 | As per HSA registered indication(s) except for radiolucent implants which should be used as follows:  in patients with primary or metastatic spinal tumours who would benefit from post-operative high dose high precision beam therapy upon appropriate and stringent patient selection;  Patient selection should be done via standardised assessment such as the neurological-oncological-mechanical systemic (NOMS) framework; and  The assessment should be carried out by a multidisciplinary team (MDT), which may be inclusive of, but not limited to, radiation oncologists, spine surgeons and interventional radiologists, among others.
Orthopaedics | Spine - Thoracolumbar (TL) and sacral surgery | TL and sacral fusion and fixation implant | TL pedicle screw - Shank, tulip | NuVasive Inc. | ARM15T Screw, 8.5x55mm Polyaxial | 8458555 | Standalone | DE0007101 | As per HSA registered indication(s) except for radiolucent implants which should be used as follows:  in patients with primary or metastatic spinal tumours who would benefit from post-operative high dose high precision beam therapy upon appropriate and stringent patient selection;  Patient selection should be done via standardised assessment such as the neurological-oncological-mechanical systemic (NOMS) framework; and  The assessment should be carried out by a multidisciplinary team (MDT), which may be inclusive of, but not limited to, radiation oncologists, spine surgeons and interventional radiologists, among others.
Orthopaedics | Spine - Thoracolumbar (TL) and sacral surgery | TL and sacral fusion and fixation implant | TL pedicle screw - Shank, tulip | NuVasive Inc. | ARM15T Screw, 8.5x60mm Iliac SL-Open | 8448560 | Standalone | DE0007101 | As per HSA registered indication(s) except for radiolucent implants which should be used as follows:  in patients with primary or metastatic spinal tumours who would benefit from post-operative high dose high precision beam therapy upon appropriate and stringent patient selection;  Patient selection should be done via standardised assessment such as the neurological-oncological-mechanical systemic (NOMS) framework; and  The assessment should be carried out by a multidisciplinary team (MDT), which may be inclusive of, but not limited to, radiation oncologists, spine surgeons and interventional radiologists, among others.
Orthopaedics | Spine - Thoracolumbar (TL) and sacral surgery | TL and sacral fusion and fixation implant | TL pedicle screw - Shank, tulip | NuVasive Inc. | ARM15T Screw, 8.5x60mm Polyaxial | 8458560 | Standalone | DE0007101 | As per HSA registered indication(s) except for radiolucent implants which should be used as follows:  in patients with primary or metastatic spinal tumours who would benefit from post-operative high dose high precision beam therapy upon appropriate and stringent patient selection;  Patient selection should be done via standardised assessment such as the neurological-oncological-mechanical systemic (NOMS) framework; and  The assessment should be carried out by a multidisciplinary team (MDT), which may be inclusive of, but not limited to, radiation oncologists, spine surgeons and interventional radiologists, among others.
Orthopaedics | Spine - Thoracolumbar (TL) and sacral surgery | TL and sacral fusion and fixation implant | TL pedicle screw - Shank, tulip | NuVasive Inc. | ARM15T Screw, 8.5x70mm Iliac SL-Open | 8448570 | Standalone | DE0007101 | As per HSA registered indication(s) except for radiolucent implants which should be used as follows:  in patients with primary or metastatic spinal tumours who would benefit from post-operative high dose high precision beam therapy upon appropriate and stringent patient selection;  Patient selection should be done via standardised assessment such as the neurological-oncological-mechanical systemic (NOMS) framework; and  The assessment should be carried out by a multidisciplinary team (MDT), which may be inclusive of, but not limited to, radiation oncologists, spine surgeons and interventional radiologists, among others.
Orthopaedics | Spine - Thoracolumbar (TL) and sacral surgery | TL and sacral fusion and fixation implant | TL pedicle screw - Shank, tulip | NuVasive Inc. | ARM15T Screw, 8.5x80mm Iliac SL-Open | 8448580 | Standalone | DE0007101 | As per HSA registered indication(s) except for radiolucent implants which should be used as follows:  in patients with primary or metastatic spinal tumours who would benefit from post-operative high dose high precision beam therapy upon appropriate and stringent patient selection;  Patient selection should be done via standardised assessment such as the neurological-oncological-mechanical systemic (NOMS) framework; and  The assessment should be carried out by a multidisciplinary team (MDT), which may be inclusive of, but not limited to, radiation oncologists, spine surgeons and interventional radiologists, among others.
Orthopaedics | Spine - Thoracolumbar (TL) and sacral surgery | TL and sacral fusion and fixation implant | TL pedicle screw - Shank, tulip | NuVasive Inc. | ARM15T Screw, 8.5x90mm Iliac SL-Open | 8448590 | Standalone | DE0007101 | As per HSA registered indication(s) except for radiolucent implants which should be used as follows:  in patients with primary or metastatic spinal tumours who would benefit from post-operative high dose high precision beam therapy upon appropriate and stringent patient selection;  Patient selection should be done via standardised assessment such as the neurological-oncological-mechanical systemic (NOMS) framework; and  The assessment should be carried out by a multidisciplinary team (MDT), which may be inclusive of, but not limited to, radiation oncologists, spine surgeons and interventional radiologists, among others.
Orthopaedics | Spine - Thoracolumbar (TL) and sacral surgery | TL and sacral fusion and fixation implant | TL pedicle screw - Shank, tulip | NuVasive Inc. | ARM15T Screw, 9.5x100mm Iliac SL-Open | 8449510 | Standalone | DE0007101 | As per HSA registered indication(s) except for radiolucent implants which should be used as follows:  in patients with primary or metastatic spinal tumours who would benefit from post-operative high dose high precision beam therapy upon appropriate and stringent patient selection;  Patient selection should be done via standardised assessment such as the neurological-oncological-mechanical systemic (NOMS) framework; and  The assessment should be carried out by a multidisciplinary team (MDT), which may be inclusive of, but not limited to, radiation oncologists, spine surgeons and interventional radiologists, among others.
Orthopaedics | Spine - Thoracolumbar (TL) and sacral surgery | TL and sacral fusion and fixation implant | TL pedicle screw - Shank, tulip | NuVasive Inc. | ARM15T Screw, 9.5x60mm Iliac SL-Open | 8449560 | Standalone | DE0007101 | As per HSA registered indication(s) except for radiolucent implants which should be used as follows:  in patients with primary or metastatic spinal tumours who would benefit from post-operative high dose high precision beam therapy upon appropriate and stringent patient selection;  Patient selection should be done via standardised assessment such as the neurological-oncological-mechanical systemic (NOMS) framework; and  The assessment should be carried out by a multidisciplinary team (MDT), which may be inclusive of, but not limited to, radiation oncologists, spine surgeons and interventional radiologists, among others.
Orthopaedics | Spine - Thoracolumbar (TL) and sacral surgery | TL and sacral fusion and fixation implant | TL pedicle screw - Shank, tulip | NuVasive Inc. | ARM15T Screw, 9.5x70mm Iliac SL-Open | 8449570 | Standalone | DE0007101 | As per HSA registered indication(s) except for radiolucent implants which should be used as follows:  in patients with primary or metastatic spinal tumours who would benefit from post-operative high dose high precision beam therapy upon appropriate and stringent patient selection;  Patient selection should be done via standardised assessment such as the neurological-oncological-mechanical systemic (NOMS) framework; and  The assessment should be carried out by a multidisciplinary team (MDT), which may be inclusive of, but not limited to, radiation oncologists, spine surgeons and interventional radiologists, among others.
Orthopaedics | Spine - Thoracolumbar (TL) and sacral surgery | TL and sacral fusion and fixation implant | TL pedicle screw - Shank, tulip | NuVasive Inc. | ARM15T Screw, 9.5x80mm Iliac SL-Open | 8449580 | Standalone | DE0007101 | As per HSA registered indication(s) except for radiolucent implants which should be used as follows:  in patients with primary or metastatic spinal tumours who would benefit from post-operative high dose high precision beam therapy upon appropriate and stringent patient selection;  Patient selection should be done via standardised assessment such as the neurological-oncological-mechanical systemic (NOMS) framework; and  The assessment should be carried out by a multidisciplinary team (MDT), which may be inclusive of, but not limited to, radiation oncologists, spine surgeons and interventional radiologists, among others.
Orthopaedics | Spine - Thoracolumbar (TL) and sacral surgery | TL and sacral fusion and fixation implant | TL pedicle screw - Shank, tulip | NuVasive Inc. | ARM15T Screw, 9.5x90mm Iliac SL-Open | 8449590 | Standalone | DE0007101 | As per HSA registered indication(s) except for radiolucent implants which should be used as follows:  in patients with primary or metastatic spinal tumours who would benefit from post-operative high dose high precision beam therapy upon appropriate and stringent patient selection;  Patient selection should be done via standardised assessment such as the neurological-oncological-mechanical systemic (NOMS) framework; and  The assessment should be carried out by a multidisciplinary team (MDT), which may be inclusive of, but not limited to, radiation oncologists, spine surgeons and interventional radiologists, among others.
Orthopaedics | Spine - Thoracolumbar (TL) and sacral surgery | TL and sacral fusion and fixation implant | TL rod connector system excluding locking screw | NuVasive Inc. | Armada Ti Connector, 20mm Cross Fixed | 8450120 | Standalone | DE0007101 | As per HSA registered indication(s)
Orthopaedics | Spine - Thoracolumbar (TL) and sacral surgery | TL and sacral fusion and fixation implant | TL rod connector system excluding locking screw | NuVasive Inc. | Armada Ti Connector, 22.5mm Cross Fixed | 8450122 | Standalone | DE0007101 | As per HSA registered indication(s)
Orthopaedics | Spine - Thoracolumbar (TL) and sacral surgery | TL and sacral fusion and fixation implant | TL rod connector system excluding locking screw | NuVasive Inc. | Armada Ti Connector, 25mm Cross Fixed | 8450125 | Standalone | DE0007101 | As per HSA registered indication(s)
Orthopaedics | Spine - Thoracolumbar (TL) and sacral surgery | TL and sacral fusion and fixation implant | TL rod connector system excluding locking screw | NuVasive Inc. | Armada Ti Connector, 27.5mm Cross Fixed | 8450127 | Standalone | DE0007101 | As per HSA registered indication(s)
Orthopaedics | Spine - Thoracolumbar (TL) and sacral surgery | TL and sacral fusion and fixation implant | TL rod connector system excluding locking screw | NuVasive Inc. | Armada Ti Connector, 30mm Cross Fixed | 8450130 | Standalone | DE0007101 | As per HSA registered indication(s)
Orthopaedics | Spine - Thoracolumbar (TL) and sacral surgery | TL and sacral fusion and fixation implant | TL rod connector system excluding locking screw | NuVasive Inc. | Armada Ti Connector, 32.5mm Cross Fixed | 8450132 | Standalone | DE0007101 | As per HSA registered indication(s)
Orthopaedics | Spine - Thoracolumbar (TL) and sacral surgery | TL and sacral fusion and fixation implant | TL rod connector system excluding locking screw | NuVasive Inc. | Armada Ti Connector, 35mm Cross Fixed | 8450135 | Standalone | DE0007101 | As per HSA registered indication(s)
Orthopaedics | Spine - Thoracolumbar (TL) and sacral surgery | TL and sacral fusion and fixation implant | TL rod connector system excluding locking screw | NuVasive Inc. | Armada Ti Connector, 37.5mm Cross Fixed | 8450137 | Standalone | DE0007101 | As per HSA registered indication(s)
Orthopaedics | Spine - Thoracolumbar (TL) and sacral surgery | TL and sacral fusion and fixation implant | TL rod connector system excluding locking screw | NuVasive Inc. | Armada Ti Connector, 40mm Cross Fixed | 8450140 | Standalone | DE0007101 | As per HSA registered indication(s)
Orthopaedics | Spine - Thoracolumbar (TL) and sacral surgery | TL and sacral fusion and fixation implant | TL rod connector system excluding locking screw | NuVasive Inc. | Armada Ti Connector, 45mm Cross Fixed | 8450145 | Standalone | DE0007101 | As per HSA registered indication(s)
Orthopaedics | Spine - Thoracolumbar (TL) and sacral surgery | TL and sacral fusion and fixation implant | TL rod connector system excluding locking screw | NuVasive Inc. | Armada Ti Connector, 50mm Cross Fixed | 8450150 | Standalone | DE0007101 | As per HSA registered indication(s)
Orthopaedics | Spine - Thoracolumbar (TL) and sacral surgery | TL and sacral fusion and fixation implant | TL rod connector system excluding locking screw | NuVasive Inc. | Armada Ti Connector, 55mm Cross Fixed | 8450155 | Standalone | DE0007101 | As per HSA registered indication(s)
Orthopaedics | Spine - Thoracolumbar (TL) and sacral surgery | TL and sacral fusion and fixation implant | TL rod connector system excluding locking screw | NuVasive Inc. | Armada Ti Connector, 60mm Cross Fixed | 8450160 | Standalone | DE0007101 | As per HSA registered indication(s)
Orthopaedics | Spine - Thoracolumbar (TL) and sacral surgery | TL and sacral fusion and fixation implant | TL pedicle screw - Locking screw | NuVasive Inc. | Armada Ti Lock Screw, Open Tulip | 8461100 | Standalone | DE0007101 | As per HSA registered indication(s) except for radiolucent implants which should be used as follows:  in patients with primary or metastatic spinal tumours who would benefit from post-operative high dose high precision beam therapy upon appropriate and stringent patient selection;  Patient selection should be done via standardised assessment such as the neurological-oncological-mechanical systemic (NOMS) framework; and  The assessment should be carried out by a multidisciplinary team (MDT), which may be inclusive of, but not limited to, radiation oncologists, spine surgeons and interventional radiologists, among others.
Orthopaedics | Spine - Thoracolumbar (TL) and sacral surgery | TL interbody cage | TL interbody core - Non-integrated | MEDTRONIC | ARTiC-L 3D Ti Spinal System Sterile 20 Degree Implants | 56301020 | Standalone | DE0503354 | As per HSA registered indication(s)
Orthopaedics | Spine - Thoracolumbar (TL) and sacral surgery | TL interbody cage | TL interbody core - Non-integrated | MEDTRONIC | ARTiC-L 3D Ti Spinal System Sterile 20 Degree Implants | 56301120 | Standalone | DE0503354 | As per HSA registered indication(s)
Orthopaedics | Spine - Thoracolumbar (TL) and sacral surgery | TL interbody cage | TL interbody core - Non-integrated | MEDTRONIC | ARTiC-L 3D Ti Spinal System Sterile 20 Degree Implants | 56301220 | Standalone | DE0503354 | As per HSA registered indication(s)
Orthopaedics | Spine - Thoracolumbar (TL) and sacral surgery | TL interbody cage | TL interbody core - Non-integrated | MEDTRONIC | ARTiC-L 3D Ti Spinal System Sterile 20 Degree Implants | 56301320 | Standalone | DE0503354 | As per HSA registered indication(s)
Orthopaedics | Spine - Thoracolumbar (TL) and sacral surgery | TL interbody cage | TL interbody core - Non-integrated | MEDTRONIC | ARTiC-L 3D Ti Spinal System Sterile 20 Degree Implants | 56251020 | Standalone | DE0503354 | As per HSA registered indication(s)
Orthopaedics | Spine - Thoracolumbar (TL) and sacral surgery | TL interbody cage | TL interbody core - Non-integrated | MEDTRONIC | ARTiC-L 3D Ti Spinal System Sterile 20 Degree Implants | 56251120 | Standalone | DE0503354 | As per HSA registered indication(s)
Orthopaedics | Spine - Thoracolumbar (TL) and sacral surgery | TL interbody cage | TL interbody core - Non-integrated | MEDTRONIC | ARTiC-L 3D Ti Spinal System Sterile 20 Degree Implants | 56251220 | Standalone | DE0503354 | As per HSA registered indication(s)
Orthopaedics | Spine - Thoracolumbar (TL) and sacral surgery | TL interbody cage | TL interbody core - Non-integrated | MEDTRONIC | ARTiC-L 3D Ti Spinal System Sterile 20 Degree Implants | 56251320 | Standalone | DE0503354 | As per HSA registered indication(s)
Orthopaedics | Spine - Thoracolumbar (TL) and sacral surgery | TL interbody cage | TL interbody core - Non-integrated | MEDTRONIC | ARTiC-L 3D Ti Spinal System Sterile 20 Degree Implants | 56351020 | Standalone | DE0503354 | As per HSA registered indication(s)
Orthopaedics | Spine - Thoracolumbar (TL) and sacral surgery | TL interbody cage | TL interbody core - Non-integrated | MEDTRONIC | ARTiC-L 3D Ti Spinal System Sterile 20 Degree Implants | 56351120 | Standalone | DE0503354 | As per HSA registered indication(s)
Orthopaedics | Spine - Thoracolumbar (TL) and sacral surgery | TL interbody cage | TL interbody core - Non-integrated | MEDTRONIC | ARTiC-L 3D Ti Spinal System Sterile 20 Degree Implants | 56351220 | Standalone | DE0503354 | As per HSA registered indication(s)
Orthopaedics | Spine - Thoracolumbar (TL) and sacral surgery | TL interbody cage | TL interbody core - Non-integrated | MEDTRONIC | ARTiC-L 3D Ti Spinal System Sterile 20 Degree Implants | 56351320 | Standalone | DE0503354 | As per HSA registered indication(s)
Orthopaedics | Spine - Thoracolumbar (TL) and sacral surgery | TL interbody cage | TL interbody core - Non-integrated | MEDTRONIC | ARTiC-L 3D Ti Spinal System Sterile 5 and 10 Degree Implants | 56251005 | Standalone | DE0503354 | As per HSA registered indication(s)
Orthopaedics | Spine - Thoracolumbar (TL) and sacral surgery | TL interbody cage | TL interbody core - Non-integrated | MEDTRONIC | ARTiC-L 3D Ti Spinal System Sterile 5 and 10 Degree Implants | 56351305 | Standalone | DE0503354 | As per HSA registered indication(s)
Orthopaedics | Spine - Thoracolumbar (TL) and sacral surgery | TL interbody cage | TL interbody core - Non-integrated | MEDTRONIC | ARTiC-L 3D Ti Spinal System Sterile 5 and 10 Degree Implants | 56351110 | Standalone | DE0503354 | As per HSA registered indication(s)
Orthopaedics | Spine - Thoracolumbar (TL) and sacral surgery | TL interbody cage | TL interbody core - Non-integrated | MEDTRONIC | ARTiC-L 3D Ti Spinal System Sterile 5 and 10 Degree Implants | 56351010 | Standalone | DE0503354 | As per HSA registered indication(s)
Orthopaedics | Spine - Thoracolumbar (TL) and sacral surgery | TL interbody cage | TL interbody core - Non-integrated | MEDTRONIC | ARTiC-L 3D Ti Spinal System Sterile 5 and 10 Degree Implants | 56350910 | Standalone | DE0503354 | As per HSA registered indication(s)
Orthopaedics | Spine - Thoracolumbar (TL) and sacral surgery | TL interbody cage | TL interbody core - Non-integrated | MEDTRONIC | ARTiC-L 3D Ti Spinal System Sterile 5 and 10 Degree Implants | 56350810 | Standalone | DE0503354 | As per HSA registered indication(s)
Orthopaedics | Spine - Thoracolumbar (TL) and sacral surgery | TL interbody cage | TL interbody core - Non-integrated | MEDTRONIC | ARTiC-L 3D Ti Spinal System Sterile 5 and 10 Degree Implants | 56301010 | Standalone | DE0503354 | As per HSA registered indication(s)
Orthopaedics | Spine - Thoracolumbar (TL) and sacral surgery | TL interbody cage | TL interbody core - Non-integrated | MEDTRONIC | ARTiC-L 3D Ti Spinal System Sterile 5 and 10 Degree Implants | 56301110 | Standalone | DE0503354 | As per HSA registered indication(s)
Orthopaedics | Spine - Thoracolumbar (TL) and sacral surgery | TL interbody cage | TL interbody core - Non-integrated | MEDTRONIC | ARTiC-L 3D Ti Spinal System Sterile 5 and 10 Degree Implants | 56300910 | Standalone | DE0503354 | As per HSA registered indication(s)
Orthopaedics | Spine - Thoracolumbar (TL) and sacral surgery | TL interbody cage | TL interbody core - Non-integrated | MEDTRONIC | ARTiC-L 3D Ti Spinal System Sterile 5 and 10 Degree Implants | 56300810 | Standalone | DE0503354 | As per HSA registered indication(s)
Orthopaedics | Spine - Thoracolumbar (TL) and sacral surgery | TL interbody cage | TL interbody core - Non-integrated | MEDTRONIC | ARTiC-L 3D Ti Spinal System Sterile 5 and 10 Degree Implants | 56350905 | Standalone | DE0503354 | As per HSA registered indication(s)
Orthopaedics | Spine - Thoracolumbar (TL) and sacral surgery | TL interbody cage | TL interbody core - Non-integrated | MEDTRONIC | ARTiC-L 3D Ti Spinal System Sterile 5 and 10 Degree Implants | 56301210 | Standalone | DE0503354 | As per HSA registered indication(s)
Orthopaedics | Spine - Thoracolumbar (TL) and sacral surgery | TL interbody cage | TL interbody core - Non-integrated | MEDTRONIC | ARTiC-L 3D Ti Spinal System Sterile 5 and 10 Degree Implants | 56251210 | Standalone | DE0503354 | As per HSA registered indication(s)
Orthopaedics | Spine - Thoracolumbar (TL) and sacral surgery | TL interbody cage | TL interbody core - Non-integrated | MEDTRONIC | ARTiC-L 3D Ti Spinal System Sterile 5 and 10 Degree Implants | 56250805 | Standalone | DE0503354 | As per HSA registered indication(s)
Orthopaedics | Spine - Thoracolumbar (TL) and sacral surgery | TL interbody cage | TL interbody core - Non-integrated | MEDTRONIC | ARTiC-L 3D Ti Spinal System Sterile 5 and 10 Degree Implants | 56250905 | Standalone | DE0503354 | As per HSA registered indication(s)
Orthopaedics | Spine - Thoracolumbar (TL) and sacral surgery | TL interbody cage | TL interbody core - Non-integrated | MEDTRONIC | ARTiC-L 3D Ti Spinal System Sterile 5 and 10 Degree Implants | 56251105 | Standalone | DE0503354 | As per HSA registered indication(s)
Orthopaedics | Spine - Thoracolumbar (TL) and sacral surgery | TL interbody cage | TL interbody core - Non-integrated | MEDTRONIC | ARTiC-L 3D Ti Spinal System Sterile 5 and 10 Degree Implants | 56251205 | Standalone | DE0503354 | As per HSA registered indication(s)
Orthopaedics | Spine - Thoracolumbar (TL) and sacral surgery | TL interbody cage | TL interbody core - Non-integrated | MEDTRONIC | ARTiC-L 3D Ti Spinal System Sterile 5 and 10 Degree Implants | 56251305 | Standalone | DE0503354 | As per HSA registered indication(s)
Orthopaedics | Spine - Thoracolumbar (TL) and sacral surgery | TL interbody cage | TL interbody core - Non-integrated | MEDTRONIC | ARTiC-L 3D Ti Spinal System Sterile 5 and 10 Degree Implants | 56250810 | Standalone | DE0503354 | As per HSA registered indication(s)
Orthopaedics | Spine - Thoracolumbar (TL) and sacral surgery | TL interbody cage | TL interbody core - Non-integrated | MEDTRONIC | ARTiC-L 3D Ti Spinal System Sterile 5 and 10 Degree Implants | 56250910 | Standalone | DE0503354 | As per HSA registered indication(s)
Orthopaedics | Spine - Thoracolumbar (TL) and sacral surgery | TL interbody cage | TL interbody core - Non-integrated | MEDTRONIC | ARTiC-L 3D Ti Spinal System Sterile 5 and 10 Degree Implants | 56251010 | Standalone | DE0503354 | As per HSA registered indication(s)
Orthopaedics | Spine - Thoracolumbar (TL) and sacral surgery | TL interbody cage | TL interbody core - Non-integrated | MEDTRONIC | ARTiC-L 3D Ti Spinal System Sterile 5 and 10 Degree Implants | 56251110 | Standalone | DE0503354 | As per HSA registered indication(s)
Orthopaedics | Spine - Thoracolumbar (TL) and sacral surgery | TL interbody cage | TL interbody core - Non-integrated | MEDTRONIC | ARTiC-L 3D Ti Spinal System Sterile 5 and 10 Degree Implants | 56251310 | Standalone | DE0503354 | As per HSA registered indication(s)
Orthopaedics | Spine - Thoracolumbar (TL) and sacral surgery | TL interbody cage | TL interbody core - Non-integrated | MEDTRONIC | ARTiC-L 3D Ti Spinal System Sterile 5 and 10 Degree Implants | 56300805 | Standalone | DE0503354 | As per HSA registered indication(s)
Orthopaedics | Spine - Thoracolumbar (TL) and sacral surgery | TL interbody cage | TL interbody core - Non-integrated | MEDTRONIC | ARTiC-L 3D Ti Spinal System Sterile 5 and 10 Degree Implants | 56300905 | Standalone | DE0503354 | As per HSA registered indication(s)
Orthopaedics | Spine - Thoracolumbar (TL) and sacral surgery | TL interbody cage | TL interbody core - Non-integrated | MEDTRONIC | ARTiC-L 3D Ti Spinal System Sterile 5 and 10 Degree Implants | 56301005 | Standalone | DE0503354 | As per HSA registered indication(s)
Orthopaedics | Spine - Thoracolumbar (TL) and sacral surgery | TL interbody cage | TL interbody core - Non-integrated | MEDTRONIC | ARTiC-L 3D Ti Spinal System Sterile 5 and 10 Degree Implants | 56301105 | Standalone | DE0503354 | As per HSA registered indication(s)
Orthopaedics | Spine - Thoracolumbar (TL) and sacral surgery | TL interbody cage | TL interbody core - Non-integrated | MEDTRONIC | ARTiC-L 3D Ti Spinal System Sterile 5 and 10 Degree Implants | 56301205 | Standalone | DE0503354 | As per HSA registered indication(s)
Orthopaedics | Spine - Thoracolumbar (TL) and sacral surgery | TL interbody cage | TL interbody core - Non-integrated | MEDTRONIC | ARTiC-L 3D Ti Spinal System Sterile 5 and 10 Degree Implants | 56301305 | Standalone | DE0503354 | As per HSA registered indication(s)
Orthopaedics | Spine - Thoracolumbar (TL) and sacral surgery | TL interbody cage | TL interbody core - Non-integrated | MEDTRONIC | ARTiC-L 3D Ti Spinal System Sterile 5 and 10 Degree Implants | 56301310 | Standalone | DE0503354 | As per HSA registered indication(s)
Orthopaedics | Spine - Thoracolumbar (TL) and sacral surgery | TL interbody cage | TL interbody core - Non-integrated | MEDTRONIC | ARTiC-L 3D Ti Spinal System Sterile 5 and 10 Degree Implants | 56350805 | Standalone | DE0503354 | As per HSA registered indication(s)
Orthopaedics | Spine - Thoracolumbar (TL) and sacral surgery | TL interbody cage | TL interbody core - Non-integrated | MEDTRONIC | ARTiC-L 3D Ti Spinal System Sterile 5 and 10 Degree Implants | 56351005 | Standalone | DE0503354 | As per HSA registered indication(s)
Orthopaedics | Spine - Thoracolumbar (TL) and sacral surgery | TL interbody cage | TL interbody core - Non-integrated | MEDTRONIC | ARTiC-L 3D Ti Spinal System Sterile 5 and 10 Degree Implants | 56351105 | Standalone | DE0503354 | As per HSA registered indication(s)
Orthopaedics | Spine - Thoracolumbar (TL) and sacral surgery | TL interbody cage | TL interbody core - Non-integrated | MEDTRONIC | ARTiC-L 3D Ti Spinal System Sterile 5 and 10 Degree Implants | 56351205 | Standalone | DE0503354 | As per HSA registered indication(s)
Orthopaedics | Spine - Thoracolumbar (TL) and sacral surgery | TL interbody cage | TL interbody core - Non-integrated | MEDTRONIC | ARTiC-L 3D Ti Spinal System Sterile 5 and 10 Degree Implants | 56351210 | Standalone | DE0503354 | As per HSA registered indication(s)
Orthopaedics | Spine - Thoracolumbar (TL) and sacral surgery | TL interbody cage | TL interbody core - Non-integrated | MEDTRONIC | ARTiC-L 3D Ti Spinal System Sterile 5 and 10 Degree Implants | 56351310 | Standalone | DE0503354 | As per HSA registered indication(s)
Orthopaedics | Spine - Thoracolumbar (TL) and sacral surgery | TL and sacral fusion and fixation implant | TL rod connector system excluding locking screw | NuVasive Inc. | ASF Connector, 5.5-6.25mm 4-Hole | 8461602 | Standalone | DE0007101 | As per HSA registered indication(s)
Orthopaedics | Spine - Thoracolumbar (TL) and sacral surgery | TL and sacral fusion and fixation implant | TL rod connector system excluding locking screw | NuVasive Inc. | ASF Connector, 5.5-6.25mm Parallel | 8461402 | Standalone | DE0007101 | As per HSA registered indication(s)
Orthopaedics | Spine - Thoracolumbar (TL) and sacral surgery | TL and sacral fusion and fixation implant | TL rod connector system excluding locking screw | NuVasive Inc. | ASF Rod Connector, 5.5mm 15x200mm LH | 8452412 | Standalone | DE0007101 | As per HSA registered indication(s)
Orthopaedics | Spine - Thoracolumbar (TL) and sacral surgery | TL and sacral fusion and fixation implant | TL rod connector system excluding locking screw | NuVasive Inc. | ASF Rod Connector, 5.5mm 15x200mm RH | 8452512 | Standalone | DE0007101 | As per HSA registered indication(s)
Orthopaedics | Spine - Thoracolumbar (TL) and sacral surgery | TL and sacral fusion and fixation implant | TL rod connector system excluding locking screw | NuVasive Inc. | ASF15T Connector, In-Line Rod | 8451302 | Standalone | DE0007101 | As per HSA registered indication(s)
Orthopaedics | Spine - Thoracolumbar (TL) and sacral surgery | TL and sacral fusion and fixation implant | TL rod | NuVasive Inc. | ASF15T Lateral Offset Rod | 8452004 | Standalone | DE0007101 | As per HSA registered indication(s) except for radiolucent implants which should be used as follows:  in patients with primary or metastatic spinal tumours who would benefit from post-operative high dose high precision beam therapy upon appropriate and stringent patient selection;  Patient selection should be done via standardised assessment such as the neurological-oncological-mechanical systemic (NOMS) framework; and  The assessment should be carried out by a multidisciplinary team (MDT), which may be inclusive of, but not limited to, radiation oncologists, spine surgeons and interventional radiologists, among others.
Orthopaedics | Spine - Thoracolumbar (TL) and sacral surgery | TL and sacral fusion and fixation implant | TL rod connector system excluding locking screw | NuVasive Inc. | ASF15T Rod Connector, 5.5mm 4-Hole | 8454602 | Standalone | DE0007101 | As per HSA registered indication(s)
Orthopaedics | Spine - Thoracolumbar (TL) and sacral surgery | TL and sacral fusion and fixation implant | TL rod connector system excluding locking screw | NuVasive Inc. | ASF15T Rod Connector, 5.5mm Parallel | 8454402 | Standalone | DE0007101 | As per HSA registered indication(s)
Orthopaedics | Spine - Thoracolumbar (TL) and sacral surgery | TL and sacral fusion and fixation implant | TL rod connector system excluding locking screw | NuVasive Inc. | ASF15T Rod-Rod, 5.5mm O 5.5mm O | 8452152 | Standalone | DE0007101 | As per HSA registered indication(s)
Orthopaedics | Spine - Thoracolumbar (TL) and sacral surgery | TL and sacral fusion and fixation implant | TL rod connector system excluding locking screw | NuVasive Inc. | ASF15T Rod-Rod, 5.5mm O 6.35mm O | 8452156 | Standalone | DE0007101 | As per HSA registered indication(s)
Orthopaedics | Spine - Thoracolumbar (TL) and sacral surgery | TL and sacral fusion and fixation implant | TL rod connector system excluding locking screw | NuVasive Inc. | ASF16T Rod Connector, 5.5mm 4-Hole | 8464602 | Standalone | DE0007101 | As per HSA registered indication(s)
Orthopaedics | Spine - Thoracolumbar (TL) and sacral surgery | TL and sacral fusion and fixation implant | TL rod connector system excluding locking screw | NuVasive Inc. | ASF16T Rod Connector, 5.5mm In-Line | 8461302 | Standalone | DE0007101 | As per HSA registered indication(s)
Orthopaedics | Spine - Thoracolumbar (TL) and sacral surgery | TL and sacral fusion and fixation implant | TL rod connector system excluding locking screw | NuVasive Inc. | ASF16T Rod Connector, 5.5mm Parallel | 8464402 | Standalone | DE0007101 | As per HSA registered indication(s)
Orthopaedics | Spine - Thoracolumbar (TL) and sacral surgery | TL and sacral fusion and fixation implant | TL rod connector system excluding locking screw | NuVasive Inc. | ASF25T Conn, Rod-Rod 5.5H-5.5O | 8452855 | Standalone | DE0007101 | As per HSA registered indication(s)
Orthopaedics | Spine - Thoracolumbar (TL) and sacral surgery | TL and sacral fusion and fixation implant | TL rod connector system excluding locking screw | NuVasive Inc. | ASF26T Conn, Rod-Rod 6.35H-5.5O | 8452856 | Standalone | DE0007101 | As per HSA registered indication(s)
Orthopaedics | Spine - Thoracolumbar (TL) and sacral surgery | TL interbody cage | TL interbody core - Integrated | MEDTRONIC | ASSEMBLY 7967210 S 32 X 23 X10MM, 12 DEG CP | 7967210 | Standalone | DE0502129 | As per HSA registered indication(s)
Orthopaedics | Spine - Thoracolumbar (TL) and sacral surgery | TL interbody cage | TL interbody core - Integrated | MEDTRONIC | ASSEMBLY 7967212 S 32 X 23 X12MM, 12 DEG CP | 7967212 | Standalone | DE0502129 | As per HSA registered indication(s)
Orthopaedics | Spine - Thoracolumbar (TL) and sacral surgery | TL interbody cage | TL interbody core - Integrated | MEDTRONIC | ASSEMBLY 7967216 S 32 X 23 X16MM, 12 DEG CP | 7967216 | Standalone | DE0502129 | As per HSA registered indication(s)
Orthopaedics | Spine - Thoracolumbar (TL) and sacral surgery | TL interbody cage | TL interbody core - Integrated | MEDTRONIC | ASSEMBLY 7967218 S 32 X 23 X18MM, 12 DEG CP | 7967218 | Standalone | DE0502129 | As per HSA registered indication(s)
Orthopaedics | Spine - Thoracolumbar (TL) and sacral surgery | TL interbody cage | TL interbody core - Integrated | MEDTRONIC | ASSEMBLY 7967220 S 32 X 23 X20MM, 12 DEG CP | 7967220 | Standalone | DE0502129 | As per HSA registered indication(s)
Orthopaedics | Spine - Thoracolumbar (TL) and sacral surgery | TL interbody cage | TL interbody core - Integrated | MEDTRONIC | ASSEMBLY 7967810 S 32 X 23 X10MM, 8 DEG CP | 7967810 | Standalone | DE0502129 | As per HSA registered indication(s)
Orthopaedics | Spine - Thoracolumbar (TL) and sacral surgery | TL interbody cage | TL interbody core - Integrated | MEDTRONIC | ASSEMBLY 7967814 S 32 X 23 X14MM, 8 DEG CP | 7967814 | Standalone | DE0502129 | As per HSA registered indication(s)
Orthopaedics | Spine - Thoracolumbar (TL) and sacral surgery | TL interbody cage | TL interbody core - Integrated | MEDTRONIC | ASSEMBLY 7967816 S 32 X 23 X16MM, 8 DEG CP | 7967816 | Standalone | DE0502129 | As per HSA registered indication(s)
Orthopaedics | Spine - Thoracolumbar (TL) and sacral surgery | TL interbody cage | TL interbody core - Integrated | MEDTRONIC | ASSEMBLY 7967818 S 32 X 23 X18MM, 8 DEG CP | 7967818 | Standalone | DE0502129 | As per HSA registered indication(s)
Orthopaedics | Spine - Thoracolumbar (TL) and sacral surgery | TL interbody cage | TL interbody core - Integrated | MEDTRONIC | ASSEMBLY 7967820 S 32 X 23 X20MM, 8 DEG CP | 7967820 | Standalone | DE0502129 | As per HSA registered indication(s)
Orthopaedics | Spine - Thoracolumbar (TL) and sacral surgery | TL interbody cage | TL interbody core - Integrated | MEDTRONIC | ASSEMBLY 7967214 S 32 X 23 X14MM, 12 DEG CP | 7967214 | Standalone | DE0502129 | As per HSA registered indication(s)
Orthopaedics | Spine - Thoracolumbar (TL) and sacral surgery | TL interbody cage | TL interbody core - Integrated | MEDTRONIC | ASSEMBLY 7967812 S 32 X 23 X12MM, 8 DEG CP | 7967812 | Standalone | DE0502129 | As per HSA registered indication(s)
Orthopaedics | Spine - Thoracolumbar (TL) and sacral surgery | TL interbody cage | TL interbody core - Integrated | MEDTRONIC | ASSEMBLY 7968210 M 37X27 10MM 12 DEG CP | 7968210 | Standalone | DE0502129 | As per HSA registered indication(s)
Orthopaedics | Spine - Thoracolumbar (TL) and sacral surgery | TL interbody cage | TL interbody core - Integrated | MEDTRONIC | ASSEMBLY 7968212 M 37X27 12MM 12 DEG CP | 7968212 | Standalone | DE0502129 | As per HSA registered indication(s)
Orthopaedics | Spine - Thoracolumbar (TL) and sacral surgery | TL interbody cage | TL interbody core - Integrated | MEDTRONIC | ASSEMBLY 7968214 M 37X27 14MM 12 DEG CP | 7968214 | Standalone | DE0502129 | As per HSA registered indication(s)
Orthopaedics | Spine - Thoracolumbar (TL) and sacral surgery | TL interbody cage | TL interbody core - Integrated | MEDTRONIC | ASSEMBLY 7968216 M 37X27 16MM 12 DEG CP | 7968216 | Standalone | DE0502129 | As per HSA registered indication(s)
Orthopaedics | Spine - Thoracolumbar (TL) and sacral surgery | TL interbody cage | TL interbody core - Integrated | MEDTRONIC | ASSEMBLY 7968810 M 37X27 10MM 8 DEG CP | 7968810 | Standalone | DE0502129 | As per HSA registered indication(s)
Orthopaedics | Spine - Thoracolumbar (TL) and sacral surgery | TL interbody cage | TL interbody core - Integrated | MEDTRONIC | ASSEMBLY 7968812 M 37X27 12MM 8 DEG CP | 7968812 | Standalone | DE0502129 | As per HSA registered indication(s)
Orthopaedics | Spine - Thoracolumbar (TL) and sacral surgery | TL interbody cage | TL interbody core - Integrated | MEDTRONIC | ASSEMBLY 7968814 M 37X27 14MM 8 DEG CP | 7968814 | Standalone | DE0502129 | As per HSA registered indication(s)
Orthopaedics | Spine - Thoracolumbar (TL) and sacral surgery | TL interbody cage | TL interbody core - Integrated | MEDTRONIC | ASSEMBLY 7968816 M 37X27 16MM 8 DEG CP | 7968816 | Standalone | DE0502129 | As per HSA registered indication(s)
Orthopaedics | Spine - Thoracolumbar (TL) and sacral surgery | TL interbody cage | TL interbody core - Integrated | MEDTRONIC | ASSEMBLY 7969210 L 42X30 10MM 12 DEG CP | 7969210 | Standalone | DE0502129 | As per HSA registered indication(s)
Orthopaedics | Spine - Thoracolumbar (TL) and sacral surgery | TL interbody cage | TL interbody core - Integrated | MEDTRONIC | ASSEMBLY 7969212 L 42X30 12MM 12 DEG CP | 7969212 | Standalone | DE0502129 | As per HSA registered indication(s)
Orthopaedics | Spine - Thoracolumbar (TL) and sacral surgery | TL interbody cage | TL interbody core - Integrated | MEDTRONIC | ASSEMBLY 7969214 L 42X30 14MM 12 DEG CP | 7969214 | Standalone | DE0502129 | As per HSA registered indication(s)
Orthopaedics | Spine - Thoracolumbar (TL) and sacral surgery | TL interbody cage | TL interbody core - Integrated | MEDTRONIC | ASSEMBLY 7969216 L 42X30 16MM 12 DEG CP | 7969216 | Standalone | DE0502129 | As per HSA registered indication(s)
Orthopaedics | Spine - Thoracolumbar (TL) and sacral surgery | TL interbody cage | TL interbody core - Integrated | MEDTRONIC | ASSEMBLY 7969810 L 42X30 10MM 8 DEG CP | 7969810 | Standalone | DE0502129 | As per HSA registered indication(s)
Orthopaedics | Spine - Thoracolumbar (TL) and sacral surgery | TL interbody cage | TL interbody core - Integrated | MEDTRONIC | ASSEMBLY 7969812 L 42X30 12MM 8 DEG CP | 7969812 | Standalone | DE0502129 | As per HSA registered indication(s)
Orthopaedics | Spine - Thoracolumbar (TL) and sacral surgery | TL interbody cage | TL interbody core - Integrated | MEDTRONIC | ASSEMBLY 7969814 L 42X30 14MM 8 DEG CP | 7969814 | Standalone | DE0502129 | As per HSA registered indication(s)
Orthopaedics | Spine - Thoracolumbar (TL) and sacral surgery | TL interbody cage | TL interbody core - Integrated | MEDTRONIC | ASSEMBLY 7969816 L 42X30 16MM 8 DEG CP | 7969816 | Standalone | DE0502129 | As per HSA registered indication(s)
Orthopaedics | Spine - Occipito-cervical (OC) surgery | OC fusion and fixation implant | Fixation screw for plates | MEDTRONIC | ATLANTIS Cancellous Screw,Fixed Angle,4.0x10mm,Ti | 876-710 | Standalone | DE0001584 | As per HSA registered indication(s)
Orthopaedics | Spine - Occipito-cervical (OC) surgery | OC fusion and fixation implant | Fixation screw for plates | MEDTRONIC | ATLANTIS Cancellous Screw,Fixed Angle,4.0x12mm,Ti | 876-712 | Standalone | DE0001584 | As per HSA registered indication(s)
Orthopaedics | Spine - Occipito-cervical (OC) surgery | OC fusion and fixation implant | Fixation screw for plates | MEDTRONIC | ATLANTIS Cancellous Screw,Fixed Angle,4.0x13mm,Ti | 876-713 | Standalone | DE0001584 | As per HSA registered indication(s)
Orthopaedics | Spine - Occipito-cervical (OC) surgery | OC fusion and fixation implant | Fixation screw for plates | MEDTRONIC | ATLANTIS Cancellous Screw,Fixed Angle,4.0x14mm,Ti | 876-714 | Standalone | DE0001584 | As per HSA registered indication(s)
Orthopaedics | Spine - Occipito-cervical (OC) surgery | OC fusion and fixation implant | Fixation screw for plates | MEDTRONIC | ATLANTIS Cancellous Screw,Fixed Angle,4.0x15mm,Ti | 876-715 | Standalone | DE0001584 | As per HSA registered indication(s)
Orthopaedics | Spine - Occipito-cervical (OC) surgery | OC fusion and fixation implant | Fixation screw for plates | MEDTRONIC | ATLANTIS Cancellous Screw,Fixed Angle,4.0x16mm,Ti | 876-716 | Standalone | DE0001584 | As per HSA registered indication(s)
Orthopaedics | Spine - Occipito-cervical (OC) surgery | OC fusion and fixation implant | Fixation screw for plates | MEDTRONIC | ATLANTIS Cancellous Screw,Fixed Angle,4.5x13mm,Ti | 876-753 | Standalone | DE0001584 | As per HSA registered indication(s)
Orthopaedics | Spine - Occipito-cervical (OC) surgery | OC fusion and fixation implant | Fixation screw for plates | MEDTRONIC | ATLANTIS Cancellous Screw,Fixed Angle,4.5x15mm,Ti | 876-755 | Standalone | DE0001584 | As per HSA registered indication(s)
Orthopaedics | Spine - Occipito-cervical (OC) surgery | OC fusion and fixation implant | Fixation screw for plates | MEDTRONIC | ATLANTIS Cancellous Screw,Var. Angle,4.0x12mm,Ti | 876-812 | Standalone | DE0001584 | As per HSA registered indication(s)
Orthopaedics | Spine - Occipito-cervical (OC) surgery | OC fusion and fixation implant | Fixation screw for plates | MEDTRONIC | ATLANTIS Cancellous Screw,Var. Angle,4.0x13mm,Ti | 876-813 | Standalone | DE0001584 | As per HSA registered indication(s)
Orthopaedics | Spine - Occipito-cervical (OC) surgery | OC fusion and fixation implant | Fixation screw for plates | MEDTRONIC | ATLANTIS Cancellous Screw,Var. Angle,4.0x14mm,Ti | 876-814 | Standalone | DE0001584 | As per HSA registered indication(s)
Orthopaedics | Spine - Occipito-cervical (OC) surgery | OC fusion and fixation implant | Fixation screw for plates | MEDTRONIC | ATLANTIS Cancellous Screw,Var. Angle,4.0x15mm,Ti | 876-815 | Standalone | DE0001584 | As per HSA registered indication(s)
Orthopaedics | Spine - Occipito-cervical (OC) surgery | OC fusion and fixation implant | Fixation screw for plates | MEDTRONIC | ATLANTIS Cancellous Screw,Var. Angle,4.0x16mm,Ti | 876-816 | Standalone | DE0001584 | As per HSA registered indication(s)
Orthopaedics | Spine - Occipito-cervical (OC) surgery | OC fusion and fixation implant | Fixation screw for plates | MEDTRONIC | ATLANTIS Cancellous Screw,Var. Angle,4.5x13mm,Ti | 876-853 | Standalone | DE0001584 | As per HSA registered indication(s)
Orthopaedics | Spine - Occipito-cervical (OC) surgery | OC fusion and fixation implant | Fixation screw for plates | MEDTRONIC | ATLANTIS Cancellous Screw,Var. Angle,4.5x15mm,Ti | 876-855 | Standalone | DE0001584 | As per HSA registered indication(s)
Orthopaedics | Spine - Occipito-cervical (OC) surgery | OC fusion and fixation implant | Anterior cervical plate | MEDTRONIC | ATLANTIS Plate, 100mm, Titanium Alloy | 976-200 | Standalone | DE0001584 | As per HSA registered indication(s)
Orthopaedics | Spine - Occipito-cervical (OC) surgery | OC fusion and fixation implant | Anterior cervical plate | MEDTRONIC | ATLANTIS Plate, 105mm, Titanium Alloy | 976-205 | Standalone | DE0001584 | As per HSA registered indication(s)
Orthopaedics | Spine - Occipito-cervical (OC) surgery | OC fusion and fixation implant | Anterior cervical plate | MEDTRONIC | ATLANTIS Plate, 110mm, Titanium Alloy | 976-210 | Standalone | DE0001584 | As per HSA registered indication(s)
Orthopaedics | Spine - Occipito-cervical (OC) surgery | OC fusion and fixation implant | Anterior cervical plate | MEDTRONIC | ATLANTIS Plate, 19mm, Titanium Alloy | 976-119 | Standalone | DE0001584 | As per HSA registered indication(s)
Orthopaedics | Spine - Occipito-cervical (OC) surgery | OC fusion and fixation implant | Anterior cervical plate | MEDTRONIC | ATLANTIS Plate, 21mm, Titanium Alloy | 976-121 | Standalone | DE0001584 | As per HSA registered indication(s)
Orthopaedics | Spine - Occipito-cervical (OC) surgery | OC fusion and fixation implant | Anterior cervical plate | MEDTRONIC | ATLANTIS Plate, 23mm, Titanium Alloy | 976-123 | Standalone | DE0001584 | As per HSA registered indication(s)
Orthopaedics | Spine - Occipito-cervical (OC) surgery | OC fusion and fixation implant | Anterior cervical plate | MEDTRONIC | ATLANTIS Plate, 25mm, Titanium Alloy | 976-125 | Standalone | DE0001584 | As per HSA registered indication(s)
Orthopaedics | Spine - Occipito-cervical (OC) surgery | OC fusion and fixation implant | Anterior cervical plate | MEDTRONIC | ATLANTIS Plate, 27.5mm, Titanium Alloy | 976-127 | Standalone | DE0001584 | As per HSA registered indication(s)
Orthopaedics | Spine - Occipito-cervical (OC) surgery | OC fusion and fixation implant | Anterior cervical plate | MEDTRONIC | ATLANTIS Plate, 30mm, Titanium Alloy | 976-130 | Standalone | DE0001584 | As per HSA registered indication(s)
Orthopaedics | Spine - Occipito-cervical (OC) surgery | OC fusion and fixation implant | Anterior cervical plate | MEDTRONIC | ATLANTIS Plate, 32.5mm, Titanium Alloy | 976-132 | Standalone | DE0001584 | As per HSA registered indication(s)
Orthopaedics | Spine - Occipito-cervical (OC) surgery | OC fusion and fixation implant | Anterior cervical plate | MEDTRONIC | ATLANTIS Plate, 35mm, Titanium Alloy | 976-135 | Standalone | DE0001584 | As per HSA registered indication(s)
Orthopaedics | Spine - Occipito-cervical (OC) surgery | OC fusion and fixation implant | Anterior cervical plate | MEDTRONIC | ATLANTIS Plate, 40mm, Titanium Alloy | 976-140 | Standalone | DE0001584 | As per HSA registered indication(s)
Orthopaedics | Spine - Occipito-cervical (OC) surgery | OC fusion and fixation implant | Anterior cervical plate | MEDTRONIC | ATLANTIS Plate, 42.5mm, Titanium Alloy | 976-142 | Standalone | DE0001584 | As per HSA registered indication(s)
Orthopaedics | Spine - Occipito-cervical (OC) surgery | OC fusion and fixation implant | Anterior cervical plate | MEDTRONIC | ATLANTIS Plate, 45mm, Titanium Alloy | 976-145 | Standalone | DE0001584 | As per HSA registered indication(s)
Orthopaedics | Spine - Occipito-cervical (OC) surgery | OC fusion and fixation implant | Anterior cervical plate | MEDTRONIC | ATLANTIS Plate, 47.5mm, Titanium Alloy | 976-147 | Standalone | DE0001584 | As per HSA registered indication(s)
Orthopaedics | Spine - Occipito-cervical (OC) surgery | OC fusion and fixation implant | Anterior cervical plate | MEDTRONIC | ATLANTIS Plate, 50mm, Titanium Alloy | 976-150 | Standalone | DE0001584 | As per HSA registered indication(s)
Orthopaedics | Spine - Occipito-cervical (OC) surgery | OC fusion and fixation implant | Anterior cervical plate | MEDTRONIC | ATLANTIS Plate, 52.5mm, Titanium Alloy | 976-152 | Standalone | DE0001584 | As per HSA registered indication(s)
Orthopaedics | Spine - Occipito-cervical (OC) surgery | OC fusion and fixation implant | Anterior cervical plate | MEDTRONIC | ATLANTIS Plate, 57.5mm, Titanium Alloy | 976-157 | Standalone | DE0001584 | As per HSA registered indication(s)
Orthopaedics | Spine - Occipito-cervical (OC) surgery | OC fusion and fixation implant | Anterior cervical plate | MEDTRONIC | ATLANTIS Plate, 60mm, Titanium Alloy | 976-160 | Standalone | DE0001584 | As per HSA registered indication(s)
Orthopaedics | Spine - Occipito-cervical (OC) surgery | OC fusion and fixation implant | Anterior cervical plate | MEDTRONIC | ATLANTIS Plate, 62.5mm, Titanium Alloy | 976-162 | Standalone | DE0001584 | As per HSA registered indication(s)
Orthopaedics | Spine - Occipito-cervical (OC) surgery | OC fusion and fixation implant | Anterior cervical plate | MEDTRONIC | ATLANTIS Plate, 67.5mm, Titanium Alloy | 976-167 | Standalone | DE0001584 | As per HSA registered indication(s)
Orthopaedics | Spine - Occipito-cervical (OC) surgery | OC fusion and fixation implant | Anterior cervical plate | MEDTRONIC | ATLANTIS Plate, 70mm, Titanium Alloy | 976-170 | Standalone | DE0001584 | As per HSA registered indication(s)
Orthopaedics | Spine - Occipito-cervical (OC) surgery | OC fusion and fixation implant | Anterior cervical plate | MEDTRONIC | ATLANTIS Plate, 75mm, Titanium Alloy | 976-175 | Standalone | DE0001584 | As per HSA registered indication(s)
Orthopaedics | Spine - Occipito-cervical (OC) surgery | OC fusion and fixation implant | Anterior cervical plate | MEDTRONIC | ATLANTIS Plate, 77.5mm, Titanium Alloy | 976-177 | Standalone | DE0001584 | As per HSA registered indication(s)
Orthopaedics | Spine - Occipito-cervical (OC) surgery | OC fusion and fixation implant | Anterior cervical plate | MEDTRONIC | ATLANTIS Plate, 80mm, Titanium Alloy | 976-180 | Standalone | DE0001584 | As per HSA registered indication(s)
Orthopaedics | Spine - Occipito-cervical (OC) surgery | OC fusion and fixation implant | Anterior cervical plate | MEDTRONIC | ATLANTIS Plate, 82.5mm, Titanium Alloy | 976-182 | Standalone | DE0001584 | As per HSA registered indication(s)
Orthopaedics | Spine - Occipito-cervical (OC) surgery | OC fusion and fixation implant | Anterior cervical plate | MEDTRONIC | ATLANTIS Plate, 85mm, Titanium Alloy | 976-185 | Standalone | DE0001584 | As per HSA registered indication(s)
Orthopaedics | Spine - Occipito-cervical (OC) surgery | OC fusion and fixation implant | Anterior cervical plate | MEDTRONIC | ATLANTIS Plate, 87.5mm, Titanium Alloy | 976-187 | Standalone | DE0001584 | As per HSA registered indication(s)
Orthopaedics | Spine - Occipito-cervical (OC) surgery | OC fusion and fixation implant | Anterior cervical plate | MEDTRONIC | ATLANTIS Plate, 90mm, Titanium Alloy | 976-190 | Standalone | DE0001584 | As per HSA registered indication(s)
Orthopaedics | Spine - Occipito-cervical (OC) surgery | OC fusion and fixation implant | Anterior cervical plate | MEDTRONIC | ATLANTIS Plate, 95mm, Titanium Alloy | 976-195 | Standalone | DE0001584 | As per HSA registered indication(s)
Orthopaedics | Spine - Thoracolumbar (TL) and sacral surgery | TL and sacral fusion and fixation implant | TL pedicle screw - Locking screw | K2M | ATR Set Screw | 101-10001 | Standalone | DE0016947 | As per HSA registered indication(s) except for radiolucent implants which should be used as follows:  in patients with primary or metastatic spinal tumours who would benefit from post-operative high dose high precision beam therapy upon appropriate and stringent patient selection;  Patient selection should be done via standardised assessment such as the neurological-oncological-mechanical systemic (NOMS) framework; and  The assessment should be carried out by a multidisciplinary team (MDT), which may be inclusive of, but not limited to, radiation oncologists, spine surgeons and interventional radiologists, among others.
Orthopaedics | Spine - Thoracolumbar (TL) and sacral surgery | TL and sacral fusion and fixation implant | TL rod connector system excluding locking screw | K2M | Axial Connector | 801-85555HD | Standalone | DE0016949 | As per HSA registered indication(s)
Orthopaedics | Spine - Thoracolumbar (TL) and sacral surgery | TL and sacral fusion and fixation implant | TL rod connector system excluding locking screw | K2M | Axial Rod Connectors | 2901-86055D | Standalone | DE0016948 | As per HSA registered indication(s)
Orthopaedics | Spine - Thoracolumbar (TL) and sacral surgery | TL and sacral fusion and fixation implant | TL rod connector system excluding locking screw | K2M | Axial Rod Connectors | 101-85555D | Standalone | DE0016947 | As per HSA registered indication(s)
Orthopaedics | Spine - Occipito-cervical (OC) surgery | Cervical artificial disc replacement (C-ADR) package | C-ADR package | SPINEART SA | Baguera A c Cervical Disc Prosthesis D13 W16 H5 | CDP-TI 13 05-S | Standalone | DE0504084 | - Skeletally mature patients with symptomatic single level or two contiguous level of cervical and arm or neck pain and/or neurologic deficit confirmed by radiographic imaging, who failed to respond to conservative medical management, who require reconstruction of the cervical spinal disc, and who have at least one of the following conditions: - herniated nucleus pulposus; - spondylosis (defined by the presence of osteophytes); - visible loss of disc height compared to adjacent levels; or - symptomatic spinal stenosis with radiculopathy.
Orthopaedics | Spine - Occipito-cervical (OC) surgery | Cervical artificial disc replacement (C-ADR) package | C-ADR package | SPINEART SA | Baguera A c Cervical Disc Prosthesis D13 W16 H6 | CDP-TI 13 06-S | Standalone | DE0504084 | - Skeletally mature patients with symptomatic single level or two contiguous level of cervical and arm or neck pain and/or neurologic deficit confirmed by radiographic imaging, who failed to respond to conservative medical management, who require reconstruction of the cervical spinal disc, and who have at least one of the following conditions: - herniated nucleus pulposus; - spondylosis (defined by the presence of osteophytes); - visible loss of disc height compared to adjacent levels; or - symptomatic spinal stenosis with radiculopathy.
Orthopaedics | Spine - Occipito-cervical (OC) surgery | Cervical artificial disc replacement (C-ADR) package | C-ADR package | SPINEART SA | Baguera A c Cervical Disc Prosthesis D13 W16 H7 | CDP-TI 13 07-S | Standalone | DE0504084 | - Skeletally mature patients with symptomatic single level or two contiguous level of cervical and arm or neck pain and/or neurologic deficit confirmed by radiographic imaging, who failed to respond to conservative medical management, who require reconstruction of the cervical spinal disc, and who have at least one of the following conditions: - herniated nucleus pulposus; - spondylosis (defined by the presence of osteophytes); - visible loss of disc height compared to adjacent levels; or - symptomatic spinal stenosis with radiculopathy.
Orthopaedics | Spine - Occipito-cervical (OC) surgery | Cervical artificial disc replacement (C-ADR) package | C-ADR package | SPINEART SA | Baguera A c Cervical Disc Prosthesis D14 W17 H5 | CDP-TI 14 05-S | Standalone | DE0504084 | - Skeletally mature patients with symptomatic single level or two contiguous level of cervical and arm or neck pain and/or neurologic deficit confirmed by radiographic imaging, who failed to respond to conservative medical management, who require reconstruction of the cervical spinal disc, and who have at least one of the following conditions: - herniated nucleus pulposus; - spondylosis (defined by the presence of osteophytes); - visible loss of disc height compared to adjacent levels; or - symptomatic spinal stenosis with radiculopathy.
Orthopaedics | Spine - Occipito-cervical (OC) surgery | Cervical artificial disc replacement (C-ADR) package | C-ADR package | SPINEART SA | Baguera A c Cervical Disc Prosthesis D14 W17 H6 | CDP-TI 14 06-S | Standalone | DE0504084 | - Skeletally mature patients with symptomatic single level or two contiguous level of cervical and arm or neck pain and/or neurologic deficit confirmed by radiographic imaging, who failed to respond to conservative medical management, who require reconstruction of the cervical spinal disc, and who have at least one of the following conditions: - herniated nucleus pulposus; - spondylosis (defined by the presence of osteophytes); - visible loss of disc height compared to adjacent levels; or - symptomatic spinal stenosis with radiculopathy.
Orthopaedics | Spine - Occipito-cervical (OC) surgery | Cervical artificial disc replacement (C-ADR) package | C-ADR package | SPINEART SA | Baguera A c Cervical Disc Prosthesis D14 W17 H7 | CDP-TI 14 07-S | Standalone | DE0504084 | - Skeletally mature patients with symptomatic single level or two contiguous level of cervical and arm or neck pain and/or neurologic deficit confirmed by radiographic imaging, who failed to respond to conservative medical management, who require reconstruction of the cervical spinal disc, and who have at least one of the following conditions: - herniated nucleus pulposus; - spondylosis (defined by the presence of osteophytes); - visible loss of disc height compared to adjacent levels; or - symptomatic spinal stenosis with radiculopathy.
Orthopaedics | Spine - Occipito-cervical (OC) surgery | Cervical artificial disc replacement (C-ADR) package | C-ADR package | SPINEART SA | Baguera A c Cervical Disc Prosthesis D16 W18 H5 | CDP-TI 16 05-S | Standalone | DE0504084 | - Skeletally mature patients with symptomatic single level or two contiguous level of cervical and arm or neck pain and/or neurologic deficit confirmed by radiographic imaging, who failed to respond to conservative medical management, who require reconstruction of the cervical spinal disc, and who have at least one of the following conditions: - herniated nucleus pulposus; - spondylosis (defined by the presence of osteophytes); - visible loss of disc height compared to adjacent levels; or - symptomatic spinal stenosis with radiculopathy.
Orthopaedics | Spine - Occipito-cervical (OC) surgery | Cervical artificial disc replacement (C-ADR) package | C-ADR package | SPINEART SA | Baguera A c Cervical Disc Prosthesis D16 W18 H6 | CDP-TI 16 06-S | Standalone | DE0504084 | - Skeletally mature patients with symptomatic single level or two contiguous level of cervical and arm or neck pain and/or neurologic deficit confirmed by radiographic imaging, who failed to respond to conservative medical management, who require reconstruction of the cervical spinal disc, and who have at least one of the following conditions: - herniated nucleus pulposus; - spondylosis (defined by the presence of osteophytes); - visible loss of disc height compared to adjacent levels; or - symptomatic spinal stenosis with radiculopathy.
Orthopaedics | Spine - Occipito-cervical (OC) surgery | Cervical artificial disc replacement (C-ADR) package | C-ADR package | SPINEART SA | Baguera A c Cervical Disc Prosthesis D16 W18 H7 | CDP-TI 16 07-S | Standalone | DE0504084 | - Skeletally mature patients with symptomatic single level or two contiguous level of cervical and arm or neck pain and/or neurologic deficit confirmed by radiographic imaging, who failed to respond to conservative medical management, who require reconstruction of the cervical spinal disc, and who have at least one of the following conditions: - herniated nucleus pulposus; - spondylosis (defined by the presence of osteophytes); - visible loss of disc height compared to adjacent levels; or - symptomatic spinal stenosis with radiculopathy.
Orthopaedics | Spine - Occipito-cervical (OC) surgery | OC fusion and fixation implant | Anterior cervical plate | K2M | BLUE RIDGE ANTERIOR CERVICAL PLATE SYSTEM Constrained Plate 1 Level 22 mm | 3914-41F22A | Standalone | DE0014084 | As per HSA registered indication(s)
Orthopaedics | Spine - Occipito-cervical (OC) surgery | OC fusion and fixation implant | Anterior cervical plate | K2M | BLUE RIDGE ANTERIOR CERVICAL PLATE SYSTEM Constrained Plate 1 Level 24 mm | 3914-41F24A | Standalone | DE0014084 | As per HSA registered indication(s)
Orthopaedics | Spine - Occipito-cervical (OC) surgery | OC fusion and fixation implant | Anterior cervical plate | K2M | BLUE RIDGE ANTERIOR CERVICAL PLATE SYSTEM Constrained Plate 1 Level 26 mm | 3914-41F26A | Standalone | DE0014084 | As per HSA registered indication(s)
Orthopaedics | Spine - Occipito-cervical (OC) surgery | OC fusion and fixation implant | Anterior cervical plate | K2M | BLUE RIDGE ANTERIOR CERVICAL PLATE SYSTEM Constrained Plate 1 Level 28 mm | 3914-41F28A | Standalone | DE0014084 | As per HSA registered indication(s)
Orthopaedics | Spine - Occipito-cervical (OC) surgery | OC fusion and fixation implant | Anterior cervical plate | K2M | BLUE RIDGE ANTERIOR CERVICAL PLATE SYSTEM Constrained Plate 1 Level 30 mm | 3914-41F30A | Standalone | DE0014084 | As per HSA registered indication(s)
Orthopaedics | Spine - Occipito-cervical (OC) surgery | OC fusion and fixation implant | Anterior cervical plate | K2M | BLUE RIDGE ANTERIOR CERVICAL PLATE SYSTEM Constrained Plate 1 Level 32 mm | 3914-41F32A | Standalone | DE0014084 | As per HSA registered indication(s)
Orthopaedics | Spine - Occipito-cervical (OC) surgery | OC fusion and fixation implant | Anterior cervical plate | K2M | BLUE RIDGE ANTERIOR CERVICAL PLATE SYSTEM Constrained Plate 1 Level 34 mm | 3914-41F34A | Standalone | DE0014084 | As per HSA registered indication(s)
Orthopaedics | Spine - Occipito-cervical (OC) surgery | OC fusion and fixation implant | Anterior cervical plate | K2M | BLUE RIDGE ANTERIOR CERVICAL PLATE SYSTEM Constrained Plate 2 Level 36 mm | 3914-42F36A | Standalone | DE0014084 | As per HSA registered indication(s)
Orthopaedics | Spine - Occipito-cervical (OC) surgery | OC fusion and fixation implant | Anterior cervical plate | K2M | BLUE RIDGE ANTERIOR CERVICAL PLATE SYSTEM Constrained Plate 2 Level 39 mm | 3914-42F39A | Standalone | DE0014084 | As per HSA registered indication(s)
Orthopaedics | Spine - Occipito-cervical (OC) surgery | OC fusion and fixation implant | Anterior cervical plate | K2M | BLUE RIDGE ANTERIOR CERVICAL PLATE SYSTEM Constrained Plate 2 Level 42 mm | 3914-42F42A | Standalone | DE0014084 | As per HSA registered indication(s)
Orthopaedics | Spine - Occipito-cervical (OC) surgery | OC fusion and fixation implant | Anterior cervical plate | K2M | BLUE RIDGE ANTERIOR CERVICAL PLATE SYSTEM Constrained Plate 2 Level 45 mm | 3914-42F45A | Standalone | DE0014084 | As per HSA registered indication(s)
Orthopaedics | Spine - Occipito-cervical (OC) surgery | OC fusion and fixation implant | Anterior cervical plate | K2M | BLUE RIDGE ANTERIOR CERVICAL PLATE SYSTEM Constrained Plate 2 Level 48 mm | 3914-42F48A | Standalone | DE0014084 | As per HSA registered indication(s)
Orthopaedics | Spine - Occipito-cervical (OC) surgery | OC fusion and fixation implant | Anterior cervical plate | K2M | BLUE RIDGE ANTERIOR CERVICAL PLATE SYSTEM Constrained Plate 2 Level 51 mm | 3914-42F51A | Standalone | DE0014084 | As per HSA registered indication(s)
Orthopaedics | Spine - Occipito-cervical (OC) surgery | OC fusion and fixation implant | Anterior cervical plate | K2M | BLUE RIDGE ANTERIOR CERVICAL PLATE SYSTEM Constrained Plate 2 Level 54 mm | 3914-42F54A | Standalone | DE0014084 | As per HSA registered indication(s)
Orthopaedics | Spine - Occipito-cervical (OC) surgery | OC fusion and fixation implant | Anterior cervical plate | K2M | BLUE RIDGE ANTERIOR CERVICAL PLATE SYSTEM Constrained Plate 3 Level 53 mm | 3914-43F53A | Standalone | DE0014084 | As per HSA registered indication(s)
Orthopaedics | Spine - Occipito-cervical (OC) surgery | OC fusion and fixation implant | Anterior cervical plate | K2M | BLUE RIDGE ANTERIOR CERVICAL PLATE SYSTEM Constrained Plate 3 Level 56 mm | 3914-43F56A | Standalone | DE0014084 | As per HSA registered indication(s)
Orthopaedics | Spine - Occipito-cervical (OC) surgery | OC fusion and fixation implant | Anterior cervical plate | K2M | BLUE RIDGE ANTERIOR CERVICAL PLATE SYSTEM Constrained Plate 3 Level 59 mm | 3914-43F59A | Standalone | DE0014084 | As per HSA registered indication(s)
Orthopaedics | Spine - Occipito-cervical (OC) surgery | OC fusion and fixation implant | Anterior cervical plate | K2M | BLUE RIDGE ANTERIOR CERVICAL PLATE SYSTEM Constrained Plate 3 Level 62 mm | 3914-43F62A | Standalone | DE0014084 | As per HSA registered indication(s)
Orthopaedics | Spine - Occipito-cervical (OC) surgery | OC fusion and fixation implant | Anterior cervical plate | K2M | BLUE RIDGE ANTERIOR CERVICAL PLATE SYSTEM Constrained Plate 3 Level 65 mm | 3914-43F65A | Standalone | DE0014084 | As per HSA registered indication(s)
Orthopaedics | Spine - Occipito-cervical (OC) surgery | OC fusion and fixation implant | Anterior cervical plate | K2M | BLUE RIDGE ANTERIOR CERVICAL PLATE SYSTEM Constrained Plate 3 Level 68 mm | 3914-43F68A | Standalone | DE0014084 | As per HSA registered indication(s)
Orthopaedics | Spine - Occipito-cervical (OC) surgery | OC fusion and fixation implant | Anterior cervical plate | K2M | BLUE RIDGE ANTERIOR CERVICAL PLATE SYSTEM Constrained Plate 3 Level 71 mm | 3914-43F71A | Standalone | DE0014084 | As per HSA registered indication(s)
Orthopaedics | Spine - Occipito-cervical (OC) surgery | OC fusion and fixation implant | Anterior cervical plate | K2M | BLUE RIDGE ANTERIOR CERVICAL PLATE SYSTEM Constrained Plate 3 Level 74 mm | 3914-43F74A | Standalone | DE0014084 | As per HSA registered indication(s)
Orthopaedics | Spine - Occipito-cervical (OC) surgery | OC fusion and fixation implant | Anterior cervical plate | K2M | BLUE RIDGE ANTERIOR CERVICAL PLATE SYSTEM Constrained Plate 3 Level 77 mm | 3914-43F77A | Standalone | DE0014084 | As per HSA registered indication(s)
Orthopaedics | Spine - Occipito-cervical (OC) surgery | OC fusion and fixation implant | Fixation screw for plates | K2M | BLUE RIDGE ANTERIOR CERVICAL PLATE SYSTEM Self-Starting Variable Screw D4.0x12 mm | 3901-04012D | Standalone | DE0014084 | As per HSA registered indication(s)
Orthopaedics | Spine - Occipito-cervical (OC) surgery | OC fusion and fixation implant | Fixation screw for plates | K2M | BLUE RIDGE ANTERIOR CERVICAL PLATE SYSTEM Self-Starting Variable Screw D4.0x14 mm | 3901-04014D | Standalone | DE0014084 | As per HSA registered indication(s)
Orthopaedics | Spine - Occipito-cervical (OC) surgery | OC fusion and fixation implant | Fixation screw for plates | K2M | BLUE RIDGE ANTERIOR CERVICAL PLATE SYSTEM Self-Starting Variable Screw D4.0x16 mm | 3901-04016D | Standalone | DE0014084 | As per HSA registered indication(s)
Orthopaedics | Spine - Occipito-cervical (OC) surgery | OC fusion and fixation implant | Fixation screw for plates | K2M | BLUE RIDGE ANTERIOR CERVICAL PLATE SYSTEM Self-Tapping Fixed Screw D4.0x12 mm | 3901-14012C | Standalone | DE0014084 | As per HSA registered indication(s)
Orthopaedics | Spine - Occipito-cervical (OC) surgery | OC fusion and fixation implant | Fixation screw for plates | K2M | BLUE RIDGE ANTERIOR CERVICAL PLATE SYSTEM Self-Tapping Fixed Screw D4.0x14 mm | 3901-14014C | Standalone | DE0014084 | As per HSA registered indication(s)
Orthopaedics | Spine - Occipito-cervical (OC) surgery | OC fusion and fixation implant | Fixation screw for plates | K2M | BLUE RIDGE ANTERIOR CERVICAL PLATE SYSTEM Self-Tapping Fixed Screw D4.0x16 mm | 3901-14016C | Standalone | DE0014084 | As per HSA registered indication(s)
Orthopaedics | Spine - Occipito-cervical (OC) surgery | OC fusion and fixation implant | Fixation screw for plates | K2M | BLUE RIDGE ANTERIOR CERVICAL PLATE SYSTEM Self-Tapping Fixed Screw D4.3x12 mm | 3901-14312C | Standalone | DE0014084 | As per HSA registered indication(s)
Orthopaedics | Spine - Occipito-cervical (OC) surgery | OC fusion and fixation implant | Fixation screw for plates | K2M | BLUE RIDGE ANTERIOR CERVICAL PLATE SYSTEM Self-Tapping Fixed Screw D4.3x14 mm | 3901-14314C | Standalone | DE0014084 | As per HSA registered indication(s)
Orthopaedics | Spine - Occipito-cervical (OC) surgery | OC fusion and fixation implant | Fixation screw for plates | K2M | BLUE RIDGE ANTERIOR CERVICAL PLATE SYSTEM Self-Tapping Variable Screw D4.0x12 mm | 3901-04012C | Standalone | DE0014084 | As per HSA registered indication(s)
Orthopaedics | Spine - Occipito-cervical (OC) surgery | OC fusion and fixation implant | Fixation screw for plates | K2M | BLUE RIDGE ANTERIOR CERVICAL PLATE SYSTEM Self-Tapping Variable Screw D4.0x16 mm | 3901-04016C | Standalone | DE0014084 | As per HSA registered indication(s)
Orthopaedics | Spine - Occipito-cervical (OC) surgery | OC fusion and fixation implant | Fixation screw for plates | K2M | BLUE RIDGE ANTERIOR CERVICAL PLATE SYSTEM Self-Tapping Variable Screw D4.3x12 mm | 3901-04312C | Standalone | DE0014084 | As per HSA registered indication(s)
Orthopaedics | Spine - Occipito-cervical (OC) surgery | OC fusion and fixation implant | Fixation screw for plates | K2M | BLUE RIDGE ANTERIOR CERVICAL PLATE SYSTEM Self-Tapping Variable Screw D4.3x14 mm | 3901-04314C | Standalone | DE0014084 | As per HSA registered indication(s)
Orthopaedics | Spine - Occipito-cervical (OC) surgery | OC fusion and fixation implant | Fixation screw for plates | K2M | BLUE RIDGE ANTERIOR CERVICAL PLATE SYSTEM Self-Tapping Variable Screw D4.3x16 mm | 3901-04316C | Standalone | DE0014084 | As per HSA registered indication(s)
Orthopaedics | Spine - Occipito-cervical (OC) surgery | OC fusion and fixation implant | Fixation screw for plates | K2M | BLUE RIDGE ANTERIOR CERVICAL PLATE SYSTEMS Self-Tapping Variable Screw D4.0x14 mm | 3901-04014C | Standalone | DE0014084 | As per HSA registered indication(s)
Orthopaedics | Spine - Occipito-cervical (OC) surgery | OC fusion and fixation implant | Fixation screw for plates | MEDTRONIC | BONE SCREW 2.6 X 11MM | 853-471 | Standalone | DE0003965 | As per HSA registered indication(s)
Orthopaedics | Spine - Occipito-cervical (OC) surgery | OC fusion and fixation implant | Fixation screw for plates | MEDTRONIC | BONE SCREW 2.6 X 5MM | 853-465 | Standalone | DE0003965 | As per HSA registered indication(s)
Orthopaedics | Spine - Occipito-cervical (OC) surgery | OC fusion and fixation implant | Fixation screw for plates | MEDTRONIC | BONE SCREW 2.6 X 7MM | 853-467 | Standalone | DE0003965 | As per HSA registered indication(s)
Orthopaedics | Spine - Occipito-cervical (OC) surgery | OC fusion and fixation implant | Fixation screw for plates | MEDTRONIC | BONE SCREW 2.6 X 9MM | 853-469 | Standalone | DE0003965 | As per HSA registered indication(s)
Orthopaedics | Spine - Occipito-cervical (OC) surgery | OC fusion and fixation implant | Fixation screw for plates | MEDTRONIC | BONE SCREW 3.0 X 11MM | 853-511 | Standalone | DE0003965 | As per HSA registered indication(s)
Orthopaedics | Spine - Occipito-cervical (OC) surgery | OC fusion and fixation implant | Fixation screw for plates | MEDTRONIC | BONE SCREW 3.0 X 5MM | 853-505 | Standalone | DE0003965 | As per HSA registered indication(s)
Orthopaedics | Spine - Occipito-cervical (OC) surgery | OC fusion and fixation implant | Fixation screw for plates | MEDTRONIC | BONE SCREW 3.0 X 7MM | 853-507 | Standalone | DE0003965 | As per HSA registered indication(s)
Orthopaedics | Spine - Occipito-cervical (OC) surgery | OC fusion and fixation implant | Fixation screw for plates | MEDTRONIC | BONE SCREW 3.0 X 9MM | 853-509 | Standalone | DE0003965 | As per HSA registered indication(s)
Orthopaedics | Spine - Thoracolumbar (TL) and sacral surgery | TL and sacral fusion and fixation implant | TL pedicle screw - Shank, tulip | MEDTRONIC | BONE SCREW 75448545 MULT AXIAL 8.5X45 TI | 75448545 | Standalone | DE0000758 | As per HSA registered indication(s) except for radiolucent implants which should be used as follows:  in patients with primary or metastatic spinal tumours who would benefit from post-operative high dose high precision beam therapy upon appropriate and stringent patient selection;  Patient selection should be done via standardised assessment such as the neurological-oncological-mechanical systemic (NOMS) framework; and  The assessment should be carried out by a multidisciplinary team (MDT), which may be inclusive of, but not limited to, radiation oncologists, spine surgeons and interventional radiologists, among others.
Orthopaedics | Spine - Thoracolumbar (TL) and sacral surgery | TL and sacral fusion and fixation implant | TL pedicle screw - Shank, tulip | MEDTRONIC | BONE SCREW 75448550 MULT AXIAL 8.5X50 TI | 75448550 | Standalone | DE0000758 | As per HSA registered indication(s) except for radiolucent implants which should be used as follows:  in patients with primary or metastatic spinal tumours who would benefit from post-operative high dose high precision beam therapy upon appropriate and stringent patient selection;  Patient selection should be done via standardised assessment such as the neurological-oncological-mechanical systemic (NOMS) framework; and  The assessment should be carried out by a multidisciplinary team (MDT), which may be inclusive of, but not limited to, radiation oncologists, spine surgeons and interventional radiologists, among others.
Orthopaedics | Spine - Thoracolumbar (TL) and sacral surgery | TL and sacral fusion and fixation implant | TL pedicle screw - Shank, tulip | MEDTRONIC | BONE SCREW 75448555 MULT AXIAL 8.5X55 TI | 75448555 | Standalone | DE0000758 | As per HSA registered indication(s) except for radiolucent implants which should be used as follows:  in patients with primary or metastatic spinal tumours who would benefit from post-operative high dose high precision beam therapy upon appropriate and stringent patient selection;  Patient selection should be done via standardised assessment such as the neurological-oncological-mechanical systemic (NOMS) framework; and  The assessment should be carried out by a multidisciplinary team (MDT), which may be inclusive of, but not limited to, radiation oncologists, spine surgeons and interventional radiologists, among others.
Orthopaedics | Spine - Thoracolumbar (TL) and sacral surgery | TL and sacral fusion and fixation implant | TL pedicle screw - Shank, tulip | MEDTRONIC | BONE SCREW 75448560 MULT AXIAL 8.5X60 TI | 75448560 | Standalone | DE0000758 | As per HSA registered indication(s) except for radiolucent implants which should be used as follows:  in patients with primary or metastatic spinal tumours who would benefit from post-operative high dose high precision beam therapy upon appropriate and stringent patient selection;  Patient selection should be done via standardised assessment such as the neurological-oncological-mechanical systemic (NOMS) framework; and  The assessment should be carried out by a multidisciplinary team (MDT), which may be inclusive of, but not limited to, radiation oncologists, spine surgeons and interventional radiologists, among others.
Orthopaedics | Spine - Thoracolumbar (TL) and sacral surgery | TL and sacral fusion and fixation implant | TL pedicle screw - Shank, tulip | MEDTRONIC | BONE SCREW 75448565 MULT AXIAL 8.5X65 TI | 75448565 | Standalone | DE0000758 | As per HSA registered indication(s) except for radiolucent implants which should be used as follows:  in patients with primary or metastatic spinal tumours who would benefit from post-operative high dose high precision beam therapy upon appropriate and stringent patient selection;  Patient selection should be done via standardised assessment such as the neurological-oncological-mechanical systemic (NOMS) framework; and  The assessment should be carried out by a multidisciplinary team (MDT), which may be inclusive of, but not limited to, radiation oncologists, spine surgeons and interventional radiologists, among others.
Orthopaedics | Spine - Thoracolumbar (TL) and sacral surgery | TL and sacral fusion and fixation implant | TL pedicle screw - Locking screw | Medtronic | Break Off Set Screw | 6540530 | Standalone | DE0506989 | As per HSA registered indication(s) except for radiolucent implants which should be used as follows:  in patients with primary or metastatic spinal tumours who would benefit from post-operative high dose high precision beam therapy upon appropriate and stringent patient selection;  Patient selection should be done via standardised assessment such as the neurological-oncological-mechanical systemic (NOMS) framework; and  The assessment should be carried out by a multidisciplinary team (MDT), which may be inclusive of, but not limited to, radiation oncologists, spine surgeons and interventional radiologists, among others.
Orthopaedics | Spine - Thoracolumbar (TL) and sacral surgery | TL and sacral fusion and fixation implant | TL rod connector - Locking screw | MEDTRONIC | Breakoff Set Screw, 12/32, Ti | 8110855 | Standalone | DE0000758 | As per HSA registered indication(s)
Orthopaedics | Spine - Thoracolumbar (TL) and sacral surgery | TL interbody cage | TL interbody core - Integrated | NuVasive Inc. | Brigade Hyperlordotic, 10x34x24mm 20DEG | 7502077 | Standalone | DE0018316 | As per HSA registered indication(s)
Orthopaedics | Spine - Thoracolumbar (TL) and sacral surgery | TL interbody cage | TL interbody core - Integrated | NuVasive Inc. | Brigade Hyperlordotic, 10x34x24mm 30DEG | 7502221 | Standalone | DE0018316 | As per HSA registered indication(s)
Orthopaedics | Spine - Thoracolumbar (TL) and sacral surgery | TL interbody cage | TL interbody core - Integrated | NuVasive Inc. | Brigade Hyperlordotic, 10x38x28mm 20DEG | 7502104 | Standalone | DE0018316 | As per HSA registered indication(s)
Orthopaedics | Spine - Thoracolumbar (TL) and sacral surgery | TL interbody cage | TL interbody core - Integrated | NuVasive Inc. | Brigade Hyperlordotic, 10x38x28mm 30DEG | 7502248 | Standalone | DE0018316 | As per HSA registered indication(s)
Orthopaedics | Spine - Thoracolumbar (TL) and sacral surgery | TL interbody cage | TL interbody core - Integrated | NuVasive Inc. | Brigade Hyperlordotic, 6x34x24mm 20DEG | 7502073 | Standalone | DE0018316 | As per HSA registered indication(s)
Orthopaedics | Spine - Thoracolumbar (TL) and sacral surgery | TL interbody cage | TL interbody core - Integrated | NuVasive Inc. | Brigade Hyperlordotic, 6x34x24mm 30DEG | 7502217 | Standalone | DE0018316 | As per HSA registered indication(s)
Orthopaedics | Spine - Thoracolumbar (TL) and sacral surgery | TL interbody cage | TL interbody core - Integrated | NuVasive Inc. | Brigade Hyperlordotic, 6x38x28mm 20DEG | 7502100 | Standalone | DE0018316 | As per HSA registered indication(s)
Orthopaedics | Spine - Thoracolumbar (TL) and sacral surgery | TL interbody cage | TL interbody core - Integrated | NuVasive Inc. | Brigade Hyperlordotic, 6x38x28mm 30DEG | 7502244 | Standalone | DE0018316 | As per HSA registered indication(s)
Orthopaedics | Spine - Thoracolumbar (TL) and sacral surgery | TL interbody cage | TL interbody core - Integrated | NuVasive Inc. | Brigade Hyperlordotic, 8x34x24mm 20DEG | 7502075 | Standalone | DE0018316 | As per HSA registered indication(s)
Orthopaedics | Spine - Thoracolumbar (TL) and sacral surgery | TL interbody cage | TL interbody core - Integrated | NuVasive Inc. | Brigade Hyperlordotic, 8x34x24mm 30DEG | 7502219 | Standalone | DE0018316 | As per HSA registered indication(s)
Orthopaedics | Spine - Thoracolumbar (TL) and sacral surgery | TL interbody cage | TL interbody core - Integrated | NuVasive Inc. | Brigade Hyperlordotic, 8x38x28mm 20DEG | 7502102 | Standalone | DE0018316 | As per HSA registered indication(s)
Orthopaedics | Spine - Thoracolumbar (TL) and sacral surgery | TL interbody cage | TL interbody core - Integrated | NuVasive Inc. | Brigade Hyperlordotic, 8x38x28mm 30DEG | 7502246 | Standalone | DE0018316 | As per HSA registered indication(s)
Orthopaedics | Spine - Thoracolumbar (TL) and sacral surgery | TL interbody cage | TL interbody core - Integrated | NuVasive Inc. | Brigade Implant, 10x34x24mm 12DEG | 6951034 | Standalone | DE0018315 | As per HSA registered indication(s)
Orthopaedics | Spine - Thoracolumbar (TL) and sacral surgery | TL interbody cage | TL interbody core - Integrated | NuVasive Inc. | Brigade Implant, 10x34x24mm 8DEG | 6941034 | Standalone | DE0018315 | As per HSA registered indication(s)
Orthopaedics | Spine - Thoracolumbar (TL) and sacral surgery | TL interbody cage | TL interbody core - Integrated | NuVasive Inc. | Brigade Implant, 10x38x28mm 8DEG | 6941038 | Standalone | DE0018315 | As per HSA registered indication(s)
Orthopaedics | Spine - Thoracolumbar (TL) and sacral surgery | TL interbody cage | TL interbody core - Integrated | NuVasive Inc. | Brigade Implant, 10x38x32mm 8DEG | 6961038 | Standalone | DE0018315 | As per HSA registered indication(s)
Orthopaedics | Spine - Thoracolumbar (TL) and sacral surgery | TL interbody cage | TL interbody core - Integrated | NuVasive Inc. | Brigade Implant, 10x42x30mm 8DEG | 6941042 | Standalone | DE0018315 | As per HSA registered indication(s)
Orthopaedics | Spine - Thoracolumbar (TL) and sacral surgery | TL interbody cage | TL interbody core - Integrated | NuVasive Inc. | Brigade Implant, 12x34x24mm 12DEG | 6951234 | Standalone | DE0018315 | As per HSA registered indication(s)
Orthopaedics | Spine - Thoracolumbar (TL) and sacral surgery | TL interbody cage | TL interbody core - Integrated | NuVasive Inc. | Brigade Implant, 12x34x24mm 8DEG | 6941234 | Standalone | DE0018315 | As per HSA registered indication(s)
Orthopaedics | Spine - Thoracolumbar (TL) and sacral surgery | TL interbody cage | TL interbody core - Integrated | NuVasive Inc. | Brigade Implant, 12x38x28mm 12DEG | 6951238 | Standalone | DE0018315 | As per HSA registered indication(s)
Orthopaedics | Spine - Thoracolumbar (TL) and sacral surgery | TL interbody cage | TL interbody core - Integrated | NuVasive Inc. | Brigade Implant, 12x38x28mm 8DEG | 6941238 | Standalone | DE0018315 | As per HSA registered indication(s)
Orthopaedics | Spine - Thoracolumbar (TL) and sacral surgery | TL interbody cage | TL interbody core - Integrated | NuVasive Inc. | Brigade Implant, 12x38x32mm 12DEG | 6971238 | Standalone | DE0018315 | As per HSA registered indication(s)
Orthopaedics | Spine - Thoracolumbar (TL) and sacral surgery | TL interbody cage | TL interbody core - Integrated | NuVasive Inc. | Brigade Implant, 12x38x32mm 8DEG | 6961238 | Standalone | DE0018315 | As per HSA registered indication(s)
Orthopaedics | Spine - Thoracolumbar (TL) and sacral surgery | TL interbody cage | TL interbody core - Integrated | NuVasive Inc. | Brigade Implant, 12x42x30mm 12DEG | 6951242 | Standalone | DE0018315 | As per HSA registered indication(s)
Orthopaedics | Spine - Thoracolumbar (TL) and sacral surgery | TL interbody cage | TL interbody core - Integrated | NuVasive Inc. | Brigade Implant, 12x42x30mm 8DEG | 6941242 | Standalone | DE0018315 | As per HSA registered indication(s)
Orthopaedics | Spine - Thoracolumbar (TL) and sacral surgery | TL interbody cage | TL interbody core - Integrated | NuVasive Inc. | Brigade Implant, 14x34x24mm 12DEG | 6951434 | Standalone | DE0018315 | As per HSA registered indication(s)
Orthopaedics | Spine - Thoracolumbar (TL) and sacral surgery | TL interbody cage | TL interbody core - Integrated | NuVasive Inc. | Brigade Implant, 14x34x24mm 8DEG | 6941434 | Standalone | DE0018315 | As per HSA registered indication(s)
Orthopaedics | Spine - Thoracolumbar (TL) and sacral surgery | TL interbody cage | TL interbody core - Integrated | NuVasive Inc. | Brigade Implant, 14x38x28mm 12DEG | 6951438 | Standalone | DE0018315 | As per HSA registered indication(s)
Orthopaedics | Spine - Thoracolumbar (TL) and sacral surgery | TL interbody cage | TL interbody core - Integrated | NuVasive Inc. | Brigade Implant, 14x38x28mm 8DEG | 6941438 | Standalone | DE0018315 | As per HSA registered indication(s)
Orthopaedics | Spine - Thoracolumbar (TL) and sacral surgery | TL interbody cage | TL interbody core - Integrated | NuVasive Inc. | Brigade Implant, 14x38x32mm 12DEG | 6971438 | Standalone | DE0018315 | As per HSA registered indication(s)
Orthopaedics | Spine - Thoracolumbar (TL) and sacral surgery | TL interbody cage | TL interbody core - Integrated | NuVasive Inc. | Brigade Implant, 14x38x32mm 8DEG | 6961438 | Standalone | DE0018315 | As per HSA registered indication(s)
Orthopaedics | Spine - Thoracolumbar (TL) and sacral surgery | TL interbody cage | TL interbody core - Integrated | NuVasive Inc. | Brigade Implant, 14x42x30mm 12DEG | 6951442 | Standalone | DE0018315 | As per HSA registered indication(s)
Orthopaedics | Spine - Thoracolumbar (TL) and sacral surgery | TL interbody cage | TL interbody core - Integrated | NuVasive Inc. | Brigade Implant, 14x42x30mm 8DEG | 6941442 | Standalone | DE0018315 | As per HSA registered indication(s)
Orthopaedics | Spine - Thoracolumbar (TL) and sacral surgery | TL interbody cage | TL interbody core - Integrated | NuVasive Inc. | Brigade Implant, 16x34x24mm 12DEG | 6951634 | Standalone | DE0018315 | As per HSA registered indication(s)
Orthopaedics | Spine - Thoracolumbar (TL) and sacral surgery | TL interbody cage | TL interbody core - Integrated | NuVasive Inc. | Brigade Implant, 16x34x24mm 8DEG | 6941634 | Standalone | DE0018315 | As per HSA registered indication(s)
Orthopaedics | Spine - Thoracolumbar (TL) and sacral surgery | TL interbody cage | TL interbody core - Integrated | NuVasive Inc. | Brigade Implant, 16x38x28mm 12DEG | 6951638 | Standalone | DE0018315 | As per HSA registered indication(s)
Orthopaedics | Spine - Thoracolumbar (TL) and sacral surgery | TL interbody cage | TL interbody core - Integrated | NuVasive Inc. | Brigade Implant, 16x38x28mm 8DEG | 6941638 | Standalone | DE0018315 | As per HSA registered indication(s)
Orthopaedics | Spine - Thoracolumbar (TL) and sacral surgery | TL interbody cage | TL interbody core - Integrated | NuVasive Inc. | Brigade Implant, 16x38x32mm 12DEG | 6971638 | Standalone | DE0018315 | As per HSA registered indication(s)
Orthopaedics | Spine - Thoracolumbar (TL) and sacral surgery | TL interbody cage | TL interbody core - Integrated | NuVasive Inc. | Brigade Implant, 16x38x32mm 8DEG | 6961638 | Standalone | DE0018315 | As per HSA registered indication(s)
Orthopaedics | Spine - Thoracolumbar (TL) and sacral surgery | TL interbody cage | TL interbody core - Integrated | NuVasive Inc. | Brigade Implant, 16x42x30mm 12DEG | 6951642 | Standalone | DE0018315 | As per HSA registered indication(s)
Orthopaedics | Spine - Thoracolumbar (TL) and sacral surgery | TL interbody cage | TL interbody core - Integrated | NuVasive Inc. | Brigade Implant, 16x42x30mm 8DEG | 6941642 | Standalone | DE0018315 | As per HSA registered indication(s)
Orthopaedics | Spine - Thoracolumbar (TL) and sacral surgery | TL interbody cage | TL interbody core - Integrated | NuVasive Inc. | Brigade Implant, 18x34x24mm 12DEG | 6951834 | Standalone | DE0018315 | As per HSA registered indication(s)
Orthopaedics | Spine - Thoracolumbar (TL) and sacral surgery | TL interbody cage | TL interbody core - Integrated | NuVasive Inc. | Brigade Implant, 18x34x24mm 8DEG | 6941834 | Standalone | DE0018315 | As per HSA registered indication(s)
Orthopaedics | Spine - Thoracolumbar (TL) and sacral surgery | TL interbody cage | TL interbody core - Integrated | NuVasive Inc. | Brigade Implant, 18x38x28mm 12DEG | 6951838 | Standalone | DE0018315 | As per HSA registered indication(s)
Orthopaedics | Spine - Thoracolumbar (TL) and sacral surgery | TL interbody cage | TL interbody core - Integrated | NuVasive Inc. | Brigade Implant, 18x38x28mm 8DEG | 6941838 | Standalone | DE0018315 | As per HSA registered indication(s)
Orthopaedics | Spine - Thoracolumbar (TL) and sacral surgery | TL interbody cage | TL interbody core - Integrated | NuVasive Inc. | Brigade Implant, 18x38x32mm 12DEG | 6971838 | Standalone | DE0018315 | As per HSA registered indication(s)
Orthopaedics | Spine - Thoracolumbar (TL) and sacral surgery | TL interbody cage | TL interbody core - Integrated | NuVasive Inc. | Brigade Implant, 18x38x32mm 8DEG | 6961838 | Standalone | DE0018315 | As per HSA registered indication(s)
Orthopaedics | Spine - Thoracolumbar (TL) and sacral surgery | TL interbody cage | TL interbody core - Integrated | NuVasive Inc. | Brigade Implant, 18x42x30mm 12DEG | 6951842 | Standalone | DE0018315 | As per HSA registered indication(s)
Orthopaedics | Spine - Thoracolumbar (TL) and sacral surgery | TL interbody cage | TL interbody core - Integrated | NuVasive Inc. | Brigade Implant, 18x42x30mm 8DEG | 6941842 | Standalone | DE0018315 | As per HSA registered indication(s)
Orthopaedics | Spine - Thoracolumbar (TL) and sacral surgery | TL interbody cage | TL interbody core - Integrated | NuVasive Inc. | Brigade Implant, 20x34x24mm 12DEG | 6952034 | Standalone | DE0018315 | As per HSA registered indication(s)
Orthopaedics | Spine - Thoracolumbar (TL) and sacral surgery | TL interbody cage | TL interbody core - Integrated | NuVasive Inc. | Brigade Implant, 20x34x24mm 8DEG | 6942034 | Standalone | DE0018315 | As per HSA registered indication(s)
Orthopaedics | Spine - Thoracolumbar (TL) and sacral surgery | TL interbody cage | TL interbody core - Integrated | NuVasive Inc. | Brigade Implant, 20x38x28mm 12DEG | 6952038 | Standalone | DE0018315 | As per HSA registered indication(s)
Orthopaedics | Spine - Thoracolumbar (TL) and sacral surgery | TL interbody cage | TL interbody core - Integrated | NuVasive Inc. | Brigade Implant, 20x38x28mm 8DEG | 6942038 | Standalone | DE0018315 | As per HSA registered indication(s)
Orthopaedics | Spine - Thoracolumbar (TL) and sacral surgery | TL interbody cage | TL interbody core - Integrated | NuVasive Inc. | Brigade Implant, 20x38x32mm 12DEG | 6972038 | Standalone | DE0018315 | As per HSA registered indication(s)
Orthopaedics | Spine - Thoracolumbar (TL) and sacral surgery | TL interbody cage | TL interbody core - Integrated | NuVasive Inc. | Brigade Implant, 20x38x32mm 8DEG | 6962038 | Standalone | DE0018315 | As per HSA registered indication(s)
Orthopaedics | Spine - Thoracolumbar (TL) and sacral surgery | TL interbody cage | TL interbody core - Integrated | NuVasive Inc. | Brigade Implant, 20x42x30mm 12DEG | 6952042 | Standalone | DE0018315 | As per HSA registered indication(s)
Orthopaedics | Spine - Thoracolumbar (TL) and sacral surgery | TL interbody cage | TL interbody core - Integrated | NuVasive Inc. | Brigade Implant, 20x42x30mm 8DEG | 6942042 | Standalone | DE0018315 | As per HSA registered indication(s)
Orthopaedics | Spine - Thoracolumbar (TL) and sacral surgery | TL interbody cage | TL interbody core - Integrated | NuVasive Inc. | Brigade Lateral, 10x34x24mm 10DEG | 6968443 | Standalone | DE0018315 | As per HSA registered indication(s)
Orthopaedics | Spine - Thoracolumbar (TL) and sacral surgery | TL interbody cage | TL interbody core - Integrated | NuVasive Inc. | Brigade Lateral, 10x34x24mm 12DEG | 6964034 | Standalone | DE0018315 | As per HSA registered indication(s)
Orthopaedics | Spine - Thoracolumbar (TL) and sacral surgery | TL interbody cage | TL interbody core - Integrated | NuVasive Inc. | Brigade Lateral, 10x34x24mm 15DEG | 6983034 | Standalone | DE0018315 | As per HSA registered indication(s)
Orthopaedics | Spine - Thoracolumbar (TL) and sacral surgery | TL interbody cage | TL interbody core - Integrated | NuVasive Inc. | Brigade Lateral, 10x34x24mm 20DEG | 6984034 | Standalone | DE0018315 | As per HSA registered indication(s)
Orthopaedics | Spine - Thoracolumbar (TL) and sacral surgery | TL interbody cage | TL interbody core - Integrated | NuVasive Inc. | Brigade Lateral, 10x34x24mm 25DEG | 6985034 | Standalone | DE0018315 | As per HSA registered indication(s)
Orthopaedics | Spine - Thoracolumbar (TL) and sacral surgery | TL interbody cage | TL interbody core - Integrated | NuVasive Inc. | Brigade Lateral, 10x34x24mm 30DEG | 6986034 | Standalone | DE0018315 | As per HSA registered indication(s)
Orthopaedics | Spine - Thoracolumbar (TL) and sacral surgery | TL interbody cage | TL interbody core - Integrated | NuVasive Inc. | Brigade Lateral, 10x34x24mm 8DEG | 6963034 | Standalone | DE0018315 | As per HSA registered indication(s)
Orthopaedics | Spine - Thoracolumbar (TL) and sacral surgery | TL interbody cage | TL interbody core - Integrated | NuVasive Inc. | Brigade Lateral, 10x34x28mm 10DEG | 6968452 | Standalone | DE0018315 | As per HSA registered indication(s)
Orthopaedics | Spine - Thoracolumbar (TL) and sacral surgery | TL interbody cage | TL interbody core - Integrated | NuVasive Inc. | Brigade Lateral, 10x34x28mm 12DEG | 6966034 | Standalone | DE0018315 | As per HSA registered indication(s)
Orthopaedics | Spine - Thoracolumbar (TL) and sacral surgery | TL interbody cage | TL interbody core - Integrated | NuVasive Inc. | Brigade Lateral, 10x34x28mm 15DEG | 6987034 | Standalone | DE0018315 | As per HSA registered indication(s)
Orthopaedics | Spine - Thoracolumbar (TL) and sacral surgery | TL interbody cage | TL interbody core - Integrated | NuVasive Inc. | Brigade Lateral, 10x34x28mm 20DEG | 6988034 | Standalone | DE0018315 | As per HSA registered indication(s)
Orthopaedics | Spine - Thoracolumbar (TL) and sacral surgery | TL interbody cage | TL interbody core - Integrated | NuVasive Inc. | Brigade Lateral, 10x34x28mm 25DEG | 6989034 | Standalone | DE0018315 | As per HSA registered indication(s)
Orthopaedics | Spine - Thoracolumbar (TL) and sacral surgery | TL interbody cage | TL interbody core - Integrated | NuVasive Inc. | Brigade Lateral, 10x34x28mm 30DEG | 6972139 | Standalone | DE0018315 | As per HSA registered indication(s)
Orthopaedics | Spine - Thoracolumbar (TL) and sacral surgery | TL interbody cage | TL interbody core - Integrated | NuVasive Inc. | Brigade Lateral, 10x34x28mm 8DEG | 6965034 | Standalone | DE0018315 | As per HSA registered indication(s)
Orthopaedics | Spine - Thoracolumbar (TL) and sacral surgery | TL interbody cage | TL interbody core - Integrated | NuVasive Inc. | Brigade Lateral, 10x34x32mm 10DEG | 6968461 | Standalone | DE0018315 | As per HSA registered indication(s)
Orthopaedics | Spine - Thoracolumbar (TL) and sacral surgery | TL interbody cage | TL interbody core - Integrated | NuVasive Inc. | Brigade Lateral, 10x34x32mm 12DEG | 6968034 | Standalone | DE0018315 | As per HSA registered indication(s)
Orthopaedics | Spine - Thoracolumbar (TL) and sacral surgery | TL interbody cage | TL interbody core - Integrated | NuVasive Inc. | Brigade Lateral, 10x34x32mm 15DEG | 6972148 | Standalone | DE0018315 | As per HSA registered indication(s)
Orthopaedics | Spine - Thoracolumbar (TL) and sacral surgery | TL interbody cage | TL interbody core - Integrated | NuVasive Inc. | Brigade Lateral, 10x34x32mm 20DEG | 6972157 | Standalone | DE0018315 | As per HSA registered indication(s)
Orthopaedics | Spine - Thoracolumbar (TL) and sacral surgery | TL interbody cage | TL interbody core - Integrated | NuVasive Inc. | Brigade Lateral, 10x34x32mm 25DEG | 6972166 | Standalone | DE0018315 | As per HSA registered indication(s)
Orthopaedics | Spine - Thoracolumbar (TL) and sacral surgery | TL interbody cage | TL interbody core - Integrated | NuVasive Inc. | Brigade Lateral, 10x34x32mm 30DEG | 6972175 | Standalone | DE0018315 | As per HSA registered indication(s)
Orthopaedics | Spine - Thoracolumbar (TL) and sacral surgery | TL interbody cage | TL interbody core - Integrated | NuVasive Inc. | Brigade Lateral, 10x34x32mm 8DEG | 6967034 | Standalone | DE0018315 | As per HSA registered indication(s)
Orthopaedics | Spine - Thoracolumbar (TL) and sacral surgery | TL interbody cage | TL interbody core - Integrated | NuVasive Inc. | Brigade Lateral, 10x38x28mm 10DEG | 6968470 | Standalone | DE0018315 | As per HSA registered indication(s)
Orthopaedics | Spine - Thoracolumbar (TL) and sacral surgery | TL interbody cage | TL interbody core - Integrated | NuVasive Inc. | Brigade Lateral, 10x38x28mm 12DEG | 6966038 | Standalone | DE0018315 | As per HSA registered indication(s)
Orthopaedics | Spine - Thoracolumbar (TL) and sacral surgery | TL interbody cage | TL interbody core - Integrated | NuVasive Inc. | Brigade Lateral, 10x38x28mm 15DEG | 6983038 | Standalone | DE0018315 | As per HSA registered indication(s)
Orthopaedics | Spine - Thoracolumbar (TL) and sacral surgery | TL interbody cage | TL interbody core - Integrated | NuVasive Inc. | Brigade Lateral, 10x38x28mm 20DEG | 6984038 | Standalone | DE0018315 | As per HSA registered indication(s)
Orthopaedics | Spine - Thoracolumbar (TL) and sacral surgery | TL interbody cage | TL interbody core - Integrated | NuVasive Inc. | Brigade Lateral, 10x38x28mm 25DEG | 6985038 | Standalone | DE0018315 | As per HSA registered indication(s)
Orthopaedics | Spine - Thoracolumbar (TL) and sacral surgery | TL interbody cage | TL interbody core - Integrated | NuVasive Inc. | Brigade Lateral, 10x38x28mm 30DEG | 6986038 | Standalone | DE0018315 | As per HSA registered indication(s)
Orthopaedics | Spine - Thoracolumbar (TL) and sacral surgery | TL interbody cage | TL interbody core - Integrated | NuVasive Inc. | Brigade Lateral, 10x38x28mm 8DEG | 6965038 | Standalone | DE0018315 | As per HSA registered indication(s)
Orthopaedics | Spine - Thoracolumbar (TL) and sacral surgery | TL interbody cage | TL interbody core - Integrated | NuVasive Inc. | Brigade Lateral, 10x38x32mm 10DEG | 6968479 | Standalone | DE0018315 | As per HSA registered indication(s)
Orthopaedics | Spine - Thoracolumbar (TL) and sacral surgery | TL interbody cage | TL interbody core - Integrated | NuVasive Inc. | Brigade Lateral, 10x38x32mm 12DEG | 6968038 | Standalone | DE0018315 | As per HSA registered indication(s)
Orthopaedics | Spine - Thoracolumbar (TL) and sacral surgery | TL interbody cage | TL interbody core - Integrated | NuVasive Inc. | Brigade Lateral, 10x38x32mm 15DEG | 6987038 | Standalone | DE0018315 | As per HSA registered indication(s)
Orthopaedics | Spine - Thoracolumbar (TL) and sacral surgery | TL interbody cage | TL interbody core - Integrated | NuVasive Inc. | Brigade Lateral, 10x38x32mm 20DEG | 6988038 | Standalone | DE0018315 | As per HSA registered indication(s)
Orthopaedics | Spine - Thoracolumbar (TL) and sacral surgery | TL interbody cage | TL interbody core - Integrated | NuVasive Inc. | Brigade Lateral, 10x38x32mm 25DEG | 6989038 | Standalone | DE0018315 | As per HSA registered indication(s)
Orthopaedics | Spine - Thoracolumbar (TL) and sacral surgery | TL interbody cage | TL interbody core - Integrated | NuVasive Inc. | Brigade Lateral, 10x38x32mm 30DEG | 6989538 | Standalone | DE0018315 | As per HSA registered indication(s)
Orthopaedics | Spine - Thoracolumbar (TL) and sacral surgery | TL interbody cage | TL interbody core - Integrated | NuVasive Inc. | Brigade Lateral, 10x38x32mm 8DEG | 6967038 | Standalone | DE0018315 | As per HSA registered indication(s)
Orthopaedics | Spine - Thoracolumbar (TL) and sacral surgery | TL interbody cage | TL interbody core - Integrated | NuVasive Inc. | Brigade Lateral, 11x34x24mm 10DEG | 6968444 | Standalone | DE0018315 | As per HSA registered indication(s)
Orthopaedics | Spine - Thoracolumbar (TL) and sacral surgery | TL interbody cage | TL interbody core - Integrated | NuVasive Inc. | Brigade Lateral, 11x34x24mm 12DEG | 6964134 | Standalone | DE0018315 | As per HSA registered indication(s)
Orthopaedics | Spine - Thoracolumbar (TL) and sacral surgery | TL interbody cage | TL interbody core - Integrated | NuVasive Inc. | Brigade Lateral, 11x34x24mm 15DEG | 6983134 | Standalone | DE0018315 | As per HSA registered indication(s)
Orthopaedics | Spine - Thoracolumbar (TL) and sacral surgery | TL interbody cage | TL interbody core - Integrated | NuVasive Inc. | Brigade Lateral, 11x34x24mm 20DEG | 6984134 | Standalone | DE0018315 | As per HSA registered indication(s)
Orthopaedics | Spine - Thoracolumbar (TL) and sacral surgery | TL interbody cage | TL interbody core - Integrated | NuVasive Inc. | Brigade Lateral, 11x34x24mm 25DEG | 6985134 | Standalone | DE0018315 | As per HSA registered indication(s)
Orthopaedics | Spine - Thoracolumbar (TL) and sacral surgery | TL interbody cage | TL interbody core - Integrated | NuVasive Inc. | Brigade Lateral, 11x34x24mm 30DEG | 6986134 | Standalone | DE0018315 | As per HSA registered indication(s)
Orthopaedics | Spine - Thoracolumbar (TL) and sacral surgery | TL interbody cage | TL interbody core - Integrated | NuVasive Inc. | Brigade Lateral, 11x34x24mm 8DEG | 6963134 | Standalone | DE0018315 | As per HSA registered indication(s)
Orthopaedics | Spine - Thoracolumbar (TL) and sacral surgery | TL interbody cage | TL interbody core - Integrated | NuVasive Inc. | Brigade Lateral, 11x34x28mm 10DEG | 6968453 | Standalone | DE0018315 | As per HSA registered indication(s)
Orthopaedics | Spine - Thoracolumbar (TL) and sacral surgery | TL interbody cage | TL interbody core - Integrated | NuVasive Inc. | Brigade Lateral, 11x34x28mm 12DEG | 6966134 | Standalone | DE0018315 | As per HSA registered indication(s)
Orthopaedics | Spine - Thoracolumbar (TL) and sacral surgery | TL interbody cage | TL interbody core - Integrated | NuVasive Inc. | Brigade Lateral, 11x34x28mm 15DEG | 6987134 | Standalone | DE0018315 | As per HSA registered indication(s)
Orthopaedics | Spine - Thoracolumbar (TL) and sacral surgery | TL interbody cage | TL interbody core - Integrated | NuVasive Inc. | Brigade Lateral, 11x34x28mm 20DEG | 6988134 | Standalone | DE0018315 | As per HSA registered indication(s)
Orthopaedics | Spine - Thoracolumbar (TL) and sacral surgery | TL interbody cage | TL interbody core - Integrated | NuVasive Inc. | Brigade Lateral, 11x34x28mm 25DEG | 6989134 | Standalone | DE0018315 | As per HSA registered indication(s)
Orthopaedics | Spine - Thoracolumbar (TL) and sacral surgery | TL interbody cage | TL interbody core - Integrated | NuVasive Inc. | Brigade Lateral, 11x34x28mm 30DEG | 6972140 | Standalone | DE0018315 | As per HSA registered indication(s)
Orthopaedics | Spine - Thoracolumbar (TL) and sacral surgery | TL interbody cage | TL interbody core - Integrated | NuVasive Inc. | Brigade Lateral, 11x34x28mm 8DEG | 6965134 | Standalone | DE0018315 | As per HSA registered indication(s)
Orthopaedics | Spine - Thoracolumbar (TL) and sacral surgery | TL interbody cage | TL interbody core - Integrated | NuVasive Inc. | Brigade Lateral, 11x34x32mm 10DEG | 6968462 | Standalone | DE0018315 | As per HSA registered indication(s)
Orthopaedics | Spine - Thoracolumbar (TL) and sacral surgery | TL interbody cage | TL interbody core - Integrated | NuVasive Inc. | Brigade Lateral, 11x34x32mm 12DEG | 6968134 | Standalone | DE0018315 | As per HSA registered indication(s)
Orthopaedics | Spine - Thoracolumbar (TL) and sacral surgery | TL interbody cage | TL interbody core - Integrated | NuVasive Inc. | Brigade Lateral, 11x34x32mm 15DEG | 6972149 | Standalone | DE0018315 | As per HSA registered indication(s)
Orthopaedics | Spine - Thoracolumbar (TL) and sacral surgery | TL interbody cage | TL interbody core - Integrated | NuVasive Inc. | Brigade Lateral, 11x34x32mm 20DEG | 6972158 | Standalone | DE0018315 | As per HSA registered indication(s)
Orthopaedics | Spine - Thoracolumbar (TL) and sacral surgery | TL interbody cage | TL interbody core - Integrated | NuVasive Inc. | Brigade Lateral, 11x34x32mm 25DEG | 6972167 | Standalone | DE0018315 | As per HSA registered indication(s)
Orthopaedics | Spine - Thoracolumbar (TL) and sacral surgery | TL interbody cage | TL interbody core - Integrated | NuVasive Inc. | Brigade Lateral, 11x34x32mm 30DEG | 6972176 | Standalone | DE0018315 | As per HSA registered indication(s)
Orthopaedics | Spine - Thoracolumbar (TL) and sacral surgery | TL interbody cage | TL interbody core - Integrated | NuVasive Inc. | Brigade Lateral, 11x34x32mm 8DEG | 6967134 | Standalone | DE0018315 | As per HSA registered indication(s)
Orthopaedics | Spine - Thoracolumbar (TL) and sacral surgery | TL interbody cage | TL interbody core - Integrated | NuVasive Inc. | Brigade Lateral, 11x38x28mm 10DEG | 6968471 | Standalone | DE0018315 | As per HSA registered indication(s)
Orthopaedics | Spine - Thoracolumbar (TL) and sacral surgery | TL interbody cage | TL interbody core - Integrated | NuVasive Inc. | Brigade Lateral, 11x38x28mm 12DEG | 6966138 | Standalone | DE0018315 | As per HSA registered indication(s)
Orthopaedics | Spine - Thoracolumbar (TL) and sacral surgery | TL interbody cage | TL interbody core - Integrated | NuVasive Inc. | Brigade Lateral, 11x38x28mm 15DEG | 6983138 | Standalone | DE0018315 | As per HSA registered indication(s)
Orthopaedics | Spine - Thoracolumbar (TL) and sacral surgery | TL interbody cage | TL interbody core - Integrated | NuVasive Inc. | Brigade Lateral, 11x38x28mm 20DEG | 6984138 | Standalone | DE0018315 | As per HSA registered indication(s)
Orthopaedics | Spine - Thoracolumbar (TL) and sacral surgery | TL interbody cage | TL interbody core - Integrated | NuVasive Inc. | Brigade Lateral, 11x38x28mm 25DEG | 6985138 | Standalone | DE0018315 | As per HSA registered indication(s)
Orthopaedics | Spine - Thoracolumbar (TL) and sacral surgery | TL interbody cage | TL interbody core - Integrated | NuVasive Inc. | Brigade Lateral, 11x38x28mm 30DEG | 6986138 | Standalone | DE0018315 | As per HSA registered indication(s)
Orthopaedics | Spine - Thoracolumbar (TL) and sacral surgery | TL interbody cage | TL interbody core - Integrated | NuVasive Inc. | Brigade Lateral, 11x38x28mm 8DEG | 6965138 | Standalone | DE0018315 | As per HSA registered indication(s)
Orthopaedics | Spine - Thoracolumbar (TL) and sacral surgery | TL interbody cage | TL interbody core - Integrated | NuVasive Inc. | Brigade Lateral, 11x38x32mm 10DEG | 6968480 | Standalone | DE0018315 | As per HSA registered indication(s)
Orthopaedics | Spine - Thoracolumbar (TL) and sacral surgery | TL interbody cage | TL interbody core - Integrated | NuVasive Inc. | Brigade Lateral, 11x38x32mm 12DEG | 6968138 | Standalone | DE0018315 | As per HSA registered indication(s)
Orthopaedics | Spine - Thoracolumbar (TL) and sacral surgery | TL interbody cage | TL interbody core - Integrated | NuVasive Inc. | Brigade Lateral, 11x38x32mm 15DEG | 6987138 | Standalone | DE0018315 | As per HSA registered indication(s)
Orthopaedics | Spine - Thoracolumbar (TL) and sacral surgery | TL interbody cage | TL interbody core - Integrated | NuVasive Inc. | Brigade Lateral, 11x38x32mm 20DEG | 6988138 | Standalone | DE0018315 | As per HSA registered indication(s)
Orthopaedics | Spine - Thoracolumbar (TL) and sacral surgery | TL interbody cage | TL interbody core - Integrated | NuVasive Inc. | Brigade Lateral, 11x38x32mm 25DEG | 6989138 | Standalone | DE0018315 | As per HSA registered indication(s)
Orthopaedics | Spine - Thoracolumbar (TL) and sacral surgery | TL interbody cage | TL interbody core - Integrated | NuVasive Inc. | Brigade Lateral, 11x38x32mm 30DEG | 6972180 | Standalone | DE0018315 | As per HSA registered indication(s)
Orthopaedics | Spine - Thoracolumbar (TL) and sacral surgery | TL interbody cage | TL interbody core - Integrated | NuVasive Inc. | Brigade Lateral, 11x38x32mm 8DEG | 6967138 | Standalone | DE0018315 | As per HSA registered indication(s)
Orthopaedics | Spine - Thoracolumbar (TL) and sacral surgery | TL interbody cage | TL interbody core - Integrated | NuVasive Inc. | Brigade Lateral, 12x34x24mm 10DEG | 6968445 | Standalone | DE0018315 | As per HSA registered indication(s)
Orthopaedics | Spine - Thoracolumbar (TL) and sacral surgery | TL interbody cage | TL interbody core - Integrated | NuVasive Inc. | Brigade Lateral, 12x34x24mm 12DEG | 6964234 | Standalone | DE0018315 | As per HSA registered indication(s)
Orthopaedics | Spine - Thoracolumbar (TL) and sacral surgery | TL interbody cage | TL interbody core - Integrated | NuVasive Inc. | Brigade Lateral, 12x34x24mm 15DEG | 6983234 | Standalone | DE0018315 | As per HSA registered indication(s)
Orthopaedics | Spine - Thoracolumbar (TL) and sacral surgery | TL interbody cage | TL interbody core - Integrated | NuVasive Inc. | Brigade Lateral, 12x34x24mm 20DEG | 6984234 | Standalone | DE0018315 | As per HSA registered indication(s)
Orthopaedics | Spine - Thoracolumbar (TL) and sacral surgery | TL interbody cage | TL interbody core - Integrated | NuVasive Inc. | Brigade Lateral, 12x34x24mm 25DEG | 6985234 | Standalone | DE0018315 | As per HSA registered indication(s)
Orthopaedics | Spine - Thoracolumbar (TL) and sacral surgery | TL interbody cage | TL interbody core - Integrated | NuVasive Inc. | Brigade Lateral, 12x34x24mm 30DEG | 6986234 | Standalone | DE0018315 | As per HSA registered indication(s)
Orthopaedics | Spine - Thoracolumbar (TL) and sacral surgery | TL interbody cage | TL interbody core - Integrated | NuVasive Inc. | Brigade Lateral, 12x34x24mm 8DEG | 6963234 | Standalone | DE0018315 | As per HSA registered indication(s)
Orthopaedics | Spine - Thoracolumbar (TL) and sacral surgery | TL interbody cage | TL interbody core - Integrated | NuVasive Inc. | Brigade Lateral, 12x34x28mm 10DEG | 6968454 | Standalone | DE0018315 | As per HSA registered indication(s)
Orthopaedics | Spine - Thoracolumbar (TL) and sacral surgery | TL interbody cage | TL interbody core - Integrated | NuVasive Inc. | Brigade Lateral, 12x34x28mm 12DEG | 6966234 | Standalone | DE0018315 | As per HSA registered indication(s)
Orthopaedics | Spine - Thoracolumbar (TL) and sacral surgery | TL interbody cage | TL interbody core - Integrated | NuVasive Inc. | Brigade Lateral, 12x34x28mm 15DEG | 6987234 | Standalone | DE0018315 | As per HSA registered indication(s)
Orthopaedics | Spine - Thoracolumbar (TL) and sacral surgery | TL interbody cage | TL interbody core - Integrated | NuVasive Inc. | Brigade Lateral, 12x34x28mm 20DEG | 6988234 | Standalone | DE0018315 | As per HSA registered indication(s)
Orthopaedics | Spine - Thoracolumbar (TL) and sacral surgery | TL interbody cage | TL interbody core - Integrated | NuVasive Inc. | Brigade Lateral, 12x34x28mm 25DEG | 6989234 | Standalone | DE0018315 | As per HSA registered indication(s)
Orthopaedics | Spine - Thoracolumbar (TL) and sacral surgery | TL interbody cage | TL interbody core - Integrated | NuVasive Inc. | Brigade Lateral, 12x34x28mm 30DEG | 6972141 | Standalone | DE0018315 | As per HSA registered indication(s)
Orthopaedics | Spine - Thoracolumbar (TL) and sacral surgery | TL interbody cage | TL interbody core - Integrated | NuVasive Inc. | Brigade Lateral, 12x34x28mm 8DEG | 6965234 | Standalone | DE0018315 | As per HSA registered indication(s)
Orthopaedics | Spine - Thoracolumbar (TL) and sacral surgery | TL interbody cage | TL interbody core - Integrated | NuVasive Inc. | Brigade Lateral, 12x34x32mm 10DEG | 6968463 | Standalone | DE0018315 | As per HSA registered indication(s)
Orthopaedics | Spine - Thoracolumbar (TL) and sacral surgery | TL interbody cage | TL interbody core - Integrated | NuVasive Inc. | Brigade Lateral, 12x34x32mm 12DEG | 6968234 | Standalone | DE0018315 | As per HSA registered indication(s)
Orthopaedics | Spine - Thoracolumbar (TL) and sacral surgery | TL interbody cage | TL interbody core - Integrated | NuVasive Inc. | Brigade Lateral, 12x34x32mm 15DEG | 6972150 | Standalone | DE0018315 | As per HSA registered indication(s)
Orthopaedics | Spine - Thoracolumbar (TL) and sacral surgery | TL interbody cage | TL interbody core - Integrated | NuVasive Inc. | Brigade Lateral, 12x34x32mm 20DEG | 6972159 | Standalone | DE0018315 | As per HSA registered indication(s)
Orthopaedics | Spine - Thoracolumbar (TL) and sacral surgery | TL interbody cage | TL interbody core - Integrated | NuVasive Inc. | Brigade Lateral, 12x34x32mm 25DEG | 6972168 | Standalone | DE0018315 | As per HSA registered indication(s)
Orthopaedics | Spine - Thoracolumbar (TL) and sacral surgery | TL interbody cage | TL interbody core - Integrated | NuVasive Inc. | Brigade Lateral, 12x34x32mm 30DEG | 6972177 | Standalone | DE0018315 | As per HSA registered indication(s)
Orthopaedics | Spine - Thoracolumbar (TL) and sacral surgery | TL interbody cage | TL interbody core - Integrated | NuVasive Inc. | Brigade Lateral, 12x34x32mm 8DEG | 6967234 | Standalone | DE0018315 | As per HSA registered indication(s)
Orthopaedics | Spine - Thoracolumbar (TL) and sacral surgery | TL interbody cage | TL interbody core - Integrated | NuVasive Inc. | Brigade Lateral, 12x38x28mm 10DEG | 6968472 | Standalone | DE0018315 | As per HSA registered indication(s)
Orthopaedics | Spine - Thoracolumbar (TL) and sacral surgery | TL interbody cage | TL interbody core - Integrated | NuVasive Inc. | Brigade Lateral, 12x38x28mm 12DEG | 6966238 | Standalone | DE0018315 | As per HSA registered indication(s)
Orthopaedics | Spine - Thoracolumbar (TL) and sacral surgery | TL interbody cage | TL interbody core - Integrated | NuVasive Inc. | Brigade Lateral, 12x38x28mm 15DEG | 6983238 | Standalone | DE0018315 | As per HSA registered indication(s)
Orthopaedics | Spine - Thoracolumbar (TL) and sacral surgery | TL interbody cage | TL interbody core - Integrated | NuVasive Inc. | Brigade Lateral, 12x38x28mm 20DEG | 6984238 | Standalone | DE0018315 | As per HSA registered indication(s)
Orthopaedics | Spine - Thoracolumbar (TL) and sacral surgery | TL interbody cage | TL interbody core - Integrated | NuVasive Inc. | Brigade Lateral, 12x38x28mm 25DEG | 6985238 | Standalone | DE0018315 | As per HSA registered indication(s)
Orthopaedics | Spine - Thoracolumbar (TL) and sacral surgery | TL interbody cage | TL interbody core - Integrated | NuVasive Inc. | Brigade Lateral, 12x38x28mm 30DEG | 6986238 | Standalone | DE0018315 | As per HSA registered indication(s)
Orthopaedics | Spine - Thoracolumbar (TL) and sacral surgery | TL interbody cage | TL interbody core - Integrated | NuVasive Inc. | Brigade Lateral, 12x38x28mm 8DEG | 6965238 | Standalone | DE0018315 | As per HSA registered indication(s)
Orthopaedics | Spine - Thoracolumbar (TL) and sacral surgery | TL interbody cage | TL interbody core - Integrated | NuVasive Inc. | Brigade Lateral, 12x38x32mm 10DEG | 6968481 | Standalone | DE0018315 | As per HSA registered indication(s)
Orthopaedics | Spine - Thoracolumbar (TL) and sacral surgery | TL interbody cage | TL interbody core - Integrated | NuVasive Inc. | Brigade Lateral, 12x38x32mm 12DEG | 6968238 | Standalone | DE0018315 | As per HSA registered indication(s)
Orthopaedics | Spine - Thoracolumbar (TL) and sacral surgery | TL interbody cage | TL interbody core - Integrated | NuVasive Inc. | Brigade Lateral, 12x38x32mm 15DEG | 6987238 | Standalone | DE0018315 | As per HSA registered indication(s)
Orthopaedics | Spine - Thoracolumbar (TL) and sacral surgery | TL interbody cage | TL interbody core - Integrated | NuVasive Inc. | Brigade Lateral, 12x38x32mm 20DEG | 6988238 | Standalone | DE0018315 | As per HSA registered indication(s)
Orthopaedics | Spine - Thoracolumbar (TL) and sacral surgery | TL interbody cage | TL interbody core - Integrated | NuVasive Inc. | Brigade Lateral, 12x38x32mm 25DEG | 6989238 | Standalone | DE0018315 | As per HSA registered indication(s)
Orthopaedics | Spine - Thoracolumbar (TL) and sacral surgery | TL interbody cage | TL interbody core - Integrated | NuVasive Inc. | Brigade Lateral, 12x38x32mm 30DEG | 6972181 | Standalone | DE0018315 | As per HSA registered indication(s)
Orthopaedics | Spine - Thoracolumbar (TL) and sacral surgery | TL interbody cage | TL interbody core - Integrated | NuVasive Inc. | Brigade Lateral, 12x38x32mm 8DEG | 6967238 | Standalone | DE0018315 | As per HSA registered indication(s)
Orthopaedics | Spine - Thoracolumbar (TL) and sacral surgery | TL interbody cage | TL interbody core - Integrated | NuVasive Inc. | Brigade Lateral, 13x34x24mm 10DEG | 6968446 | Standalone | DE0018315 | As per HSA registered indication(s)
Orthopaedics | Spine - Thoracolumbar (TL) and sacral surgery | TL interbody cage | TL interbody core - Integrated | NuVasive Inc. | Brigade Lateral, 13x34x24mm 12DEG | 6964334 | Standalone | DE0018315 | As per HSA registered indication(s)
Orthopaedics | Spine - Thoracolumbar (TL) and sacral surgery | TL interbody cage | TL interbody core - Integrated | NuVasive Inc. | Brigade Lateral, 13x34x24mm 15DEG | 6983334 | Standalone | DE0018315 | As per HSA registered indication(s)
Orthopaedics | Spine - Thoracolumbar (TL) and sacral surgery | TL interbody cage | TL interbody core - Integrated | NuVasive Inc. | Brigade Lateral, 13x34x24mm 20DEG | 6984334 | Standalone | DE0018315 | As per HSA registered indication(s)
Orthopaedics | Spine - Thoracolumbar (TL) and sacral surgery | TL interbody cage | TL interbody core - Integrated | NuVasive Inc. | Brigade Lateral, 13x34x24mm 25DEG | 6985334 | Standalone | DE0018315 | As per HSA registered indication(s)
Orthopaedics | Spine - Thoracolumbar (TL) and sacral surgery | TL interbody cage | TL interbody core - Integrated | NuVasive Inc. | Brigade Lateral, 13x34x24mm 30DEG | 6986334 | Standalone | DE0018315 | As per HSA registered indication(s)
Orthopaedics | Spine - Thoracolumbar (TL) and sacral surgery | TL interbody cage | TL interbody core - Integrated | NuVasive Inc. | Brigade Lateral, 13x34x24mm 8DEG | 6963334 | Standalone | DE0018315 | As per HSA registered indication(s)
Orthopaedics | Spine - Thoracolumbar (TL) and sacral surgery | TL interbody cage | TL interbody core - Integrated | NuVasive Inc. | Brigade Lateral, 13x34x28mm 10DEG | 6968455 | Standalone | DE0018315 | As per HSA registered indication(s)
Orthopaedics | Spine - Thoracolumbar (TL) and sacral surgery | TL interbody cage | TL interbody core - Integrated | NuVasive Inc. | Brigade Lateral, 13x34x28mm 12DEG | 6966334 | Standalone | DE0018315 | As per HSA registered indication(s)
Orthopaedics | Spine - Thoracolumbar (TL) and sacral surgery | TL interbody cage | TL interbody core - Integrated | NuVasive Inc. | Brigade Lateral, 13x34x28mm 15DEG | 6987334 | Standalone | DE0018315 | As per HSA registered indication(s)
Orthopaedics | Spine - Thoracolumbar (TL) and sacral surgery | TL interbody cage | TL interbody core - Integrated | NuVasive Inc. | Brigade Lateral, 13x34x28mm 20DEG | 6988334 | Standalone | DE0018315 | As per HSA registered indication(s)
Orthopaedics | Spine - Thoracolumbar (TL) and sacral surgery | TL interbody cage | TL interbody core - Integrated | NuVasive Inc. | Brigade Lateral, 13x34x28mm 25DEG | 6989334 | Standalone | DE0018315 | As per HSA registered indication(s)
Orthopaedics | Spine - Thoracolumbar (TL) and sacral surgery | TL interbody cage | TL interbody core - Integrated | NuVasive Inc. | Brigade Lateral, 13x34x28mm 30DEG | 6972142 | Standalone | DE0018315 | As per HSA registered indication(s)
Orthopaedics | Spine - Thoracolumbar (TL) and sacral surgery | TL interbody cage | TL interbody core - Integrated | NuVasive Inc. | Brigade Lateral, 13x34x28mm 8DEG | 6965334 | Standalone | DE0018315 | As per HSA registered indication(s)
Orthopaedics | Spine - Thoracolumbar (TL) and sacral surgery | TL interbody cage | TL interbody core - Integrated | NuVasive Inc. | Brigade Lateral, 13x34x32mm 10DEG | 6968464 | Standalone | DE0018315 | As per HSA registered indication(s)
Orthopaedics | Spine - Thoracolumbar (TL) and sacral surgery | TL interbody cage | TL interbody core - Integrated | NuVasive Inc. | Brigade Lateral, 13x34x32mm 12DEG | 6968334 | Standalone | DE0018315 | As per HSA registered indication(s)
Orthopaedics | Spine - Thoracolumbar (TL) and sacral surgery | TL interbody cage | TL interbody core - Integrated | NuVasive Inc. | Brigade Lateral, 13x34x32mm 15DEG | 6972151 | Standalone | DE0018315 | As per HSA registered indication(s)
Orthopaedics | Spine - Thoracolumbar (TL) and sacral surgery | TL interbody cage | TL interbody core - Integrated | NuVasive Inc. | Brigade Lateral, 13x34x32mm 20DEG | 6972160 | Standalone | DE0018315 | As per HSA registered indication(s)
Orthopaedics | Spine - Thoracolumbar (TL) and sacral surgery | TL interbody cage | TL interbody core - Integrated | NuVasive Inc. | Brigade Lateral, 13x34x32mm 25DEG | 6972169 | Standalone | DE0018315 | As per HSA registered indication(s)
Orthopaedics | Spine - Thoracolumbar (TL) and sacral surgery | TL interbody cage | TL interbody core - Integrated | NuVasive Inc. | Brigade Lateral, 13x34x32mm 30DEG | 6972178 | Standalone | DE0018315 | As per HSA registered indication(s)
Orthopaedics | Spine - Thoracolumbar (TL) and sacral surgery | TL interbody cage | TL interbody core - Integrated | NuVasive Inc. | Brigade Lateral, 13x34x32mm 8DEG | 6967334 | Standalone | DE0018315 | As per HSA registered indication(s)
Orthopaedics | Spine - Thoracolumbar (TL) and sacral surgery | TL interbody cage | TL interbody core - Integrated | NuVasive Inc. | Brigade Lateral, 13x38x28mm 10DEG | 6968473 | Standalone | DE0018315 | As per HSA registered indication(s)
Orthopaedics | Spine - Thoracolumbar (TL) and sacral surgery | TL interbody cage | TL interbody core - Integrated | NuVasive Inc. | Brigade Lateral, 13x38x28mm 12DEG | 6966338 | Standalone | DE0018315 | As per HSA registered indication(s)
Orthopaedics | Spine - Thoracolumbar (TL) and sacral surgery | TL interbody cage | TL interbody core - Integrated | NuVasive Inc. | Brigade Lateral, 13x38x28mm 15DEG | 6983338 | Standalone | DE0018315 | As per HSA registered indication(s)
Orthopaedics | Spine - Thoracolumbar (TL) and sacral surgery | TL interbody cage | TL interbody core - Integrated | NuVasive Inc. | Brigade Lateral, 13x38x28mm 20DEG | 6984338 | Standalone | DE0018315 | As per HSA registered indication(s)
Orthopaedics | Spine - Thoracolumbar (TL) and sacral surgery | TL interbody cage | TL interbody core - Integrated | NuVasive Inc. | Brigade Lateral, 13x38x28mm 25DEG | 6985338 | Standalone | DE0018315 | As per HSA registered indication(s)
Orthopaedics | Spine - Thoracolumbar (TL) and sacral surgery | TL interbody cage | TL interbody core - Integrated | NuVasive Inc. | Brigade Lateral, 13x38x28mm 30DEG | 6986338 | Standalone | DE0018315 | As per HSA registered indication(s)
Orthopaedics | Spine - Thoracolumbar (TL) and sacral surgery | TL interbody cage | TL interbody core - Integrated | NuVasive Inc. | Brigade Lateral, 13x38x28mm 8DEG | 6965338 | Standalone | DE0018315 | As per HSA registered indication(s)
Orthopaedics | Spine - Thoracolumbar (TL) and sacral surgery | TL interbody cage | TL interbody core - Integrated | NuVasive Inc. | Brigade Lateral, 13x38x32mm 10DEG | 6968482 | Standalone | DE0018315 | As per HSA registered indication(s)
Orthopaedics | Spine - Thoracolumbar (TL) and sacral surgery | TL interbody cage | TL interbody core - Integrated | NuVasive Inc. | Brigade Lateral, 13x38x32mm 12DEG | 6968338 | Standalone | DE0018315 | As per HSA registered indication(s)
Orthopaedics | Spine - Thoracolumbar (TL) and sacral surgery | TL interbody cage | TL interbody core - Integrated | NuVasive Inc. | Brigade Lateral, 13x38x32mm 15DEG | 6987338 | Standalone | DE0018315 | As per HSA registered indication(s)
Orthopaedics | Spine - Thoracolumbar (TL) and sacral surgery | TL interbody cage | TL interbody core - Integrated | NuVasive Inc. | Brigade Lateral, 13x38x32mm 20DEG | 6988338 | Standalone | DE0018315 | As per HSA registered indication(s)
Orthopaedics | Spine - Thoracolumbar (TL) and sacral surgery | TL interbody cage | TL interbody core - Integrated | NuVasive Inc. | Brigade Lateral, 13x38x32mm 25DEG | 6989338 | Standalone | DE0018315 | As per HSA registered indication(s)
Orthopaedics | Spine - Thoracolumbar (TL) and sacral surgery | TL interbody cage | TL interbody core - Integrated | NuVasive Inc. | Brigade Lateral, 13x38x32mm 30DEG | 6972182 | Standalone | DE0018315 | As per HSA registered indication(s)
Orthopaedics | Spine - Thoracolumbar (TL) and sacral surgery | TL interbody cage | TL interbody core - Integrated | NuVasive Inc. | Brigade Lateral, 13x38x32mm 8DEG | 6967338 | Standalone | DE0018315 | As per HSA registered indication(s)
Orthopaedics | Spine - Thoracolumbar (TL) and sacral surgery | TL interbody cage | TL interbody core - Integrated | NuVasive Inc. | Brigade Lateral, 14x34x24mm 10DEG | 6968447 | Standalone | DE0018315 | As per HSA registered indication(s)
Orthopaedics | Spine - Thoracolumbar (TL) and sacral surgery | TL interbody cage | TL interbody core - Integrated | NuVasive Inc. | Brigade Lateral, 14x34x24mm 12DEG | 6964434 | Standalone | DE0018315 | As per HSA registered indication(s)
Orthopaedics | Spine - Thoracolumbar (TL) and sacral surgery | TL interbody cage | TL interbody core - Integrated | NuVasive Inc. | Brigade Lateral, 14x34x24mm 15DEG | 6983434 | Standalone | DE0018315 | As per HSA registered indication(s)
Orthopaedics | Spine - Thoracolumbar (TL) and sacral surgery | TL interbody cage | TL interbody core - Integrated | NuVasive Inc. | Brigade Lateral, 14x34x24mm 20DEG | 6984434 | Standalone | DE0018315 | As per HSA registered indication(s)
Orthopaedics | Spine - Thoracolumbar (TL) and sacral surgery | TL interbody cage | TL interbody core - Integrated | NuVasive Inc. | Brigade Lateral, 14x34x24mm 25DEG | 6985434 | Standalone | DE0018315 | As per HSA registered indication(s)
Orthopaedics | Spine - Thoracolumbar (TL) and sacral surgery | TL interbody cage | TL interbody core - Integrated | NuVasive Inc. | Brigade Lateral, 14x34x24mm 30DEG | 6986434 | Standalone | DE0018315 | As per HSA registered indication(s)
Orthopaedics | Spine - Thoracolumbar (TL) and sacral surgery | TL interbody cage | TL interbody core - Integrated | NuVasive Inc. | Brigade Lateral, 14x34x24mm 8DEG | 6963434 | Standalone | DE0018315 | As per HSA registered indication(s)
Orthopaedics | Spine - Thoracolumbar (TL) and sacral surgery | TL interbody cage | TL interbody core - Integrated | NuVasive Inc. | Brigade Lateral, 14x34x28mm 10DEG | 6968456 | Standalone | DE0018315 | As per HSA registered indication(s)
Orthopaedics | Spine - Thoracolumbar (TL) and sacral surgery | TL interbody cage | TL interbody core - Integrated | NuVasive Inc. | Brigade Lateral, 14x34x28mm 12DEG | 6966434 | Standalone | DE0018315 | As per HSA registered indication(s)
Orthopaedics | Spine - Thoracolumbar (TL) and sacral surgery | TL interbody cage | TL interbody core - Integrated | NuVasive Inc. | Brigade Lateral, 14x34x28mm 15DEG | 6987434 | Standalone | DE0018315 | As per HSA registered indication(s)
Orthopaedics | Spine - Thoracolumbar (TL) and sacral surgery | TL interbody cage | TL interbody core - Integrated | NuVasive Inc. | Brigade Lateral, 14x34x28mm 20DEG | 6988434 | Standalone | DE0018315 | As per HSA registered indication(s)
Orthopaedics | Spine - Thoracolumbar (TL) and sacral surgery | TL interbody cage | TL interbody core - Integrated | NuVasive Inc. | Brigade Lateral, 14x34x28mm 25DEG | 6989434 | Standalone | DE0018315 | As per HSA registered indication(s)
Orthopaedics | Spine - Thoracolumbar (TL) and sacral surgery | TL interbody cage | TL interbody core - Integrated | NuVasive Inc. | Brigade Lateral, 14x34x28mm 30DEG | 6972143 | Standalone | DE0018315 | As per HSA registered indication(s)
Orthopaedics | Spine - Thoracolumbar (TL) and sacral surgery | TL interbody cage | TL interbody core - Integrated | NuVasive Inc. | Brigade Lateral, 14x34x28mm 8DEG | 6965434 | Standalone | DE0018315 | As per HSA registered indication(s)
Orthopaedics | Spine - Thoracolumbar (TL) and sacral surgery | TL interbody cage | TL interbody core - Integrated | NuVasive Inc. | Brigade Lateral, 14x34x32mm 10DEG | 6968465 | Standalone | DE0018315 | As per HSA registered indication(s)
Orthopaedics | Spine - Thoracolumbar (TL) and sacral surgery | TL interbody cage | TL interbody core - Integrated | NuVasive Inc. | Brigade Lateral, 14x34x32mm 12DEG | 6968434 | Standalone | DE0018315 | As per HSA registered indication(s)
Orthopaedics | Spine - Thoracolumbar (TL) and sacral surgery | TL interbody cage | TL interbody core - Integrated | NuVasive Inc. | Brigade Lateral, 14x34x32mm 15DEG | 6972152 | Standalone | DE0018315 | As per HSA registered indication(s)
Orthopaedics | Spine - Thoracolumbar (TL) and sacral surgery | TL interbody cage | TL interbody core - Integrated | NuVasive Inc. | Brigade Lateral, 14x34x32mm 20DEG | 6972161 | Standalone | DE0018315 | As per HSA registered indication(s)
Orthopaedics | Spine - Thoracolumbar (TL) and sacral surgery | TL interbody cage | TL interbody core - Integrated | NuVasive Inc. | Brigade Lateral, 14x34x32mm 25DEG | 6972170 | Standalone | DE0018315 | As per HSA registered indication(s)
Orthopaedics | Spine - Thoracolumbar (TL) and sacral surgery | TL interbody cage | TL interbody core - Integrated | NuVasive Inc. | Brigade Lateral, 14x34x32mm 30DEG | 6972179 | Standalone | DE0018315 | As per HSA registered indication(s)
Orthopaedics | Spine - Thoracolumbar (TL) and sacral surgery | TL interbody cage | TL interbody core - Integrated | NuVasive Inc. | Brigade Lateral, 14x34x32mm 8DEG | 6967434 | Standalone | DE0018315 | As per HSA registered indication(s)
Orthopaedics | Spine - Thoracolumbar (TL) and sacral surgery | TL interbody cage | TL interbody core - Integrated | NuVasive Inc. | Brigade Lateral, 14x38x28mm 10DEG | 6968474 | Standalone | DE0018315 | As per HSA registered indication(s)
Orthopaedics | Spine - Thoracolumbar (TL) and sacral surgery | TL interbody cage | TL interbody core - Integrated | NuVasive Inc. | Brigade Lateral, 14x38x28mm 12DEG | 6966438 | Standalone | DE0018315 | As per HSA registered indication(s)
Orthopaedics | Spine - Thoracolumbar (TL) and sacral surgery | TL interbody cage | TL interbody core - Integrated | NuVasive Inc. | Brigade Lateral, 14x38x28mm 15DEG | 6983438 | Standalone | DE0018315 | As per HSA registered indication(s)
Orthopaedics | Spine - Thoracolumbar (TL) and sacral surgery | TL interbody cage | TL interbody core - Integrated | NuVasive Inc. | Brigade Lateral, 14x38x28mm 20DEG | 6984438 | Standalone | DE0018315 | As per HSA registered indication(s)
Orthopaedics | Spine - Thoracolumbar (TL) and sacral surgery | TL interbody cage | TL interbody core - Integrated | NuVasive Inc. | Brigade Lateral, 14x38x28mm 25DEG | 6985438 | Standalone | DE0018315 | As per HSA registered indication(s)
Orthopaedics | Spine - Thoracolumbar (TL) and sacral surgery | TL interbody cage | TL interbody core - Integrated | NuVasive Inc. | Brigade Lateral, 14x38x28mm 30DEG | 6986438 | Standalone | DE0018315 | As per HSA registered indication(s)
Orthopaedics | Spine - Thoracolumbar (TL) and sacral surgery | TL interbody cage | TL interbody core - Integrated | NuVasive Inc. | Brigade Lateral, 14x38x28mm 8DEG | 6965438 | Standalone | DE0018315 | As per HSA registered indication(s)
Orthopaedics | Spine - Thoracolumbar (TL) and sacral surgery | TL interbody cage | TL interbody core - Integrated | NuVasive Inc. | Brigade Lateral, 14x38x32mm 10DEG | 6968483 | Standalone | DE0018315 | As per HSA registered indication(s)
Orthopaedics | Spine - Thoracolumbar (TL) and sacral surgery | TL interbody cage | TL interbody core - Integrated | NuVasive Inc. | Brigade Lateral, 14x38x32mm 12DEG | 6968438 | Standalone | DE0018315 | As per HSA registered indication(s)
Orthopaedics | Spine - Thoracolumbar (TL) and sacral surgery | TL interbody cage | TL interbody core - Integrated | NuVasive Inc. | Brigade Lateral, 14x38x32mm 15DEG | 6987438 | Standalone | DE0018315 | As per HSA registered indication(s)
Orthopaedics | Spine - Thoracolumbar (TL) and sacral surgery | TL interbody cage | TL interbody core - Integrated | NuVasive Inc. | Brigade Lateral, 14x38x32mm 20DEG | 6988438 | Standalone | DE0018315 | As per HSA registered indication(s)
Orthopaedics | Spine - Thoracolumbar (TL) and sacral surgery | TL interbody cage | TL interbody core - Integrated | NuVasive Inc. | Brigade Lateral, 14x38x32mm 25DEG | 6989438 | Standalone | DE0018315 | As per HSA registered indication(s)
Orthopaedics | Spine - Thoracolumbar (TL) and sacral surgery | TL interbody cage | TL interbody core - Integrated | NuVasive Inc. | Brigade Lateral, 14x38x32mm 30DEG | 6972183 | Standalone | DE0018315 | As per HSA registered indication(s)
Orthopaedics | Spine - Thoracolumbar (TL) and sacral surgery | TL interbody cage | TL interbody core - Integrated | NuVasive Inc. | Brigade Lateral, 14x38x32mm 8DEG | 6967438 | Standalone | DE0018315 | As per HSA registered indication(s)
Orthopaedics | Spine - Thoracolumbar (TL) and sacral surgery | TL interbody cage | TL interbody core - Integrated | NuVasive Inc. | Brigade Lateral, 15x34x24mm 10DEG | 6968488 | Standalone | DE0018315 | As per HSA registered indication(s)
Orthopaedics | Spine - Thoracolumbar (TL) and sacral surgery | TL interbody cage | TL interbody core - Integrated | NuVasive Inc. | Brigade Lateral, 15x34x24mm 12DEG | 6968492 | Standalone | DE0018315 | As per HSA registered indication(s)
Orthopaedics | Spine - Thoracolumbar (TL) and sacral surgery | TL interbody cage | TL interbody core - Integrated | NuVasive Inc. | Brigade Lateral, 15x34x24mm 8DEG | 6968484 | Standalone | DE0018315 | As per HSA registered indication(s)
Orthopaedics | Spine - Thoracolumbar (TL) and sacral surgery | TL interbody cage | TL interbody core - Integrated | NuVasive Inc. | Brigade Lateral, 15x34x28mm 10DEG | 6968500 | Standalone | DE0018315 | As per HSA registered indication(s)
Orthopaedics | Spine - Thoracolumbar (TL) and sacral surgery | TL interbody cage | TL interbody core - Integrated | NuVasive Inc. | Brigade Lateral, 15x34x28mm 12DEG | 6968504 | Standalone | DE0018315 | As per HSA registered indication(s)
Orthopaedics | Spine - Thoracolumbar (TL) and sacral surgery | TL interbody cage | TL interbody core - Integrated | NuVasive Inc. | Brigade Lateral, 15x34x28mm 8DEG | 6968496 | Standalone | DE0018315 | As per HSA registered indication(s)
Orthopaedics | Spine - Thoracolumbar (TL) and sacral surgery | TL interbody cage | TL interbody core - Integrated | NuVasive Inc. | Brigade Lateral, 15x34x32mm 10DEG | 6968512 | Standalone | DE0018315 | As per HSA registered indication(s)
Orthopaedics | Spine - Thoracolumbar (TL) and sacral surgery | TL interbody cage | TL interbody core - Integrated | NuVasive Inc. | Brigade Lateral, 15x34x32mm 12DEG | 6968516 | Standalone | DE0018315 | As per HSA registered indication(s)
Orthopaedics | Spine - Thoracolumbar (TL) and sacral surgery | TL interbody cage | TL interbody core - Integrated | NuVasive Inc. | Brigade Lateral, 15x34x32mm 8DEG | 6968508 | Standalone | DE0018315 | As per HSA registered indication(s)
Orthopaedics | Spine - Thoracolumbar (TL) and sacral surgery | TL interbody cage | TL interbody core - Integrated | NuVasive Inc. | Brigade Lateral, 15x38x28mm 10DEG | 6968524 | Standalone | DE0018315 | As per HSA registered indication(s)
Orthopaedics | Spine - Thoracolumbar (TL) and sacral surgery | TL interbody cage | TL interbody core - Integrated | NuVasive Inc. | Brigade Lateral, 15x38x28mm 12DEG | 6968528 | Standalone | DE0018315 | As per HSA registered indication(s)
Orthopaedics | Spine - Thoracolumbar (TL) and sacral surgery | TL interbody cage | TL interbody core - Integrated | NuVasive Inc. | Brigade Lateral, 15x38x28mm 8DEG | 6968520 | Standalone | DE0018315 | As per HSA registered indication(s)
Orthopaedics | Spine - Thoracolumbar (TL) and sacral surgery | TL interbody cage | TL interbody core - Integrated | NuVasive Inc. | Brigade Lateral, 15x38x32mm 10DEG | 6968536 | Standalone | DE0018315 | As per HSA registered indication(s)
Orthopaedics | Spine - Thoracolumbar (TL) and sacral surgery | TL interbody cage | TL interbody core - Integrated | NuVasive Inc. | Brigade Lateral, 15x38x32mm 12DEG | 6968540 | Standalone | DE0018315 | As per HSA registered indication(s)
Orthopaedics | Spine - Thoracolumbar (TL) and sacral surgery | TL interbody cage | TL interbody core - Integrated | NuVasive Inc. | Brigade Lateral, 15x38x32mm 8DEG | 6968532 | Standalone | DE0018315 | As per HSA registered indication(s)
Orthopaedics | Spine - Thoracolumbar (TL) and sacral surgery | TL interbody cage | TL interbody core - Integrated | NuVasive Inc. | Brigade Lateral, 16x34x24mm 10DEG | 6968489 | Standalone | DE0018315 | As per HSA registered indication(s)
Orthopaedics | Spine - Thoracolumbar (TL) and sacral surgery | TL interbody cage | TL interbody core - Integrated | NuVasive Inc. | Brigade Lateral, 16x34x24mm 12DEG | 6968493 | Standalone | DE0018315 | As per HSA registered indication(s)
Orthopaedics | Spine - Thoracolumbar (TL) and sacral surgery | TL interbody cage | TL interbody core - Integrated | NuVasive Inc. | Brigade Lateral, 16x34x24mm 8DEG | 6968485 | Standalone | DE0018315 | As per HSA registered indication(s)
Orthopaedics | Spine - Thoracolumbar (TL) and sacral surgery | TL interbody cage | TL interbody core - Integrated | NuVasive Inc. | Brigade Lateral, 16x34x28mm 10DEG | 6968501 | Standalone | DE0018315 | As per HSA registered indication(s)
Orthopaedics | Spine - Thoracolumbar (TL) and sacral surgery | TL interbody cage | TL interbody core - Integrated | NuVasive Inc. | Brigade Lateral, 16x34x28mm 12DEG | 6968505 | Standalone | DE0018315 | As per HSA registered indication(s)
Orthopaedics | Spine - Thoracolumbar (TL) and sacral surgery | TL interbody cage | TL interbody core - Integrated | NuVasive Inc. | Brigade Lateral, 16x34x28mm 8DEG | 6968497 | Standalone | DE0018315 | As per HSA registered indication(s)
Orthopaedics | Spine - Thoracolumbar (TL) and sacral surgery | TL interbody cage | TL interbody core - Integrated | NuVasive Inc. | Brigade Lateral, 16x34x32mm 10DEG | 6968513 | Standalone | DE0018315 | As per HSA registered indication(s)
Orthopaedics | Spine - Thoracolumbar (TL) and sacral surgery | TL interbody cage | TL interbody core - Integrated | NuVasive Inc. | Brigade Lateral, 16x34x32mm 12DEG | 6968517 | Standalone | DE0018315 | As per HSA registered indication(s)
Orthopaedics | Spine - Thoracolumbar (TL) and sacral surgery | TL interbody cage | TL interbody core - Integrated | NuVasive Inc. | Brigade Lateral, 16x34x32mm 8DEG | 6968509 | Standalone | DE0018315 | As per HSA registered indication(s)
Orthopaedics | Spine - Thoracolumbar (TL) and sacral surgery | TL interbody cage | TL interbody core - Integrated | NuVasive Inc. | Brigade Lateral, 16x38x28mm 10DEG | 6968525 | Standalone | DE0018315 | As per HSA registered indication(s)
Orthopaedics | Spine - Thoracolumbar (TL) and sacral surgery | TL interbody cage | TL interbody core - Integrated | NuVasive Inc. | Brigade Lateral, 16x38x28mm 12DEG | 6968529 | Standalone | DE0018315 | As per HSA registered indication(s)
Orthopaedics | Spine - Thoracolumbar (TL) and sacral surgery | TL interbody cage | TL interbody core - Integrated | NuVasive Inc. | Brigade Lateral, 16x38x28mm 8DEG | 6968521 | Standalone | DE0018315 | As per HSA registered indication(s)
Orthopaedics | Spine - Thoracolumbar (TL) and sacral surgery | TL interbody cage | TL interbody core - Integrated | NuVasive Inc. | Brigade Lateral, 16x38x32mm 10DEG | 6968537 | Standalone | DE0018315 | As per HSA registered indication(s)
Orthopaedics | Spine - Thoracolumbar (TL) and sacral surgery | TL interbody cage | TL interbody core - Integrated | NuVasive Inc. | Brigade Lateral, 16x38x32mm 12DEG | 6968541 | Standalone | DE0018315 | As per HSA registered indication(s)
Orthopaedics | Spine - Thoracolumbar (TL) and sacral surgery | TL interbody cage | TL interbody core - Integrated | NuVasive Inc. | Brigade Lateral, 16x38x32mm 8DEG | 6968533 | Standalone | DE0018315 | As per HSA registered indication(s)
Orthopaedics | Spine - Thoracolumbar (TL) and sacral surgery | TL interbody cage | TL interbody core - Integrated | NuVasive Inc. | Brigade Lateral, 17x34x24mm 10DEG | 6968490 | Standalone | DE0018315 | As per HSA registered indication(s)
Orthopaedics | Spine - Thoracolumbar (TL) and sacral surgery | TL interbody cage | TL interbody core - Integrated | NuVasive Inc. | Brigade Lateral, 17x34x24mm 12DEG | 6968494 | Standalone | DE0018315 | As per HSA registered indication(s)
Orthopaedics | Spine - Thoracolumbar (TL) and sacral surgery | TL interbody cage | TL interbody core - Integrated | NuVasive Inc. | Brigade Lateral, 17x34x24mm 8DEG | 6968486 | Standalone | DE0018315 | As per HSA registered indication(s)
Orthopaedics | Spine - Thoracolumbar (TL) and sacral surgery | TL interbody cage | TL interbody core - Integrated | NuVasive Inc. | Brigade Lateral, 17x34x28mm 10DEG | 6968502 | Standalone | DE0018315 | As per HSA registered indication(s)
Orthopaedics | Spine - Thoracolumbar (TL) and sacral surgery | TL interbody cage | TL interbody core - Integrated | NuVasive Inc. | Brigade Lateral, 17x34x28mm 12DEG | 6968506 | Standalone | DE0018315 | As per HSA registered indication(s)
Orthopaedics | Spine - Thoracolumbar (TL) and sacral surgery | TL interbody cage | TL interbody core - Integrated | NuVasive Inc. | Brigade Lateral, 17x34x28mm 8DEG | 6968498 | Standalone | DE0018315 | As per HSA registered indication(s)
Orthopaedics | Spine - Thoracolumbar (TL) and sacral surgery | TL interbody cage | TL interbody core - Integrated | NuVasive Inc. | Brigade Lateral, 17x34x32mm 10DEG | 6968514 | Standalone | DE0018315 | As per HSA registered indication(s)
Orthopaedics | Spine - Thoracolumbar (TL) and sacral surgery | TL interbody cage | TL interbody core - Integrated | NuVasive Inc. | Brigade Lateral, 17x34x32mm 12DEG | 6968518 | Standalone | DE0018315 | As per HSA registered indication(s)
Orthopaedics | Spine - Thoracolumbar (TL) and sacral surgery | TL interbody cage | TL interbody core - Integrated | NuVasive Inc. | Brigade Lateral, 17x34x32mm 8DEG | 6968510 | Standalone | DE0018315 | As per HSA registered indication(s)
Orthopaedics | Spine - Thoracolumbar (TL) and sacral surgery | TL interbody cage | TL interbody core - Integrated | NuVasive Inc. | Brigade Lateral, 17x38x28mm 10DEG | 6968526 | Standalone | DE0018315 | As per HSA registered indication(s)
Orthopaedics | Spine - Thoracolumbar (TL) and sacral surgery | TL interbody cage | TL interbody core - Integrated | NuVasive Inc. | Brigade Lateral, 17x38x28mm 12DEG | 6968530 | Standalone | DE0018315 | As per HSA registered indication(s)
Orthopaedics | Spine - Thoracolumbar (TL) and sacral surgery | TL interbody cage | TL interbody core - Integrated | NuVasive Inc. | Brigade Lateral, 17x38x28mm 8DEG | 6968522 | Standalone | DE0018315 | As per HSA registered indication(s)
Orthopaedics | Spine - Thoracolumbar (TL) and sacral surgery | TL interbody cage | TL interbody core - Integrated | NuVasive Inc. | Brigade Lateral, 17x38x32mm 10DEG | 6968538 | Standalone | DE0018315 | As per HSA registered indication(s)
Orthopaedics | Spine - Thoracolumbar (TL) and sacral surgery | TL interbody cage | TL interbody core - Integrated | NuVasive Inc. | Brigade Lateral, 17x38x32mm 12DEG | 6968542 | Standalone | DE0018315 | As per HSA registered indication(s)
Orthopaedics | Spine - Thoracolumbar (TL) and sacral surgery | TL interbody cage | TL interbody core - Integrated | NuVasive Inc. | Brigade Lateral, 17x38x32mm 8DEG | 6968534 | Standalone | DE0018315 | As per HSA registered indication(s)
Orthopaedics | Spine - Thoracolumbar (TL) and sacral surgery | TL interbody cage | TL interbody core - Integrated | NuVasive Inc. | Brigade Lateral, 18x34x24mm 10DEG | 6968491 | Standalone | DE0018315 | As per HSA registered indication(s)
Orthopaedics | Spine - Thoracolumbar (TL) and sacral surgery | TL interbody cage | TL interbody core - Integrated | NuVasive Inc. | Brigade Lateral, 18x34x24mm 12DEG | 6968495 | Standalone | DE0018315 | As per HSA registered indication(s)
Orthopaedics | Spine - Thoracolumbar (TL) and sacral surgery | TL interbody cage | TL interbody core - Integrated | NuVasive Inc. | Brigade Lateral, 18x34x24mm 8DEG | 6968487 | Standalone | DE0018315 | As per HSA registered indication(s)
Orthopaedics | Spine - Thoracolumbar (TL) and sacral surgery | TL interbody cage | TL interbody core - Integrated | NuVasive Inc. | Brigade Lateral, 18x34x28mm 10DEG | 6968503 | Standalone | DE0018315 | As per HSA registered indication(s)
Orthopaedics | Spine - Thoracolumbar (TL) and sacral surgery | TL interbody cage | TL interbody core - Integrated | NuVasive Inc. | Brigade Lateral, 18x34x28mm 12DEG | 6968507 | Standalone | DE0018315 | As per HSA registered indication(s)
Orthopaedics | Spine - Thoracolumbar (TL) and sacral surgery | TL interbody cage | TL interbody core - Integrated | NuVasive Inc. | Brigade Lateral, 18x34x28mm 8DEG | 6968499 | Standalone | DE0018315 | As per HSA registered indication(s)
Orthopaedics | Spine - Thoracolumbar (TL) and sacral surgery | TL interbody cage | TL interbody core - Integrated | NuVasive Inc. | Brigade Lateral, 18x34x32mm 10DEG | 6968515 | Standalone | DE0018315 | As per HSA registered indication(s)
Orthopaedics | Spine - Thoracolumbar (TL) and sacral surgery | TL interbody cage | TL interbody core - Integrated | NuVasive Inc. | Brigade Lateral, 18x34x32mm 12DEG | 6968519 | Standalone | DE0018315 | As per HSA registered indication(s)
Orthopaedics | Spine - Thoracolumbar (TL) and sacral surgery | TL interbody cage | TL interbody core - Integrated | NuVasive Inc. | Brigade Lateral, 18x34x32mm 8DEG | 6968511 | Standalone | DE0018315 | As per HSA registered indication(s)
Orthopaedics | Spine - Thoracolumbar (TL) and sacral surgery | TL interbody cage | TL interbody core - Integrated | NuVasive Inc. | Brigade Lateral, 18x38x28mm 10DEG | 6968527 | Standalone | DE0018315 | As per HSA registered indication(s)
Orthopaedics | Spine - Thoracolumbar (TL) and sacral surgery | TL interbody cage | TL interbody core - Integrated | NuVasive Inc. | Brigade Lateral, 18x38x28mm 12DEG | 6968531 | Standalone | DE0018315 | As per HSA registered indication(s)
Orthopaedics | Spine - Thoracolumbar (TL) and sacral surgery | TL interbody cage | TL interbody core - Integrated | NuVasive Inc. | Brigade Lateral, 18x38x28mm 8DEG | 6968523 | Standalone | DE0018315 | As per HSA registered indication(s)
Orthopaedics | Spine - Thoracolumbar (TL) and sacral surgery | TL interbody cage | TL interbody core - Integrated | NuVasive Inc. | Brigade Lateral, 18x38x32mm 10DEG | 6968539 | Standalone | DE0018315 | As per HSA registered indication(s)
Orthopaedics | Spine - Thoracolumbar (TL) and sacral surgery | TL interbody cage | TL interbody core - Integrated | NuVasive Inc. | Brigade Lateral, 18x38x32mm 12DEG | 6968543 | Standalone | DE0018315 | As per HSA registered indication(s)
Orthopaedics | Spine - Thoracolumbar (TL) and sacral surgery | TL interbody cage | TL interbody core - Integrated | NuVasive Inc. | Brigade Lateral, 18x38x32mm 8DEG | 6968535 | Standalone | DE0018315 | As per HSA registered indication(s)
Orthopaedics | Spine - Thoracolumbar (TL) and sacral surgery | TL interbody cage | TL interbody core - Integrated | NuVasive Inc. | Brigade Lateral, 6x34x24mm 10DEG | 6968439 | Standalone | DE0018315 | As per HSA registered indication(s)
Orthopaedics | Spine - Thoracolumbar (TL) and sacral surgery | TL interbody cage | TL interbody core - Integrated | NuVasive Inc. | Brigade Lateral, 6x34x24mm 12DEG | 6963634 | Standalone | DE0018315 | As per HSA registered indication(s)
Orthopaedics | Spine - Thoracolumbar (TL) and sacral surgery | TL interbody cage | TL interbody core - Integrated | NuVasive Inc. | Brigade Lateral, 6x34x24mm 15DEG | 6982634 | Standalone | DE0018315 | As per HSA registered indication(s)
Orthopaedics | Spine - Thoracolumbar (TL) and sacral surgery | TL interbody cage | TL interbody core - Integrated | NuVasive Inc. | Brigade Lateral, 6x34x24mm 20DEG | 6983634 | Standalone | DE0018315 | As per HSA registered indication(s)
Orthopaedics | Spine - Thoracolumbar (TL) and sacral surgery | TL interbody cage | TL interbody core - Integrated | NuVasive Inc. | Brigade Lateral, 6x34x24mm 25DEG | 6984634 | Standalone | DE0018315 | As per HSA registered indication(s)
Orthopaedics | Spine - Thoracolumbar (TL) and sacral surgery | TL interbody cage | TL interbody core - Integrated | NuVasive Inc. | Brigade Lateral, 6x34x24mm 30DEG | 6985634 | Standalone | DE0018315 | As per HSA registered indication(s)
Orthopaedics | Spine - Thoracolumbar (TL) and sacral surgery | TL interbody cage | TL interbody core - Integrated | NuVasive Inc. | Brigade Lateral, 6x34x28mm 10DEG | 6968448 | Standalone | DE0018315 | As per HSA registered indication(s)
Orthopaedics | Spine - Thoracolumbar (TL) and sacral surgery | TL interbody cage | TL interbody core - Integrated | NuVasive Inc. | Brigade Lateral, 6x34x28mm 12DEG | 6965634 | Standalone | DE0018315 | As per HSA registered indication(s)
Orthopaedics | Spine - Thoracolumbar (TL) and sacral surgery | TL interbody cage | TL interbody core - Integrated | NuVasive Inc. | Brigade Lateral, 6x34x28mm 15DEG | 6986634 | Standalone | DE0018315 | As per HSA registered indication(s)
Orthopaedics | Spine - Thoracolumbar (TL) and sacral surgery | TL interbody cage | TL interbody core - Integrated | NuVasive Inc. | Brigade Lateral, 6x34x28mm 20DEG | 6987634 | Standalone | DE0018315 | As per HSA registered indication(s)
Orthopaedics | Spine - Thoracolumbar (TL) and sacral surgery | TL interbody cage | TL interbody core - Integrated | NuVasive Inc. | Brigade Lateral, 6x34x28mm 25DEG | 6988634 | Standalone | DE0018315 | As per HSA registered indication(s)
Orthopaedics | Spine - Thoracolumbar (TL) and sacral surgery | TL interbody cage | TL interbody core - Integrated | NuVasive Inc. | Brigade Lateral, 6x34x28mm 30DEG | 6989634 | Standalone | DE0018315 | As per HSA registered indication(s)
Orthopaedics | Spine - Thoracolumbar (TL) and sacral surgery | TL interbody cage | TL interbody core - Integrated | NuVasive Inc. | Brigade Lateral, 6x34x32mm 10DEG | 6968457 | Standalone | DE0018315 | As per HSA registered indication(s)
Orthopaedics | Spine - Thoracolumbar (TL) and sacral surgery | TL interbody cage | TL interbody core - Integrated | NuVasive Inc. | Brigade Lateral, 6x34x32mm 12DEG | 6967634 | Standalone | DE0018315 | As per HSA registered indication(s)
Orthopaedics | Spine - Thoracolumbar (TL) and sacral surgery | TL interbody cage | TL interbody core - Integrated | NuVasive Inc. | Brigade Lateral, 6x34x32mm 15DEG | 6972144 | Standalone | DE0018315 | As per HSA registered indication(s)
Orthopaedics | Spine - Thoracolumbar (TL) and sacral surgery | TL interbody cage | TL interbody core - Integrated | NuVasive Inc. | Brigade Lateral, 6x34x32mm 20DEG | 6972153 | Standalone | DE0018315 | As per HSA registered indication(s)
Orthopaedics | Spine - Thoracolumbar (TL) and sacral surgery | TL interbody cage | TL interbody core - Integrated | NuVasive Inc. | Brigade Lateral, 6x34x32mm 25DEG | 6972162 | Standalone | DE0018315 | As per HSA registered indication(s)
Orthopaedics | Spine - Thoracolumbar (TL) and sacral surgery | TL interbody cage | TL interbody core - Integrated | NuVasive Inc. | Brigade Lateral, 6x34x32mm 30DEG | 6972171 | Standalone | DE0018315 | As per HSA registered indication(s)
Orthopaedics | Spine - Thoracolumbar (TL) and sacral surgery | TL interbody cage | TL interbody core - Integrated | NuVasive Inc. | Brigade Lateral, 6x34x32mm 8DEG | 6966634 | Standalone | DE0018315 | As per HSA registered indication(s)
Orthopaedics | Spine - Thoracolumbar (TL) and sacral surgery | TL interbody cage | TL interbody core - Integrated | NuVasive Inc. | Brigade Lateral, 6x38x28mm 10DEG | 6968466 | Standalone | DE0018315 | As per HSA registered indication(s)
Orthopaedics | Spine - Thoracolumbar (TL) and sacral surgery | TL interbody cage | TL interbody core - Integrated | NuVasive Inc. | Brigade Lateral, 6x38x28mm 12DEG | 6963638 | Standalone | DE0018315 | As per HSA registered indication(s)
Orthopaedics | Spine - Thoracolumbar (TL) and sacral surgery | TL interbody cage | TL interbody core - Integrated | NuVasive Inc. | Brigade Lateral, 6x38x28mm 15DEG | 6982638 | Standalone | DE0018315 | As per HSA registered indication(s)
Orthopaedics | Spine - Thoracolumbar (TL) and sacral surgery | TL interbody cage | TL interbody core - Integrated | NuVasive Inc. | Brigade Lateral, 6x38x28mm 20DEG | 6983638 | Standalone | DE0018315 | As per HSA registered indication(s)
Orthopaedics | Spine - Thoracolumbar (TL) and sacral surgery | TL interbody cage | TL interbody core - Integrated | NuVasive Inc. | Brigade Lateral, 6x38x28mm 25DEG | 6984638 | Standalone | DE0018315 | As per HSA registered indication(s)
Orthopaedics | Spine - Thoracolumbar (TL) and sacral surgery | TL interbody cage | TL interbody core - Integrated | NuVasive Inc. | Brigade Lateral, 6x38x28mm 30DEG | 6985638 | Standalone | DE0018315 | As per HSA registered indication(s)
Orthopaedics | Spine - Thoracolumbar (TL) and sacral surgery | TL interbody cage | TL interbody core - Integrated | NuVasive Inc. | Brigade Lateral, 6x38x32mm 10DEG | 6968475 | Standalone | DE0018315 | As per HSA registered indication(s)
Orthopaedics | Spine - Thoracolumbar (TL) and sacral surgery | TL interbody cage | TL interbody core - Integrated | NuVasive Inc. | Brigade Lateral, 6x38x32mm 12DEG | 6965638 | Standalone | DE0018315 | As per HSA registered indication(s)
Orthopaedics | Spine - Thoracolumbar (TL) and sacral surgery | TL interbody cage | TL interbody core - Integrated | NuVasive Inc. | Brigade Lateral, 6x38x32mm 15DEG | 6986638 | Standalone | DE0018315 | As per HSA registered indication(s)
Orthopaedics | Spine - Thoracolumbar (TL) and sacral surgery | TL interbody cage | TL interbody core - Integrated | NuVasive Inc. | Brigade Lateral, 6x38x32mm 20DEG | 6987638 | Standalone | DE0018315 | As per HSA registered indication(s)
Orthopaedics | Spine - Thoracolumbar (TL) and sacral surgery | TL interbody cage | TL interbody core - Integrated | NuVasive Inc. | Brigade Lateral, 6x38x32mm 25DEG | 6988638 | Standalone | DE0018315 | As per HSA registered indication(s)
Orthopaedics | Spine - Thoracolumbar (TL) and sacral surgery | TL interbody cage | TL interbody core - Integrated | NuVasive Inc. | Brigade Lateral, 6x38x32mm 30DEG | 6989638 | Standalone | DE0018315 | As per HSA registered indication(s)
Orthopaedics | Spine - Thoracolumbar (TL) and sacral surgery | TL interbody cage | TL interbody core - Integrated | NuVasive Inc. | Brigade Lateral, 6x38x32mm 8DEG | 6964638 | Standalone | DE0018315 | As per HSA registered indication(s)
Orthopaedics | Spine - Thoracolumbar (TL) and sacral surgery | TL interbody cage | TL interbody core - Integrated | NuVasive Inc. | Brigade Lateral, 7x34x24mm 10DEG | 6968440 | Standalone | DE0018315 | As per HSA registered indication(s)
Orthopaedics | Spine - Thoracolumbar (TL) and sacral surgery | TL interbody cage | TL interbody core - Integrated | NuVasive Inc. | Brigade Lateral, 7x34x24mm 12DEG | 6963734 | Standalone | DE0018315 | As per HSA registered indication(s)
Orthopaedics | Spine - Thoracolumbar (TL) and sacral surgery | TL interbody cage | TL interbody core - Integrated | NuVasive Inc. | Brigade Lateral, 7x34x24mm 15DEG | 6982734 | Standalone | DE0018315 | As per HSA registered indication(s)
Orthopaedics | Spine - Thoracolumbar (TL) and sacral surgery | TL interbody cage | TL interbody core - Integrated | NuVasive Inc. | Brigade Lateral, 7x34x24mm 20DEG | 6983734 | Standalone | DE0018315 | As per HSA registered indication(s)
Orthopaedics | Spine - Thoracolumbar (TL) and sacral surgery | TL interbody cage | TL interbody core - Integrated | NuVasive Inc. | Brigade Lateral, 7x34x24mm 25DEG | 6984734 | Standalone | DE0018315 | As per HSA registered indication(s)
Orthopaedics | Spine - Thoracolumbar (TL) and sacral surgery | TL interbody cage | TL interbody core - Integrated | NuVasive Inc. | Brigade Lateral, 7x34x24mm 30DEG | 6985734 | Standalone | DE0018315 | As per HSA registered indication(s)
Orthopaedics | Spine - Thoracolumbar (TL) and sacral surgery | TL interbody cage | TL interbody core - Integrated | NuVasive Inc. | Brigade Lateral, 7x34x24mm 8DEG | 6962734 | Standalone | DE0018315 | As per HSA registered indication(s)
Orthopaedics | Spine - Thoracolumbar (TL) and sacral surgery | TL interbody cage | TL interbody core - Integrated | NuVasive Inc. | Brigade Lateral, 7x34x28mm 10DEG | 6968449 | Standalone | DE0018315 | As per HSA registered indication(s)
Orthopaedics | Spine - Thoracolumbar (TL) and sacral surgery | TL interbody cage | TL interbody core - Integrated | NuVasive Inc. | Brigade Lateral, 7x34x28mm 12DEG | 6965734 | Standalone | DE0018315 | As per HSA registered indication(s)
Orthopaedics | Spine - Thoracolumbar (TL) and sacral surgery | TL interbody cage | TL interbody core - Integrated | NuVasive Inc. | Brigade Lateral, 7x34x28mm 15DEG | 6986734 | Standalone | DE0018315 | As per HSA registered indication(s)
Orthopaedics | Spine - Thoracolumbar (TL) and sacral surgery | TL interbody cage | TL interbody core - Integrated | NuVasive Inc. | Brigade Lateral, 7x34x28mm 20DEG | 6987734 | Standalone | DE0018315 | As per HSA registered indication(s)
Orthopaedics | Spine - Thoracolumbar (TL) and sacral surgery | TL interbody cage | TL interbody core - Integrated | NuVasive Inc. | Brigade Lateral, 7x34x28mm 25DEG | 6988734 | Standalone | DE0018315 | As per HSA registered indication(s)
Orthopaedics | Spine - Thoracolumbar (TL) and sacral surgery | TL interbody cage | TL interbody core - Integrated | NuVasive Inc. | Brigade Lateral, 7x34x28mm 30DEG | 6989734 | Standalone | DE0018315 | As per HSA registered indication(s)
Orthopaedics | Spine - Thoracolumbar (TL) and sacral surgery | TL interbody cage | TL interbody core - Integrated | NuVasive Inc. | Brigade Lateral, 7x34x28mm 8DEG | 6964734 | Standalone | DE0018315 | As per HSA registered indication(s)
Orthopaedics | Spine - Thoracolumbar (TL) and sacral surgery | TL interbody cage | TL interbody core - Integrated | NuVasive Inc. | Brigade Lateral, 7x34x32mm 10DEG | 6968458 | Standalone | DE0018315 | As per HSA registered indication(s)
Orthopaedics | Spine - Thoracolumbar (TL) and sacral surgery | TL interbody cage | TL interbody core - Integrated | NuVasive Inc. | Brigade Lateral, 7x34x32mm 12DEG | 6967734 | Standalone | DE0018315 | As per HSA registered indication(s)
Orthopaedics | Spine - Thoracolumbar (TL) and sacral surgery | TL interbody cage | TL interbody core - Integrated | NuVasive Inc. | Brigade Lateral, 7x34x32mm 15DEG | 6972145 | Standalone | DE0018315 | As per HSA registered indication(s)
Orthopaedics | Spine - Thoracolumbar (TL) and sacral surgery | TL interbody cage | TL interbody core - Integrated | NuVasive Inc. | Brigade Lateral, 7x34x32mm 20DEG | 6972154 | Standalone | DE0018315 | As per HSA registered indication(s)
Orthopaedics | Spine - Thoracolumbar (TL) and sacral surgery | TL interbody cage | TL interbody core - Integrated | NuVasive Inc. | Brigade Lateral, 7x34x32mm 25DEG | 6972163 | Standalone | DE0018315 | As per HSA registered indication(s)
Orthopaedics | Spine - Thoracolumbar (TL) and sacral surgery | TL interbody cage | TL interbody core - Integrated | NuVasive Inc. | Brigade Lateral, 7x34x32mm 30DEG | 6972172 | Standalone | DE0018315 | As per HSA registered indication(s)
Orthopaedics | Spine - Thoracolumbar (TL) and sacral surgery | TL interbody cage | TL interbody core - Integrated | NuVasive Inc. | Brigade Lateral, 7x34x32mm 8DEG | 6966734 | Standalone | DE0018315 | As per HSA registered indication(s)
Orthopaedics | Spine - Thoracolumbar (TL) and sacral surgery | TL interbody cage | TL interbody core - Integrated | NuVasive Inc. | Brigade Lateral, 7x38x28mm 10DEG | 6968467 | Standalone | DE0018315 | As per HSA registered indication(s)
Orthopaedics | Spine - Thoracolumbar (TL) and sacral surgery | TL interbody cage | TL interbody core - Integrated | NuVasive Inc. | Brigade Lateral, 7x38x28mm 12DEG | 6963738 | Standalone | DE0018315 | As per HSA registered indication(s)
Orthopaedics | Spine - Thoracolumbar (TL) and sacral surgery | TL interbody cage | TL interbody core - Integrated | NuVasive Inc. | Brigade Lateral, 7x38x28mm 15DEG | 6982738 | Standalone | DE0018315 | As per HSA registered indication(s)
Orthopaedics | Spine - Thoracolumbar (TL) and sacral surgery | TL interbody cage | TL interbody core - Integrated | NuVasive Inc. | Brigade Lateral, 7x38x28mm 20DEG | 6983738 | Standalone | DE0018315 | As per HSA registered indication(s)
Orthopaedics | Spine - Thoracolumbar (TL) and sacral surgery | TL interbody cage | TL interbody core - Integrated | NuVasive Inc. | Brigade Lateral, 7x38x28mm 25DEG | 6984738 | Standalone | DE0018315 | As per HSA registered indication(s)
Orthopaedics | Spine - Thoracolumbar (TL) and sacral surgery | TL interbody cage | TL interbody core - Integrated | NuVasive Inc. | Brigade Lateral, 7x38x28mm 30DEG | 6985738 | Standalone | DE0018315 | As per HSA registered indication(s)
Orthopaedics | Spine - Thoracolumbar (TL) and sacral surgery | TL interbody cage | TL interbody core - Integrated | NuVasive Inc. | Brigade Lateral, 7x38x28mm 8DEG | 6962738 | Standalone | DE0018315 | As per HSA registered indication(s)
Orthopaedics | Spine - Thoracolumbar (TL) and sacral surgery | TL interbody cage | TL interbody core - Integrated | NuVasive Inc. | Brigade Lateral, 7x38x32mm 10DEG | 6968476 | Standalone | DE0018315 | As per HSA registered indication(s)
Orthopaedics | Spine - Thoracolumbar (TL) and sacral surgery | TL interbody cage | TL interbody core - Integrated | NuVasive Inc. | Brigade Lateral, 7x38x32mm 12DEG | 6965738 | Standalone | DE0018315 | As per HSA registered indication(s)
Orthopaedics | Spine - Thoracolumbar (TL) and sacral surgery | TL interbody cage | TL interbody core - Integrated | NuVasive Inc. | Brigade Lateral, 7x38x32mm 15DEG | 6986738 | Standalone | DE0018315 | As per HSA registered indication(s)
Orthopaedics | Spine - Thoracolumbar (TL) and sacral surgery | TL interbody cage | TL interbody core - Integrated | NuVasive Inc. | Brigade Lateral, 7x38x32mm 20DEG | 6987738 | Standalone | DE0018315 | As per HSA registered indication(s)
Orthopaedics | Spine - Thoracolumbar (TL) and sacral surgery | TL interbody cage | TL interbody core - Integrated | NuVasive Inc. | Brigade Lateral, 7x38x32mm 25DEG | 6988738 | Standalone | DE0018315 | As per HSA registered indication(s)
Orthopaedics | Spine - Thoracolumbar (TL) and sacral surgery | TL interbody cage | TL interbody core - Integrated | NuVasive Inc. | Brigade Lateral, 7x38x32mm 30DEG | 6989738 | Standalone | DE0018315 | As per HSA registered indication(s)
Orthopaedics | Spine - Thoracolumbar (TL) and sacral surgery | TL interbody cage | TL interbody core - Integrated | NuVasive Inc. | Brigade Lateral, 7x38x32mm 8DEG | 6964738 | Standalone | DE0018315 | As per HSA registered indication(s)
Orthopaedics | Spine - Thoracolumbar (TL) and sacral surgery | TL interbody cage | TL interbody core - Integrated | NuVasive Inc. | Brigade Lateral, 8x34x24mm 10DEG | 6968441 | Standalone | DE0018315 | As per HSA registered indication(s)
Orthopaedics | Spine - Thoracolumbar (TL) and sacral surgery | TL interbody cage | TL interbody core - Integrated | NuVasive Inc. | Brigade Lateral, 8x34x24mm 12DEG | 6963834 | Standalone | DE0018315 | As per HSA registered indication(s)
Orthopaedics | Spine - Thoracolumbar (TL) and sacral surgery | TL interbody cage | TL interbody core - Integrated | NuVasive Inc. | Brigade Lateral, 8x34x24mm 15DEG | 6982834 | Standalone | DE0018315 | As per HSA registered indication(s)
Orthopaedics | Spine - Thoracolumbar (TL) and sacral surgery | TL interbody cage | TL interbody core - Integrated | NuVasive Inc. | Brigade Lateral, 8x34x24mm 20DEG | 6983834 | Standalone | DE0018315 | As per HSA registered indication(s)
Orthopaedics | Spine - Thoracolumbar (TL) and sacral surgery | TL interbody cage | TL interbody core - Integrated | NuVasive Inc. | Brigade Lateral, 8x34x24mm 25DEG | 6984834 | Standalone | DE0018315 | As per HSA registered indication(s)
Orthopaedics | Spine - Thoracolumbar (TL) and sacral surgery | TL interbody cage | TL interbody core - Integrated | NuVasive Inc. | Brigade Lateral, 8x34x24mm 30DEG | 6985834 | Standalone | DE0018315 | As per HSA registered indication(s)
Orthopaedics | Spine - Thoracolumbar (TL) and sacral surgery | TL interbody cage | TL interbody core - Integrated | NuVasive Inc. | Brigade Lateral, 8x34x24mm 8DEG | 6962834 | Standalone | DE0018315 | As per HSA registered indication(s)
Orthopaedics | Spine - Thoracolumbar (TL) and sacral surgery | TL interbody cage | TL interbody core - Integrated | NuVasive Inc. | Brigade Lateral, 8x34x28mm 10DEG | 6968450 | Standalone | DE0018315 | As per HSA registered indication(s)
Orthopaedics | Spine - Thoracolumbar (TL) and sacral surgery | TL interbody cage | TL interbody core - Integrated | NuVasive Inc. | Brigade Lateral, 8x34x28mm 12DEG | 6965834 | Standalone | DE0018315 | As per HSA registered indication(s)
Orthopaedics | Spine - Thoracolumbar (TL) and sacral surgery | TL interbody cage | TL interbody core - Integrated | NuVasive Inc. | Brigade Lateral, 8x34x28mm 15DEG | 6986834 | Standalone | DE0018315 | As per HSA registered indication(s)
Orthopaedics | Spine - Thoracolumbar (TL) and sacral surgery | TL interbody cage | TL interbody core - Integrated | NuVasive Inc. | Brigade Lateral, 8x34x28mm 20DEG | 6987834 | Standalone | DE0018315 | As per HSA registered indication(s)
Orthopaedics | Spine - Thoracolumbar (TL) and sacral surgery | TL interbody cage | TL interbody core - Integrated | NuVasive Inc. | Brigade Lateral, 8x34x28mm 25DEG | 6988834 | Standalone | DE0018315 | As per HSA registered indication(s)
Orthopaedics | Spine - Thoracolumbar (TL) and sacral surgery | TL interbody cage | TL interbody core - Integrated | NuVasive Inc. | Brigade Lateral, 8x34x28mm 30DEG | 6989834 | Standalone | DE0018315 | As per HSA registered indication(s)
Orthopaedics | Spine - Thoracolumbar (TL) and sacral surgery | TL interbody cage | TL interbody core - Integrated | NuVasive Inc. | Brigade Lateral, 8x34x28mm 8DEG | 6964834 | Standalone | DE0018315 | As per HSA registered indication(s)
Orthopaedics | Spine - Thoracolumbar (TL) and sacral surgery | TL interbody cage | TL interbody core - Integrated | NuVasive Inc. | Brigade Lateral, 8x34x32mm 10DEG | 6968459 | Standalone | DE0018315 | As per HSA registered indication(s)
Orthopaedics | Spine - Thoracolumbar (TL) and sacral surgery | TL interbody cage | TL interbody core - Integrated | NuVasive Inc. | Brigade Lateral, 8x34x32mm 12DEG | 6967834 | Standalone | DE0018315 | As per HSA registered indication(s)
Orthopaedics | Spine - Thoracolumbar (TL) and sacral surgery | TL interbody cage | TL interbody core - Integrated | NuVasive Inc. | Brigade Lateral, 8x34x32mm 15DEG | 6972146 | Standalone | DE0018315 | As per HSA registered indication(s)
Orthopaedics | Spine - Thoracolumbar (TL) and sacral surgery | TL interbody cage | TL interbody core - Integrated | NuVasive Inc. | Brigade Lateral, 8x34x32mm 20DEG | 6972155 | Standalone | DE0018315 | As per HSA registered indication(s)
Orthopaedics | Spine - Thoracolumbar (TL) and sacral surgery | TL interbody cage | TL interbody core - Integrated | NuVasive Inc. | Brigade Lateral, 8x34x32mm 25DEG | 6972164 | Standalone | DE0018315 | As per HSA registered indication(s)
Orthopaedics | Spine - Thoracolumbar (TL) and sacral surgery | TL interbody cage | TL interbody core - Integrated | NuVasive Inc. | Brigade Lateral, 8x34x32mm 30DEG | 6972173 | Standalone | DE0018315 | As per HSA registered indication(s)
Orthopaedics | Spine - Thoracolumbar (TL) and sacral surgery | TL interbody cage | TL interbody core - Integrated | NuVasive Inc. | Brigade Lateral, 8x34x32mm 8DEG | 6966834 | Standalone | DE0018315 | As per HSA registered indication(s)
Orthopaedics | Spine - Thoracolumbar (TL) and sacral surgery | TL interbody cage | TL interbody core - Integrated | NuVasive Inc. | Brigade Lateral, 8x38x28mm 10DEG | 6968468 | Standalone | DE0018315 | As per HSA registered indication(s)
Orthopaedics | Spine - Thoracolumbar (TL) and sacral surgery | TL interbody cage | TL interbody core - Integrated | NuVasive Inc. | Brigade Lateral, 8x38x28mm 12DEG | 6963838 | Standalone | DE0018315 | As per HSA registered indication(s)
Orthopaedics | Spine - Thoracolumbar (TL) and sacral surgery | TL interbody cage | TL interbody core - Integrated | NuVasive Inc. | Brigade Lateral, 8x38x28mm 15DEG | 6982838 | Standalone | DE0018315 | As per HSA registered indication(s)
Orthopaedics | Spine - Thoracolumbar (TL) and sacral surgery | TL interbody cage | TL interbody core - Integrated | NuVasive Inc. | Brigade Lateral, 8x38x28mm 20DEG | 6983838 | Standalone | DE0018315 | As per HSA registered indication(s)
Orthopaedics | Spine - Thoracolumbar (TL) and sacral surgery | TL interbody cage | TL interbody core - Integrated | NuVasive Inc. | Brigade Lateral, 8x38x28mm 25DEG | 6984838 | Standalone | DE0018315 | As per HSA registered indication(s)
Orthopaedics | Spine - Thoracolumbar (TL) and sacral surgery | TL interbody cage | TL interbody core - Integrated | NuVasive Inc. | Brigade Lateral, 8x38x28mm 30DEG | 6985838 | Standalone | DE0018315 | As per HSA registered indication(s)
Orthopaedics | Spine - Thoracolumbar (TL) and sacral surgery | TL interbody cage | TL interbody core - Integrated | NuVasive Inc. | Brigade Lateral, 8x38x28mm 8DEG | 6962838 | Standalone | DE0018315 | As per HSA registered indication(s)
Orthopaedics | Spine - Thoracolumbar (TL) and sacral surgery | TL interbody cage | TL interbody core - Integrated | NuVasive Inc. | Brigade Lateral, 8x38x32mm 10DEG | 6968477 | Standalone | DE0018315 | As per HSA registered indication(s)
Orthopaedics | Spine - Thoracolumbar (TL) and sacral surgery | TL interbody cage | TL interbody core - Integrated | NuVasive Inc. | Brigade Lateral, 8x38x32mm 12DEG | 6965838 | Standalone | DE0018315 | As per HSA registered indication(s)
Orthopaedics | Spine - Thoracolumbar (TL) and sacral surgery | TL interbody cage | TL interbody core - Integrated | NuVasive Inc. | Brigade Lateral, 8x38x32mm 15DEG | 6986838 | Standalone | DE0018315 | As per HSA registered indication(s)
Orthopaedics | Spine - Thoracolumbar (TL) and sacral surgery | TL interbody cage | TL interbody core - Integrated | NuVasive Inc. | Brigade Lateral, 8x38x32mm 20DEG | 6987838 | Standalone | DE0018315 | As per HSA registered indication(s)
Orthopaedics | Spine - Thoracolumbar (TL) and sacral surgery | TL interbody cage | TL interbody core - Integrated | NuVasive Inc. | Brigade Lateral, 8x38x32mm 25DEG | 6988838 | Standalone | DE0018315 | As per HSA registered indication(s)
Orthopaedics | Spine - Thoracolumbar (TL) and sacral surgery | TL interbody cage | TL interbody core - Integrated | NuVasive Inc. | Brigade Lateral, 8x38x32mm 30DEG | 6989838 | Standalone | DE0018315 | As per HSA registered indication(s)
Orthopaedics | Spine - Thoracolumbar (TL) and sacral surgery | TL interbody cage | TL interbody core - Integrated | NuVasive Inc. | Brigade Lateral, 8x38x32mm 8DEG | 6964838 | Standalone | DE0018315 | As per HSA registered indication(s)
Orthopaedics | Spine - Thoracolumbar (TL) and sacral surgery | TL interbody cage | TL interbody core - Integrated | NuVasive Inc. | Brigade Lateral, 9x34x24mm 10DEG | 6968442 | Standalone | DE0018315 | As per HSA registered indication(s)
Orthopaedics | Spine - Thoracolumbar (TL) and sacral surgery | TL interbody cage | TL interbody core - Integrated | NuVasive Inc. | Brigade Lateral, 9x34x24mm 12DEG | 6963934 | Standalone | DE0018315 | As per HSA registered indication(s)
Orthopaedics | Spine - Thoracolumbar (TL) and sacral surgery | TL interbody cage | TL interbody core - Integrated | NuVasive Inc. | Brigade Lateral, 9x34x24mm 15DEG | 6982934 | Standalone | DE0018315 | As per HSA registered indication(s)
Orthopaedics | Spine - Thoracolumbar (TL) and sacral surgery | TL interbody cage | TL interbody core - Integrated | NuVasive Inc. | Brigade Lateral, 9x34x24mm 20DEG | 6983934 | Standalone | DE0018315 | As per HSA registered indication(s)
Orthopaedics | Spine - Thoracolumbar (TL) and sacral surgery | TL interbody cage | TL interbody core - Integrated | NuVasive Inc. | Brigade Lateral, 9x34x24mm 25DEG | 6984934 | Standalone | DE0018315 | As per HSA registered indication(s)
Orthopaedics | Spine - Thoracolumbar (TL) and sacral surgery | TL interbody cage | TL interbody core - Integrated | NuVasive Inc. | Brigade Lateral, 9x34x24mm 30DEG | 6985934 | Standalone | DE0018315 | As per HSA registered indication(s)
Orthopaedics | Spine - Thoracolumbar (TL) and sacral surgery | TL interbody cage | TL interbody core - Integrated | NuVasive Inc. | Brigade Lateral, 9x34x24mm 8DEG | 6962934 | Standalone | DE0018315 | As per HSA registered indication(s)
Orthopaedics | Spine - Thoracolumbar (TL) and sacral surgery | TL interbody cage | TL interbody core - Integrated | NuVasive Inc. | Brigade Lateral, 9x34x28mm 10DEG | 6968451 | Standalone | DE0018315 | As per HSA registered indication(s)
Orthopaedics | Spine - Thoracolumbar (TL) and sacral surgery | TL interbody cage | TL interbody core - Integrated | NuVasive Inc. | Brigade Lateral, 9x34x28mm 12DEG | 6965934 | Standalone | DE0018315 | As per HSA registered indication(s)
Orthopaedics | Spine - Thoracolumbar (TL) and sacral surgery | TL interbody cage | TL interbody core - Integrated | NuVasive Inc. | Brigade Lateral, 9x34x28mm 15DEG | 6986934 | Standalone | DE0018315 | As per HSA registered indication(s)
Orthopaedics | Spine - Thoracolumbar (TL) and sacral surgery | TL interbody cage | TL interbody core - Integrated | NuVasive Inc. | Brigade Lateral, 9x34x28mm 20DEG | 6987934 | Standalone | DE0018315 | As per HSA registered indication(s)
Orthopaedics | Spine - Thoracolumbar (TL) and sacral surgery | TL interbody cage | TL interbody core - Integrated | NuVasive Inc. | Brigade Lateral, 9x34x28mm 25DEG | 6988934 | Standalone | DE0018315 | As per HSA registered indication(s)
Orthopaedics | Spine - Thoracolumbar (TL) and sacral surgery | TL interbody cage | TL interbody core - Integrated | NuVasive Inc. | Brigade Lateral, 9x34x28mm 30DEG | 6989934 | Standalone | DE0018315 | As per HSA registered indication(s)
Orthopaedics | Spine - Thoracolumbar (TL) and sacral surgery | TL interbody cage | TL interbody core - Integrated | NuVasive Inc. | Brigade Lateral, 9x34x28mm 8DEG | 6964934 | Standalone | DE0018315 | As per HSA registered indication(s)
Orthopaedics | Spine - Thoracolumbar (TL) and sacral surgery | TL interbody cage | TL interbody core - Integrated | NuVasive Inc. | Brigade Lateral, 9x34x32mm 10DEG | 6968460 | Standalone | DE0018315 | As per HSA registered indication(s)
Orthopaedics | Spine - Thoracolumbar (TL) and sacral surgery | TL interbody cage | TL interbody core - Integrated | NuVasive Inc. | Brigade Lateral, 9x34x32mm 12DEG | 6967934 | Standalone | DE0018315 | As per HSA registered indication(s)
Orthopaedics | Spine - Thoracolumbar (TL) and sacral surgery | TL interbody cage | TL interbody core - Integrated | NuVasive Inc. | Brigade Lateral, 9x34x32mm 15DEG | 6972147 | Standalone | DE0018315 | As per HSA registered indication(s)
Orthopaedics | Spine - Thoracolumbar (TL) and sacral surgery | TL interbody cage | TL interbody core - Integrated | NuVasive Inc. | Brigade Lateral, 9x34x32mm 20DEG | 6972156 | Standalone | DE0018315 | As per HSA registered indication(s)
Orthopaedics | Spine - Thoracolumbar (TL) and sacral surgery | TL interbody cage | TL interbody core - Integrated | NuVasive Inc. | Brigade Lateral, 9x34x32mm 25DEG | 6972165 | Standalone | DE0018315 | As per HSA registered indication(s)
Orthopaedics | Spine - Thoracolumbar (TL) and sacral surgery | TL interbody cage | TL interbody core - Integrated | NuVasive Inc. | Brigade Lateral, 9x34x32mm 30DEG | 6972174 | Standalone | DE0018315 | As per HSA registered indication(s)
Orthopaedics | Spine - Thoracolumbar (TL) and sacral surgery | TL interbody cage | TL interbody core - Integrated | NuVasive Inc. | Brigade Lateral, 9x34x32mm 8DEG | 6966934 | Standalone | DE0018315 | As per HSA registered indication(s)
Orthopaedics | Spine - Thoracolumbar (TL) and sacral surgery | TL interbody cage | TL interbody core - Integrated | NuVasive Inc. | Brigade Lateral, 9x38x28mm 10DEG | 6968469 | Standalone | DE0018315 | As per HSA registered indication(s)
Orthopaedics | Spine - Thoracolumbar (TL) and sacral surgery | TL interbody cage | TL interbody core - Integrated | NuVasive Inc. | Brigade Lateral, 9x38x28mm 12DEG | 6963938 | Standalone | DE0018315 | As per HSA registered indication(s)
Orthopaedics | Spine - Thoracolumbar (TL) and sacral surgery | TL interbody cage | TL interbody core - Integrated | NuVasive Inc. | Brigade Lateral, 9x38x28mm 15DEG | 6982938 | Standalone | DE0018315 | As per HSA registered indication(s)
Orthopaedics | Spine - Thoracolumbar (TL) and sacral surgery | TL interbody cage | TL interbody core - Integrated | NuVasive Inc. | Brigade Lateral, 9x38x28mm 20DEG | 6983938 | Standalone | DE0018315 | As per HSA registered indication(s)
Orthopaedics | Spine - Thoracolumbar (TL) and sacral surgery | TL interbody cage | TL interbody core - Integrated | NuVasive Inc. | Brigade Lateral, 9x38x28mm 25DEG | 6984938 | Standalone | DE0018315 | As per HSA registered indication(s)
Orthopaedics | Spine - Thoracolumbar (TL) and sacral surgery | TL interbody cage | TL interbody core - Integrated | NuVasive Inc. | Brigade Lateral, 9x38x28mm 30DEG | 6985938 | Standalone | DE0018315 | As per HSA registered indication(s)
Orthopaedics | Spine - Thoracolumbar (TL) and sacral surgery | TL interbody cage | TL interbody core - Integrated | NuVasive Inc. | Brigade Lateral, 9x38x28mm 8DEG | 6962938 | Standalone | DE0018315 | As per HSA registered indication(s)
Orthopaedics | Spine - Thoracolumbar (TL) and sacral surgery | TL interbody cage | TL interbody core - Integrated | NuVasive Inc. | Brigade Lateral, 9x38x32mm 10DEG | 6968478 | Standalone | DE0018315 | As per HSA registered indication(s)
Orthopaedics | Spine - Thoracolumbar (TL) and sacral surgery | TL interbody cage | TL interbody core - Integrated | NuVasive Inc. | Brigade Lateral, 9x38x32mm 12DEG | 6965938 | Standalone | DE0018315 | As per HSA registered indication(s)
Orthopaedics | Spine - Thoracolumbar (TL) and sacral surgery | TL interbody cage | TL interbody core - Integrated | NuVasive Inc. | Brigade Lateral, 9x38x32mm 15DEG | 6986938 | Standalone | DE0018315 | As per HSA registered indication(s)
Orthopaedics | Spine - Thoracolumbar (TL) and sacral surgery | TL interbody cage | TL interbody core - Integrated | NuVasive Inc. | Brigade Lateral, 9x38x32mm 20DEG | 6987938 | Standalone | DE0018315 | As per HSA registered indication(s)
Orthopaedics | Spine - Thoracolumbar (TL) and sacral surgery | TL interbody cage | TL interbody core - Integrated | NuVasive Inc. | Brigade Lateral, 9x38x32mm 25DEG | 6988938 | Standalone | DE0018315 | As per HSA registered indication(s)
Orthopaedics | Spine - Thoracolumbar (TL) and sacral surgery | TL interbody cage | TL interbody core - Integrated | NuVasive Inc. | Brigade Lateral, 9x38x32mm 30DEG | 6989938 | Standalone | DE0018315 | As per HSA registered indication(s)
Orthopaedics | Spine - Thoracolumbar (TL) and sacral surgery | TL interbody cage | TL interbody core - Integrated | NuVasive Inc. | Brigade Lateral, 9x38x32mm 8DEG | 6964938 | Standalone | DE0018315 | As per HSA registered indication(s)
Orthopaedics | Spine - Thoracolumbar (TL) and sacral surgery | TL and sacral fusion and fixation implant | TL fixation screw | NuVasive Inc. | Brigade Plate Screw 5.5x20.0mm | 7805520 | Standalone | DE0017151 | As per HSA registered indication(s)
Orthopaedics | Spine - Thoracolumbar (TL) and sacral surgery | TL and sacral fusion and fixation implant | TL fixation screw | NuVasive Inc. | Brigade Plate Screw 5.5x22.5mm | 7805522 | Standalone | DE0017151 | As per HSA registered indication(s)
Orthopaedics | Spine - Thoracolumbar (TL) and sacral surgery | TL and sacral fusion and fixation implant | TL fixation screw | NuVasive Inc. | Brigade Plate Screw 5.5x25.0mm | 7805525 | Standalone | DE0017151 | As per HSA registered indication(s)
Orthopaedics | Spine - Thoracolumbar (TL) and sacral surgery | TL and sacral fusion and fixation implant | TL fixation screw | NuVasive Inc. | Brigade Plate Screw 5.5x27.5mm | 7805527 | Standalone | DE0017151 | As per HSA registered indication(s)
Orthopaedics | Spine - Thoracolumbar (TL) and sacral surgery | TL and sacral fusion and fixation implant | TL fixation screw | NuVasive Inc. | Brigade Plate Screw 5.5x30.0mm | 7805530 | Standalone | DE0017151 | As per HSA registered indication(s)
Orthopaedics | Spine - Thoracolumbar (TL) and sacral surgery | TL and sacral fusion and fixation implant | TL fixation screw | NuVasive Inc. | Brigade Plate Screw 5.5x32.5mm | 7805532 | Standalone | DE0017151 | As per HSA registered indication(s)
Orthopaedics | Spine - Thoracolumbar (TL) and sacral surgery | TL and sacral fusion and fixation implant | TL fixation screw | NuVasive Inc. | Brigade Plate Screw 5.5x35.0mm | 7805535 | Standalone | DE0017151 | As per HSA registered indication(s)
Orthopaedics | Spine - Thoracolumbar (TL) and sacral surgery | TL and sacral fusion and fixation implant | TL fixation screw | NuVasive Inc. | Brigade Plate Screw 6.5x20.0mm | 7806520 | Standalone | DE0017151 | As per HSA registered indication(s)
Orthopaedics | Spine - Thoracolumbar (TL) and sacral surgery | TL and sacral fusion and fixation implant | TL fixation screw | NuVasive Inc. | Brigade Plate Screw 6.5x22.5mm | 7806522 | Standalone | DE0017151 | As per HSA registered indication(s)
Orthopaedics | Spine - Thoracolumbar (TL) and sacral surgery | TL and sacral fusion and fixation implant | TL fixation screw | NuVasive Inc. | Brigade Plate Screw 6.5x25.0mm | 7806525 | Standalone | DE0017151 | As per HSA registered indication(s)
Orthopaedics | Spine - Thoracolumbar (TL) and sacral surgery | TL and sacral fusion and fixation implant | TL fixation screw | NuVasive Inc. | Brigade Plate Screw 6.5x27.5mm | 7806527 | Standalone | DE0017151 | As per HSA registered indication(s)
Orthopaedics | Spine - Thoracolumbar (TL) and sacral surgery | TL and sacral fusion and fixation implant | TL fixation screw | NuVasive Inc. | Brigade Plate Screw 6.5x30.0mm | 7806530 | Standalone | DE0017151 | As per HSA registered indication(s)
Orthopaedics | Spine - Thoracolumbar (TL) and sacral surgery | TL and sacral fusion and fixation implant | TL fixation screw | NuVasive Inc. | Brigade Plate Screw 6.5x32.5mm | 7806532 | Standalone | DE0017151 | As per HSA registered indication(s)
Orthopaedics | Spine - Thoracolumbar (TL) and sacral surgery | TL and sacral fusion and fixation implant | TL fixation screw | NuVasive Inc. | Brigade Plate Screw 6.5x35.0mm | 7806535 | Standalone | DE0017151 | As per HSA registered indication(s)
Orthopaedics | Spine - Thoracolumbar (TL) and sacral surgery | TL and sacral fusion and fixation implant | TL plate | NuVasive Inc. | Brigade Plate, 28mm Contoured | 7881028 | Standalone | DE0017151 | As per HSA registered indication(s)
Orthopaedics | Spine - Thoracolumbar (TL) and sacral surgery | TL and sacral fusion and fixation implant | TL plate | NuVasive Inc. | Brigade Plate, 30mm Contoured | 7881030 | Standalone | DE0017151 | As per HSA registered indication(s)
Orthopaedics | Spine - Thoracolumbar (TL) and sacral surgery | TL and sacral fusion and fixation implant | TL plate | NuVasive Inc. | Brigade Plate, 32mm Contoured | 7881032 | Standalone | DE0017151 | As per HSA registered indication(s)
Orthopaedics | Spine - Thoracolumbar (TL) and sacral surgery | TL and sacral fusion and fixation implant | TL plate | NuVasive Inc. | Brigade Plate, 34mm Lordotic | 7880034 | Standalone | DE0017151 | As per HSA registered indication(s)
Orthopaedics | Spine - Thoracolumbar (TL) and sacral surgery | TL and sacral fusion and fixation implant | TL plate | NuVasive Inc. | Brigade Plate, 36mm Contoured | 7881036 | Standalone | DE0017151 | As per HSA registered indication(s)
Orthopaedics | Spine - Thoracolumbar (TL) and sacral surgery | TL and sacral fusion and fixation implant | TL plate | NuVasive Inc. | Brigade Plate, 36mm Lordotic | 7880036 | Standalone | DE0017151 | As per HSA registered indication(s)
Orthopaedics | Spine - Thoracolumbar (TL) and sacral surgery | TL and sacral fusion and fixation implant | TL plate | NuVasive Inc. | Brigade Plate, 38mm Lordotic | 7880038 | Standalone | DE0017151 | As per HSA registered indication(s)
Orthopaedics | Spine - Thoracolumbar (TL) and sacral surgery | TL and sacral fusion and fixation implant | TL plate | NuVasive Inc. | Brigade Plate, 40mm Lordotic | 7880040 | Standalone | DE0017151 | As per HSA registered indication(s)
Orthopaedics | Spine - Thoracolumbar (TL) and sacral surgery | TL and sacral fusion and fixation implant | TL plate | NuVasive Inc. | Brigade Plate, 42mm Lordotic | 7880042 | Standalone | DE0017151 | As per HSA registered indication(s)
Orthopaedics | Spine - Thoracolumbar (TL) and sacral surgery | TL and sacral fusion and fixation implant | TL plate | NuVasive Inc. | Brigade Plate, 26mm Contoured | 7881026 | Standalone | DE0017151 | As per HSA registered indication(s)
Orthopaedics | Spine - Thoracolumbar (TL) and sacral surgery | TL and sacral fusion and fixation implant | TL plate | NuVasive Inc. | Brigade Plate, 34mm Contoured | 7881034 | Standalone | DE0017151 | As per HSA registered indication(s)
Orthopaedics | Spine - Thoracolumbar (TL) and sacral surgery | TL interbody cage | TL interbody core - Non-integrated | MEDTRONIC | CAGE 2922040 CLYDESDALE 22 12DEG 10X40 | 2922040 | Standalone | DE0501336 | As per HSA registered indication(s)
Orthopaedics | Spine - Thoracolumbar (TL) and sacral surgery | TL interbody cage | TL interbody core - Non-integrated | MEDTRONIC | CAGE 2922045 CLYDESDALE 22 12DEG 10X45 | 2922045 | Standalone | DE0501336 | As per HSA registered indication(s)
Orthopaedics | Spine - Thoracolumbar (TL) and sacral surgery | TL interbody cage | TL interbody core - Non-integrated | MEDTRONIC | CAGE 2922050 CLYDESDALE 22 12DEG 10X50 | 2922050 | Standalone | DE0501336 | As per HSA registered indication(s)
Orthopaedics | Spine - Thoracolumbar (TL) and sacral surgery | TL interbody cage | TL interbody core - Non-integrated | MEDTRONIC | CAGE 2922055 CLYDESDALE 22 12DEG 10X55 | 2922055 | Standalone | DE0501336 | As per HSA registered indication(s)
Orthopaedics | Spine - Thoracolumbar (TL) and sacral surgery | TL interbody cage | TL interbody core - Non-integrated | MEDTRONIC | CAGE 2922060 CLYDESDALE 22 12DEG 10X60 | 2922060 | Standalone | DE0501336 | As per HSA registered indication(s)
Orthopaedics | Spine - Thoracolumbar (TL) and sacral surgery | TL interbody cage | TL interbody core - Non-integrated | MEDTRONIC | CAGE 2922240 CLYDESDALE 22 12DEG 12X40 | 2922240 | Standalone | DE0501336 | As per HSA registered indication(s)
Orthopaedics | Spine - Thoracolumbar (TL) and sacral surgery | TL interbody cage | TL interbody core - Non-integrated | MEDTRONIC | CAGE 2922245 CLYDESDALE 22 12DEG 12X45 | 2922245 | Standalone | DE0501336 | As per HSA registered indication(s)
Orthopaedics | Spine - Thoracolumbar (TL) and sacral surgery | TL interbody cage | TL interbody core - Non-integrated | MEDTRONIC | CAGE 2922250 CLYDESDALE 22 12DEG 12X50 | 2922250 | Standalone | DE0501336 | As per HSA registered indication(s)
Orthopaedics | Spine - Thoracolumbar (TL) and sacral surgery | TL interbody cage | TL interbody core - Non-integrated | MEDTRONIC | CAGE 2922255 CLYDESDALE 22 12DEG 12X55 | 2922255 | Standalone | DE0501336 | As per HSA registered indication(s)
Orthopaedics | Spine - Thoracolumbar (TL) and sacral surgery | TL interbody cage | TL interbody core - Non-integrated | MEDTRONIC | CAGE 2922260 CLYDESDALE 22 12DEG 12X60 | 2922260 | Standalone | DE0501336 | As per HSA registered indication(s)
Orthopaedics | Spine - Thoracolumbar (TL) and sacral surgery | TL interbody cage | TL interbody core - Non-integrated | MEDTRONIC | CAGE 2922440 CLYDESDALE 22 12DEG 14X40 | 2922440 | Standalone | DE0501336 | As per HSA registered indication(s)
Orthopaedics | Spine - Thoracolumbar (TL) and sacral surgery | TL interbody cage | TL interbody core - Non-integrated | MEDTRONIC | CAGE 2922445 CLYDESDALE 22 12DEG 14X45 | 2922445 | Standalone | DE0501336 | As per HSA registered indication(s)
Orthopaedics | Spine - Thoracolumbar (TL) and sacral surgery | TL interbody cage | TL interbody core - Non-integrated | MEDTRONIC | CAGE 2922450 CLYDESDALE 22 12DEG 14X50 | 2922450 | Standalone | DE0501336 | As per HSA registered indication(s)
Orthopaedics | Spine - Thoracolumbar (TL) and sacral surgery | TL interbody cage | TL interbody core - Non-integrated | MEDTRONIC | CAGE 2922455 CLYDESDALE 22 12DEG 14X55 | 2922455 | Standalone | DE0501336 | As per HSA registered indication(s)
Orthopaedics | Spine - Thoracolumbar (TL) and sacral surgery | TL interbody cage | TL interbody core - Non-integrated | MEDTRONIC | CAGE 2922460 CLYDESDALE 22 12DEG 14X60 | 2922460 | Standalone | DE0501336 | As per HSA registered indication(s)
Orthopaedics | Spine - Thoracolumbar (TL) and sacral surgery | TL interbody cage | TL interbody core - Non-integrated | MEDTRONIC | CAGE 2968040 CLYDESDALE PEEK IB 6 10X40 | 2968040 | Standalone | DE0501336 | As per HSA registered indication(s)
Orthopaedics | Spine - Thoracolumbar (TL) and sacral surgery | TL interbody cage | TL interbody core - Non-integrated | MEDTRONIC | CAGE 2968045 CLYDESDALE PEEK IB 6 10X45 | 2968045 | Standalone | DE0501336 | As per HSA registered indication(s)
Orthopaedics | Spine - Thoracolumbar (TL) and sacral surgery | TL interbody cage | TL interbody core - Non-integrated | MEDTRONIC | CAGE 2968050 CLYDESDALE PEEK IB 6 10X50 | 2968050 | Standalone | DE0501336 | As per HSA registered indication(s)
Orthopaedics | Spine - Thoracolumbar (TL) and sacral surgery | TL interbody cage | TL interbody core - Non-integrated | MEDTRONIC | CAGE 2968055 CLYDESDALE PEEK IB 6 10X55 | 2968055 | Standalone | DE0501336 | As per HSA registered indication(s)
Orthopaedics | Spine - Thoracolumbar (TL) and sacral surgery | TL interbody cage | TL interbody core - Non-integrated | MEDTRONIC | CAGE 2968060 CLYDESDALE PEEK IB 6 10X60 | 2968060 | Standalone | DE0501336 | As per HSA registered indication(s)
Orthopaedics | Spine - Thoracolumbar (TL) and sacral surgery | TL interbody cage | TL interbody core - Non-integrated | MEDTRONIC | CAGE 2968240 CLYDESDALE PEEK IB 6 12X40 | 2968240 | Standalone | DE0501336 | As per HSA registered indication(s)
Orthopaedics | Spine - Thoracolumbar (TL) and sacral surgery | TL interbody cage | TL interbody core - Non-integrated | MEDTRONIC | CAGE 2968245 CLYDESDALE PEEK IB 6 12X45 | 2968245 | Standalone | DE0501336 | As per HSA registered indication(s)
Orthopaedics | Spine - Thoracolumbar (TL) and sacral surgery | TL interbody cage | TL interbody core - Non-integrated | MEDTRONIC | CAGE 2968250 CLYDESDALE PEEK IB 6 12X50 | 2968250 | Standalone | DE0501336 | As per HSA registered indication(s)
Orthopaedics | Spine - Thoracolumbar (TL) and sacral surgery | TL interbody cage | TL interbody core - Non-integrated | MEDTRONIC | CAGE 2968255 CLYDESDALE PEEK IB 6 12X55 | 2968255 | Standalone | DE0501336 | As per HSA registered indication(s)
Orthopaedics | Spine - Thoracolumbar (TL) and sacral surgery | TL interbody cage | TL interbody core - Non-integrated | MEDTRONIC | CAGE 2968260 CLYDESDALE PEEK IB 6 12X60 | 2968260 | Standalone | DE0501336 | As per HSA registered indication(s)
Orthopaedics | Spine - Thoracolumbar (TL) and sacral surgery | TL interbody cage | TL interbody core - Non-integrated | MEDTRONIC | CAGE 2968440 CLYDESDALE PEEK IB 6 14X40 | 2968440 | Standalone | DE0501336 | As per HSA registered indication(s)
Orthopaedics | Spine - Thoracolumbar (TL) and sacral surgery | TL interbody cage | TL interbody core - Non-integrated | MEDTRONIC | CAGE 2968445 CLYDESDALE PEEK IB 6 14X45 | 2968445 | Standalone | DE0501336 | As per HSA registered indication(s)
Orthopaedics | Spine - Thoracolumbar (TL) and sacral surgery | TL interbody cage | TL interbody core - Non-integrated | MEDTRONIC | CAGE 2968450 CLYDESDALE PEEK IB 6 14X50 | 2968450 | Standalone | DE0501336 | As per HSA registered indication(s)
Orthopaedics | Spine - Thoracolumbar (TL) and sacral surgery | TL interbody cage | TL interbody core - Non-integrated | MEDTRONIC | CAGE 2968455 CLYDESDALE PEEK IB 6 14X55 | 2968455 | Standalone | DE0501336 | As per HSA registered indication(s)
Orthopaedics | Spine - Thoracolumbar (TL) and sacral surgery | TL interbody cage | TL interbody core - Non-integrated | MEDTRONIC | CAGE 2968460 CLYDESDALE PEEK IB 6 14X60 | 2968460 | Standalone | DE0501336 | As per HSA registered indication(s)
Orthopaedics | Spine - Thoracolumbar (TL) and sacral surgery | TL interbody cage | TL interbody core - Non-integrated | MEDTRONIC | CAGE 2968840 CLYDESDALE PEEK IB 6 8X40 | 2968840 | Standalone | DE0501336 | As per HSA registered indication(s)
Orthopaedics | Spine - Thoracolumbar (TL) and sacral surgery | TL interbody cage | TL interbody core - Non-integrated | MEDTRONIC | CAGE 2968845 CLYDESDALE PEEK IB 6 8X45 | 2968845 | Standalone | DE0501336 | As per HSA registered indication(s)
Orthopaedics | Spine - Thoracolumbar (TL) and sacral surgery | TL interbody cage | TL interbody core - Non-integrated | MEDTRONIC | CAGE 2968850 CLYDESDALE PEEK IB 6 8X50 | 2968850 | Standalone | DE0501336 | As per HSA registered indication(s)
Orthopaedics | Spine - Thoracolumbar (TL) and sacral surgery | TL interbody cage | TL interbody core - Non-integrated | MEDTRONIC | CAGE 2968855 CLYDESDALE PEEK IB 6 8X55 | 2968855 | Standalone | DE0501336 | As per HSA registered indication(s)
Orthopaedics | Spine - Thoracolumbar (TL) and sacral surgery | TL interbody cage | TL interbody core - Non-integrated | MEDTRONIC | CAGE 2968860 CLYDESDALE PEEK IB 6 8X60 | 2968860 | Standalone | DE0501336 | As per HSA registered indication(s)
Orthopaedics | Spine - Occipito-cervical (OC) surgery | Cervical interbody cage | Cervical interbody core - Non-integrated | MEDTRONIC | CAGE 6211404 PEEK ANATOMIC 14X11X4 | 6211404 | Standalone | DE0507951 | As per HSA registered indication(s)
Orthopaedics | Spine - Occipito-cervical (OC) surgery | Cervical interbody cage | Cervical interbody core - Non-integrated | MEDTRONIC | CAGE 6211405 PEEK ANATOMIC 14X11X5 | 6211405 | Standalone | DE0507951 | As per HSA registered indication(s)
Orthopaedics | Spine - Occipito-cervical (OC) surgery | Cervical interbody cage | Cervical interbody core - Non-integrated | MEDTRONIC | CAGE 6211406 PEEK ANATOMIC 14X11X6 | 6211406 | Standalone | DE0507951 | As per HSA registered indication(s)
Orthopaedics | Spine - Occipito-cervical (OC) surgery | Cervical interbody cage | Cervical interbody core - Non-integrated | MEDTRONIC | CAGE 6211407 PEEK ANATOMIC 14X11X7 | 6211407 | Standalone | DE0507951 | As per HSA registered indication(s)
Orthopaedics | Spine - Occipito-cervical (OC) surgery | Cervical interbody cage | Cervical interbody core - Non-integrated | MEDTRONIC | CAGE 6211408 PEEK ANATOMIC 14X11X8 | 6211408 | Standalone | DE0507951 | As per HSA registered indication(s)
Orthopaedics | Spine - Occipito-cervical (OC) surgery | Cervical interbody cage | Cervical interbody core - Non-integrated | MEDTRONIC | CAGE 6211409 PEEK ANATOMIC 14X11X9 | 6211409 | Standalone | DE0507951 | As per HSA registered indication(s)
Orthopaedics | Spine - Occipito-cervical (OC) surgery | Cervical interbody cage | Cervical interbody core - Non-integrated | MEDTRONIC | CAGE 6211604 PEEK ANATOMIC 16X14X4 | 6211604 | Standalone | DE0507951 | As per HSA registered indication(s)
Orthopaedics | Spine - Occipito-cervical (OC) surgery | Cervical interbody cage | Cervical interbody core - Non-integrated | MEDTRONIC | CAGE 6211605 PEEK ANATOMIC 16X14X5 | 6211605 | Standalone | DE0507951 | As per HSA registered indication(s)
Orthopaedics | Spine - Occipito-cervical (OC) surgery | Cervical interbody cage | Cervical interbody core - Non-integrated | MEDTRONIC | CAGE 6211606 PEEK ANATOMIC 16X14X6 | 6211606 | Standalone | DE0507951 | As per HSA registered indication(s)
Orthopaedics | Spine - Occipito-cervical (OC) surgery | Cervical interbody cage | Cervical interbody core - Non-integrated | MEDTRONIC | CAGE 6211607 PEEK ANATOMIC 16X14X7 | 6211607 | Standalone | DE0507951 | As per HSA registered indication(s)
Orthopaedics | Spine - Thoracolumbar (TL) and sacral surgery | TL interbody cage | TL interbody core - Non-integrated | GLOBUS MEDICAL | Caliber Spacer 10x22, 11-15mm, 15 degrees | 194.822 | Standalone | DE0501451 | As per HSA registered indication(s)
Orthopaedics | Spine - Thoracolumbar (TL) and sacral surgery | TL interbody cage | TL interbody core - Non-integrated | GLOBUS MEDICAL | Caliber Spacer 10x22, 7-10mm | 194.510 | Standalone | DE0501451 | As per HSA registered indication(s)
Orthopaedics | Spine - Thoracolumbar (TL) and sacral surgery | TL interbody cage | TL interbody core - Non-integrated | GLOBUS MEDICAL | Caliber Spacer 10x22, 7mm, 0-10 degrees | 194.272 | Standalone | DE0501451 | As per HSA registered indication(s)
Orthopaedics | Spine - Thoracolumbar (TL) and sacral surgery | TL interbody cage | TL interbody core - Non-integrated | GLOBUS MEDICAL | Caliber Spacer 10x22, 8-12mm | 194.122 | Standalone | DE0501451 | As per HSA registered indication(s)
Orthopaedics | Spine - Thoracolumbar (TL) and sacral surgery | TL interbody cage | TL interbody core - Non-integrated | GLOBUS MEDICAL | Caliber Spacer 10x22, 8mm, 0-12 degrees | 194.282 | Standalone | DE0501451 | As per HSA registered indication(s)
Orthopaedics | Spine - Thoracolumbar (TL) and sacral surgery | TL interbody cage | TL interbody core - Non-integrated | GLOBUS MEDICAL | Caliber Spacer 10x22, 9-13mm | 194.422 | Standalone | DE0501451 | As per HSA registered indication(s)
Orthopaedics | Spine - Thoracolumbar (TL) and sacral surgery | TL interbody cage | TL interbody core - Non-integrated | GLOBUS MEDICAL | Caliber Spacer 10x22, 9-13mm, 12 degrees | 194.610 | Standalone | DE0501451 | As per HSA registered indication(s)
Orthopaedics | Spine - Thoracolumbar (TL) and sacral surgery | TL interbody cage | TL interbody core - Non-integrated | GLOBUS MEDICAL | Caliber Spacer 10x26, 11-15mm, 15 degrees | 194.826 | Standalone | DE0501451 | As per HSA registered indication(s)
Orthopaedics | Spine - Thoracolumbar (TL) and sacral surgery | TL interbody cage | TL interbody core - Non-integrated | GLOBUS MEDICAL | Caliber Spacer 10x26, 7-10mm | 194.511 | Standalone | DE0501451 | As per HSA registered indication(s)
Orthopaedics | Spine - Thoracolumbar (TL) and sacral surgery | TL interbody cage | TL interbody core - Non-integrated | GLOBUS MEDICAL | Caliber Spacer 10x26, 7mm, 0-10 degrees | 194.273 | Standalone | DE0501451 | As per HSA registered indication(s)
Orthopaedics | Spine - Thoracolumbar (TL) and sacral surgery | TL interbody cage | TL interbody core - Non-integrated | GLOBUS MEDICAL | Caliber Spacer 10x26, 8-12mm | 194.126 | Standalone | DE0501451 | As per HSA registered indication(s)
Orthopaedics | Spine - Thoracolumbar (TL) and sacral surgery | TL interbody cage | TL interbody core - Non-integrated | GLOBUS MEDICAL | Caliber Spacer 10x26, 8mm, 0-12 degrees | 194.283 | Standalone | DE0501451 | As per HSA registered indication(s)
Orthopaedics | Spine - Thoracolumbar (TL) and sacral surgery | TL interbody cage | TL interbody core - Non-integrated | GLOBUS MEDICAL | Caliber Spacer 10x26, 9-13mm | 194.426 | Standalone | DE0501451 | As per HSA registered indication(s)
Orthopaedics | Spine - Thoracolumbar (TL) and sacral surgery | TL interbody cage | TL interbody core - Non-integrated | GLOBUS MEDICAL | Caliber Spacer 10x26, 9-13mm, 12 degrees | 194.611 | Standalone | DE0501451 | As per HSA registered indication(s)
Orthopaedics | Spine - Thoracolumbar (TL) and sacral surgery | TL interbody cage | TL interbody core - Non-integrated | GLOBUS MEDICAL | Caliber Spacer 10x30, 11-15mm, 15 degrees | 194.830 | Standalone | DE0501451 | As per HSA registered indication(s)
Orthopaedics | Spine - Thoracolumbar (TL) and sacral surgery | TL interbody cage | TL interbody core - Non-integrated | GLOBUS MEDICAL | Caliber Spacer 10x30, 7-10mm | 194.512 | Standalone | DE0501451 | As per HSA registered indication(s)
Orthopaedics | Spine - Thoracolumbar (TL) and sacral surgery | TL interbody cage | TL interbody core - Non-integrated | GLOBUS MEDICAL | Caliber Spacer 10x30, 7mm, 0-10 degrees | 194.274 | Standalone | DE0501451 | As per HSA registered indication(s)
Orthopaedics | Spine - Thoracolumbar (TL) and sacral surgery | TL interbody cage | TL interbody core - Non-integrated | GLOBUS MEDICAL | Caliber Spacer 10x30, 8-12mm | 194.130 | Standalone | DE0501451 | As per HSA registered indication(s)
Orthopaedics | Spine - Thoracolumbar (TL) and sacral surgery | TL interbody cage | TL interbody core - Non-integrated | GLOBUS MEDICAL | Caliber Spacer 10x30, 8mm 0-12 degrees | 194.284 | Standalone | DE0501451 | As per HSA registered indication(s)
Orthopaedics | Spine - Thoracolumbar (TL) and sacral surgery | TL interbody cage | TL interbody core - Non-integrated | GLOBUS MEDICAL | Caliber Spacer 10x30, 9-13mm | 194.430 | Standalone | DE0501451 | As per HSA registered indication(s)
Orthopaedics | Spine - Thoracolumbar (TL) and sacral surgery | TL interbody cage | TL interbody core - Non-integrated | GLOBUS MEDICAL | Caliber Spacer 10x30, 9-13mm, 12 degrees | 194.612 | Standalone | DE0501451 | As per HSA registered indication(s)
Orthopaedics | Spine - Occipito-cervical (OC) surgery | OC fusion and fixation implant | Cervical pedicle/lateral mass screw - Shank, tulip | MEDTRONIC | CANCELLOUS CORTICAL LAG L, 4.0MM X 36MM | 873-136 | Standalone | DE0000745 | As per HSA registered indication(s)
Orthopaedics | Spine - Occipito-cervical (OC) surgery | OC fusion and fixation implant | Cervical pedicle/lateral mass screw - Shank, tulip | MEDTRONIC | CANCELLOUS CORTICAL LAG L, 4.0MM X 38MM | 873-138 | Standalone | DE0000745 | As per HSA registered indication(s)
Orthopaedics | Spine - Occipito-cervical (OC) surgery | OC fusion and fixation implant | Cervical pedicle/lateral mass screw - Shank, tulip | MEDTRONIC | CANCELLOUS CORTICAL LAG L, 4.0MM X 40MM | 873-140 | Standalone | DE0000745 | As per HSA registered indication(s)
Orthopaedics | Spine - Occipito-cervical (OC) surgery | OC fusion and fixation implant | Cervical pedicle/lateral mass screw - Shank, tulip | MEDTRONIC | CANCELLOUS CORTICAL LAG L, 4.0MM X 42MM | 873-142 | Standalone | DE0000745 | As per HSA registered indication(s)
Orthopaedics | Spine - Occipito-cervical (OC) surgery | OC fusion and fixation implant | Cervical pedicle/lateral mass screw - Shank, tulip | MEDTRONIC | CANCELLOUS CORTICAL LAG L, 4.0MM X 44MM | 873-144 | Standalone | DE0000745 | As per HSA registered indication(s)
Orthopaedics | Spine - Occipito-cervical (OC) surgery | OC fusion and fixation implant | Cervical pedicle/lateral mass screw - Shank, tulip | MEDTRONIC | CANCELLOUS CORTICAL LAG L, 4.0MM X 46MM | 873-146 | Standalone | DE0000745 | As per HSA registered indication(s)
Orthopaedics | Spine - Occipito-cervical (OC) surgery | OC fusion and fixation implant | Cervical pedicle/lateral mass screw - Shank, tulip | MEDTRONIC | CANCELLOUS CORTICAL LAG L, 4.0MM X 48MM | 873-148 | Standalone | DE0000745 | As per HSA registered indication(s)
Orthopaedics | Spine - Occipito-cervical (OC) surgery | OC fusion and fixation implant | Cervical pedicle/lateral mass screw - Shank, tulip | MEDTRONIC | CANCELLOUS CORTICAL LAG L, 4.0MM X 50MM | 873-150 | Standalone | DE0000745 | As per HSA registered indication(s)
Orthopaedics | Spine - Occipito-cervical (OC) surgery | OC fusion and fixation implant | Cervical pedicle/lateral mass screw - Shank, tulip | MEDTRONIC | CANNULATED CORTICAL L, 4.0MM X 30MM | 873-030 | Standalone | DE0000745 | As per HSA registered indication(s)
Orthopaedics | Spine - Occipito-cervical (OC) surgery | OC fusion and fixation implant | Cervical pedicle/lateral mass screw - Shank, tulip | MEDTRONIC | CANNULATED CORTICAL L, 4.0MM X 32MM | 873-032 | Standalone | DE0000745 | As per HSA registered indication(s)
Orthopaedics | Spine - Occipito-cervical (OC) surgery | OC fusion and fixation implant | Cervical pedicle/lateral mass screw - Shank, tulip | MEDTRONIC | CANNULATED CORTICAL L, 4.0MM X 34MM | 873-034 | Standalone | DE0000745 | As per HSA registered indication(s)
Orthopaedics | Spine - Occipito-cervical (OC) surgery | OC fusion and fixation implant | Cervical pedicle/lateral mass screw - Shank, tulip | MEDTRONIC | CANNULATED CORTICAL L, 4.0MM X 36MM | 873-036 | Standalone | DE0000745 | As per HSA registered indication(s)
Orthopaedics | Spine - Occipito-cervical (OC) surgery | OC fusion and fixation implant | Cervical pedicle/lateral mass screw - Shank, tulip | MEDTRONIC | CANNULATED CORTICAL L, 4.0MM X 38MM | 873-038 | Standalone | DE0000745 | As per HSA registered indication(s)
Orthopaedics | Spine - Occipito-cervical (OC) surgery | OC fusion and fixation implant | Cervical pedicle/lateral mass screw - Shank, tulip | MEDTRONIC | CANNULATED CORTICAL L, 4.0MM X 40MM | 873-040 | Standalone | DE0000745 | As per HSA registered indication(s)
Orthopaedics | Spine - Occipito-cervical (OC) surgery | OC fusion and fixation implant | Cervical pedicle/lateral mass screw - Shank, tulip | MEDTRONIC | CANNULATED CORTICAL L, 4.0MM X 42MM | 873-042 | Standalone | DE0000745 | As per HSA registered indication(s)
Orthopaedics | Spine - Occipito-cervical (OC) surgery | OC fusion and fixation implant | Cervical pedicle/lateral mass screw - Shank, tulip | MEDTRONIC | CANNULATED CORTICAL L, 4.0MM X 44MM | 873-044 | Standalone | DE0000745 | As per HSA registered indication(s)
Orthopaedics | Spine - Occipito-cervical (OC) surgery | OC fusion and fixation implant | Cervical pedicle/lateral mass screw - Shank, tulip | MEDTRONIC | CANNULATED CORTICAL L, 4.0MM X 46MM | 873-046 | Standalone | DE0000745 | As per HSA registered indication(s)
Orthopaedics | Spine - Occipito-cervical (OC) surgery | OC fusion and fixation implant | Cervical pedicle/lateral mass screw - Shank, tulip | MEDTRONIC | CANNULATED CORTICAL L, 4.0MM X 48MM | 873-048 | Standalone | DE0000745 | As per HSA registered indication(s)
Orthopaedics | Spine - Occipito-cervical (OC) surgery | OC fusion and fixation implant | Cervical pedicle/lateral mass screw - Shank, tulip | MEDTRONIC | CANNULATED CORTICAL L, 4.0MM X 50MM | 873-050 | Standalone | DE0000745 | As per HSA registered indication(s)
Orthopaedics | Spine - Occipito-cervical (OC) surgery | Cervical vertebral body replacement (VBR) | Cervical VBR fixation accessories | K2M | CAPRI SMALL EXPANDABLE Angle Set Screw | 7501-10002-G1 | Standalone | DE0503964 | As per HSA registered indication(s)
Orthopaedics | Spine - Occipito-cervical (OC) surgery | Cervical vertebral body replacement (VBR) | Cervical VBR core | K2M | CAPRI SMALL EXPANDABLE Corpectomy Cage with Set Screw 13x16mm, 18-21mm, 0DEG, 0-20DEG | 7512-21621L0-G3 | Standalone | DE0503964 | As per HSA registered indication(s)
Orthopaedics | Spine - Occipito-cervical (OC) surgery | Cervical vertebral body replacement (VBR) | Cervical VBR core | K2M | CAPRI SMALL EXPANDABLE Corpectomy Cage with Set Screw 13x16mm, 20-24mm, 0DEG, 0-20DEG | 7512-21624L0-G3 | Standalone | DE0503964 | As per HSA registered indication(s)
Orthopaedics | Spine - Occipito-cervical (OC) surgery | Cervical vertebral body replacement (VBR) | Cervical VBR core | K2M | CAPRI SMALL EXPANDABLE Corpectomy Cage with Set Screw 13x16mm, 22-28mm, 0DEG, 0-20DEG | 7512-21628L0-G3 | Standalone | DE0503964 | As per HSA registered indication(s)
Orthopaedics | Spine - Occipito-cervical (OC) surgery | Cervical vertebral body replacement (VBR) | Cervical VBR core | K2M | CAPRI SMALL EXPANDABLE Corpectomy Cage with Set Screw 13x16mm, 26-36mm, 0DEG, 0-20DEG | 7512-21636L0-G3 | Standalone | DE0503964 | As per HSA registered indication(s)
Orthopaedics | Spine - Occipito-cervical (OC) surgery | Cervical vertebral body replacement (VBR) | Cervical VBR core | K2M | CAPRI SMALL EXPANDABLE Corpectomy Cage with Set Screw 13x16mm, 32-46mm, 0DEG, 0-20DEG | 7512-21646L0-G3 | Standalone | DE0503964 | As per HSA registered indication(s)
Orthopaedics | Spine - Occipito-cervical (OC) surgery | Cervical vertebral body replacement (VBR) | Cervical VBR core | K2M | CAPRI SMALL EXPANDABLE Corpectomy Cage with Set Screw 13x16mm, 38-54mm, 5DEG, 0-20DEG | 7512-21654L5-G3 | Standalone | DE0503964 | As per HSA registered indication(s)
Orthopaedics | Spine - Occipito-cervical (OC) surgery | Cervical vertebral body replacement (VBR) | Cervical VBR core | K2M | CAPRI SMALL EXPANDABLE Corpectomy Cage with Set Screw 13x16mm, 48-64mm, 5DEG, 0-20DEG | 7512-21664L5-G3 | Standalone | DE0503964 | As per HSA registered indication(s)
Orthopaedics | Spine - Occipito-cervical (OC) surgery | Cervical vertebral body replacement (VBR) | Cervical VBR core | K2M | CAPRI SMALL EXPANDABLE Corpectomy Cage with Set Screw 13x16mm, 58-74mm, 10DEG, 0-20DEG | 7512-21674L10-G3 | Standalone | DE0503964 | As per HSA registered indication(s)
Orthopaedics | Spine - Occipito-cervical (OC) surgery | Cervical vertebral body replacement (VBR) | Cervical VBR core | K2M | CAPRI SMALL EXPANDABLE Corpectomy Cage with Set Screw 14x18mm, 18-21mm, 0DEG, 0-20DEG | 7512-21821L0-G3 | Standalone | DE0503964 | As per HSA registered indication(s)
Orthopaedics | Spine - Occipito-cervical (OC) surgery | Cervical vertebral body replacement (VBR) | Cervical VBR core | K2M | CAPRI SMALL EXPANDABLE Corpectomy Cage with Set Screw 14x18mm, 20-24mm, 0DEG, 0-20DEG | 7512-21824L0-G3 | Standalone | DE0503964 | As per HSA registered indication(s)
Orthopaedics | Spine - Occipito-cervical (OC) surgery | Cervical vertebral body replacement (VBR) | Cervical VBR core | K2M | CAPRI SMALL EXPANDABLE Corpectomy Cage with Set Screw 14x18mm, 22-28mm, 0DEG, 0-20DEG | 7512-21828L0-G3 | Standalone | DE0503964 | As per HSA registered indication(s)
Orthopaedics | Spine - Occipito-cervical (OC) surgery | Cervical vertebral body replacement (VBR) | Cervical VBR core | K2M | CAPRI SMALL EXPANDABLE Corpectomy Cage with Set Screw 14x18mm, 26-36mm, 0DEG, 0-20DEG | 7512-21836L0-G3 | Standalone | DE0503964 | As per HSA registered indication(s)
Orthopaedics | Spine - Occipito-cervical (OC) surgery | Cervical vertebral body replacement (VBR) | Cervical VBR core | K2M | CAPRI SMALL EXPANDABLE Corpectomy Cage with Set Screw 14x18mm, 32-46mm, 0DEG, 0-20DEG | 7512-21846L0-G3 | Standalone | DE0503964 | As per HSA registered indication(s)
Orthopaedics | Spine - Occipito-cervical (OC) surgery | Cervical vertebral body replacement (VBR) | Cervical VBR core | K2M | CAPRI SMALL EXPANDABLE Corpectomy Cage with Set Screw 14x18mm, 38-54mm, 5DEG, 0-20DEG | 7512-21854L5-G3 | Standalone | DE0503964 | As per HSA registered indication(s)
Orthopaedics | Spine - Occipito-cervical (OC) surgery | Cervical vertebral body replacement (VBR) | Cervical VBR core | K2M | CAPRI SMALL EXPANDABLE Corpectomy Cage with Set Screw 14x18mm, 48-64mm, 5DEG, 0-20DEG | 7512-21864L5-G3 | Standalone | DE0503964 | As per HSA registered indication(s)
Orthopaedics | Spine - Occipito-cervical (OC) surgery | Cervical vertebral body replacement (VBR) | Cervical VBR core | K2M | CAPRI SMALL EXPANDABLE Corpectomy Cage with Set Screw 14x18mm, 58-74mm, 10DEG, 0-20DEG | 7512-21874L10-G3 | Standalone | DE0503964 | As per HSA registered indication(s)
Orthopaedics | Spine - Occipito-cervical (OC) surgery | Cervical vertebral body replacement (VBR) | Cervical VBR fixation accessories | K2M | CAPRI SMALL EXPANDABLE Height Set Screw | 7501-10001-G1 | Standalone | DE0503964 | As per HSA registered indication(s)
Orthopaedics | Spine - Occipito-cervical (OC) surgery | Cervical vertebral body replacement (VBR) | Cervical VBR core | K2M | CAPRI SMALL Solid Corpectomy 12x14x12 mm, 7DEG | 7501-21412L7-G2 | Standalone | DE0503964 | As per HSA registered indication(s)
Orthopaedics | Spine - Occipito-cervical (OC) surgery | Cervical vertebral body replacement (VBR) | Cervical VBR core | K2M | CAPRI SMALL Solid Corpectomy 12x14x13 mm, 7DEG | 7501-21413L7-G2 | Standalone | DE0503964 | As per HSA registered indication(s)
Orthopaedics | Spine - Occipito-cervical (OC) surgery | Cervical vertebral body replacement (VBR) | Cervical VBR core | K2M | CAPRI SMALL Solid Corpectomy 12x14x14 mm, 7DEG | 7501-21414L7-G2 | Standalone | DE0503964 | As per HSA registered indication(s)
Orthopaedics | Spine - Occipito-cervical (OC) surgery | Cervical vertebral body replacement (VBR) | Cervical VBR core | K2M | CAPRI SMALL Solid Corpectomy 12x14x15 mm, 7DEG | 7501-21415L7-G2 | Standalone | DE0503964 | As per HSA registered indication(s)
Orthopaedics | Spine - Occipito-cervical (OC) surgery | Cervical vertebral body replacement (VBR) | Cervical VBR core | K2M | CAPRI SMALL Solid Corpectomy 12x14x16 mm, 7DEG | 7501-21416L7-G2 | Standalone | DE0503964 | As per HSA registered indication(s)
Orthopaedics | Spine - Occipito-cervical (OC) surgery | Cervical vertebral body replacement (VBR) | Cervical VBR core | K2M | CAPRI SMALL Solid Corpectomy 12x14x17 mm, 7DEG | 7501-21417L7-G2 | Standalone | DE0503964 | As per HSA registered indication(s)
Orthopaedics | Spine - Occipito-cervical (OC) surgery | Cervical vertebral body replacement (VBR) | Cervical VBR core | K2M | CAPRI SMALL Solid Corpectomy 12x14x18 mm, 7DEG | 7501-21418L7-G2 | Standalone | DE0503964 | As per HSA registered indication(s)
Orthopaedics | Spine - Occipito-cervical (OC) surgery | Cervical vertebral body replacement (VBR) | Cervical VBR core | K2M | CAPRI SMALL Solid Corpectomy 12x14x19 mm, 7DEG | 7501-21419L7-G2 | Standalone | DE0503964 | As per HSA registered indication(s)
Orthopaedics | Spine - Occipito-cervical (OC) surgery | Cervical vertebral body replacement (VBR) | Cervical VBR core | K2M | CAPRI SMALL Solid Corpectomy 12x14x20 mm, 7DEG | 7501-21420L7-G2 | Standalone | DE0503964 | As per HSA registered indication(s)
Orthopaedics | Spine - Occipito-cervical (OC) surgery | Cervical vertebral body replacement (VBR) | Cervical VBR core | K2M | CAPRI SMALL Solid Corpectomy 12x14x21 mm, 7DEG | 7501-21421L7-G2 | Standalone | DE0503964 | As per HSA registered indication(s)
Orthopaedics | Spine - Occipito-cervical (OC) surgery | Cervical vertebral body replacement (VBR) | Cervical VBR core | K2M | CAPRI SMALL Solid Corpectomy 12x14x22 mm, 7DEG | 7501-21422L7-G2 | Standalone | DE0503964 | As per HSA registered indication(s)
Orthopaedics | Spine - Occipito-cervical (OC) surgery | Cervical vertebral body replacement (VBR) | Cervical VBR core | K2M | CAPRI SMALL Solid Corpectomy 12x14x23 mm, 7DEG | 7501-21423L7-G2 | Standalone | DE0503964 | As per HSA registered indication(s)
Orthopaedics | Spine - Occipito-cervical (OC) surgery | Cervical vertebral body replacement (VBR) | Cervical VBR core | K2M | CAPRI SMALL Solid Corpectomy 12x14x24 mm, 7DEG | 7501-21424L7-G2 | Standalone | DE0503964 | As per HSA registered indication(s)
Orthopaedics | Spine - Occipito-cervical (OC) surgery | Cervical vertebral body replacement (VBR) | Cervical VBR core | K2M | CAPRI SMALL Solid Corpectomy 12x14x25 mm, 7DEG | 7501-21425L7-G2 | Standalone | DE0503964 | As per HSA registered indication(s)
Orthopaedics | Spine - Occipito-cervical (OC) surgery | Cervical vertebral body replacement (VBR) | Cervical VBR core | K2M | CAPRI SMALL Solid Corpectomy 12x14x26 mm, 7DEG | 7501-21426L7-G2 | Standalone | DE0503964 | As per HSA registered indication(s)
Orthopaedics | Spine - Occipito-cervical (OC) surgery | Cervical vertebral body replacement (VBR) | Cervical VBR core | K2M | CAPRI SMALL Solid Corpectomy 12x14x27 mm, 7DEG | 7501-21427L7-G2 | Standalone | DE0503964 | As per HSA registered indication(s)
Orthopaedics | Spine - Occipito-cervical (OC) surgery | Cervical vertebral body replacement (VBR) | Cervical VBR core | K2M | CAPRI SMALL Solid Corpectomy 12x14x28 mm, 7DEG | 7501-21428L7-G2 | Standalone | DE0503964 | As per HSA registered indication(s)
Orthopaedics | Spine - Occipito-cervical (OC) surgery | Cervical vertebral body replacement (VBR) | Cervical VBR core | K2M | CAPRI SMALL Solid Corpectomy 12x14x29 mm, 7DEG | 7501-21429L7-G2 | Standalone | DE0503964 | As per HSA registered indication(s)
Orthopaedics | Spine - Occipito-cervical (OC) surgery | Cervical vertebral body replacement (VBR) | Cervical VBR core | K2M | CAPRI SMALL Solid Corpectomy 12x14x30 mm, 7DEG | 7501-21430L7-G2 | Standalone | DE0503964 | As per HSA registered indication(s)
Orthopaedics | Spine - Occipito-cervical (OC) surgery | Cervical vertebral body replacement (VBR) | Cervical VBR core | K2M | CAPRI SMALL Solid Corpectomy 12x14x31 mm, 7DEG | 7501-21431L7-G2 | Standalone | DE0503964 | As per HSA registered indication(s)
Orthopaedics | Spine - Occipito-cervical (OC) surgery | Cervical vertebral body replacement (VBR) | Cervical VBR core | K2M | CAPRI SMALL Solid Corpectomy 12x14x32 mm, 7DEG | 7501-21432L7-G2 | Standalone | DE0503964 | As per HSA registered indication(s)
Orthopaedics | Spine - Occipito-cervical (OC) surgery | Cervical vertebral body replacement (VBR) | Cervical VBR core | K2M | CAPRI SMALL Solid Corpectomy 12x14x33 mm, 7DEG | 7501-21433L7-G2 | Standalone | DE0503964 | As per HSA registered indication(s)
Orthopaedics | Spine - Occipito-cervical (OC) surgery | Cervical vertebral body replacement (VBR) | Cervical VBR core | K2M | CAPRI SMALL Solid Corpectomy 12x14x34 mm, 7DEG | 7501-21434L7-G2 | Standalone | DE0503964 | As per HSA registered indication(s)
Orthopaedics | Spine - Occipito-cervical (OC) surgery | Cervical vertebral body replacement (VBR) | Cervical VBR core | K2M | CAPRI SMALL Solid Corpectomy 12x14x35 mm, 7DEG | 7501-21435L7-G2 | Standalone | DE0503964 | As per HSA registered indication(s)
Orthopaedics | Spine - Occipito-cervical (OC) surgery | Cervical vertebral body replacement (VBR) | Cervical VBR core | K2M | CAPRI SMALL Solid Corpectomy 12x14x36 mm, 7DEG | 7501-21436L7-G2 | Standalone | DE0503964 | As per HSA registered indication(s)
Orthopaedics | Spine - Occipito-cervical (OC) surgery | Cervical vertebral body replacement (VBR) | Cervical VBR core | K2M | CAPRI SMALL Solid Corpectomy 12x14x38 mm, 7DEG | 7501-21438L7-G2 | Standalone | DE0503964 | As per HSA registered indication(s)
Orthopaedics | Spine - Occipito-cervical (OC) surgery | Cervical vertebral body replacement (VBR) | Cervical VBR core | K2M | CAPRI SMALL Solid Corpectomy 12x14x40 mm, 7DEG | 7501-21440L7-G2 | Standalone | DE0503964 | As per HSA registered indication(s)
Orthopaedics | Spine - Occipito-cervical (OC) surgery | Cervical vertebral body replacement (VBR) | Cervical VBR core | K2M | CAPRI SMALL Solid Corpectomy 12x14x42 mm, 7DEG | 7501-21442L7-G2 | Standalone | DE0503964 | As per HSA registered indication(s)
Orthopaedics | Spine - Occipito-cervical (OC) surgery | Cervical vertebral body replacement (VBR) | Cervical VBR core | K2M | CAPRI SMALL Solid Corpectomy 12x14x44 mm, 7DEG | 7501-21444L7-G2 | Standalone | DE0503964 | As per HSA registered indication(s)
Orthopaedics | Spine - Occipito-cervical (OC) surgery | Cervical vertebral body replacement (VBR) | Cervical VBR core | K2M | CAPRI SMALL Solid Corpectomy 12x14x46 mm, 7DEG | 7501-21446L7-G2 | Standalone | DE0503964 | As per HSA registered indication(s)
Orthopaedics | Spine - Occipito-cervical (OC) surgery | Cervical vertebral body replacement (VBR) | Cervical VBR core | K2M | CAPRI SMALL Solid Corpectomy 12x14x48 mm, 7DEG | 7501-21448L7-G2 | Standalone | DE0503964 | As per HSA registered indication(s)
Orthopaedics | Spine - Occipito-cervical (OC) surgery | Cervical vertebral body replacement (VBR) | Cervical VBR core | K2M | CAPRI SMALL Solid Corpectomy 12x14x50 mm, 7DEG | 7501-21450L7-G2 | Standalone | DE0503964 | As per HSA registered indication(s)
Orthopaedics | Spine - Occipito-cervical (OC) surgery | Cervical vertebral body replacement (VBR) | Cervical VBR core | K2M | CAPRI SMALL Solid Corpectomy 13x16x12 mm, 7DEG | 7501-21612L7-G2 | Standalone | DE0503964 | As per HSA registered indication(s)
Orthopaedics | Spine - Occipito-cervical (OC) surgery | Cervical vertebral body replacement (VBR) | Cervical VBR core | K2M | CAPRI SMALL Solid Corpectomy 13x16x13 mm, 7DEG | 7501-21613L7-G2 | Standalone | DE0503964 | As per HSA registered indication(s)
Orthopaedics | Spine - Occipito-cervical (OC) surgery | Cervical vertebral body replacement (VBR) | Cervical VBR core | K2M | CAPRI SMALL Solid Corpectomy 13x16x14 mm, 7DEG | 7501-21614L7-G2 | Standalone | DE0503964 | As per HSA registered indication(s)
Orthopaedics | Spine - Occipito-cervical (OC) surgery | Cervical vertebral body replacement (VBR) | Cervical VBR core | K2M | CAPRI SMALL Solid Corpectomy 13x16x15 mm, 7DEG | 7501-21615L7-G2 | Standalone | DE0503964 | As per HSA registered indication(s)
Orthopaedics | Spine - Occipito-cervical (OC) surgery | Cervical vertebral body replacement (VBR) | Cervical VBR core | K2M | CAPRI SMALL Solid Corpectomy 13x16x16 mm, 7DEG | 7501-21616L7-G2 | Standalone | DE0503964 | As per HSA registered indication(s)
Orthopaedics | Spine - Occipito-cervical (OC) surgery | Cervical vertebral body replacement (VBR) | Cervical VBR core | K2M | CAPRI SMALL Solid Corpectomy 13x16x17 mm, 7DEG | 7501-21617L7-G2 | Standalone | DE0503964 | As per HSA registered indication(s)
Orthopaedics | Spine - Occipito-cervical (OC) surgery | Cervical vertebral body replacement (VBR) | Cervical VBR core | K2M | CAPRI SMALL Solid Corpectomy 13x16x18 mm, 7DEG | 7501-21618L7-G2 | Standalone | DE0503964 | As per HSA registered indication(s)
Orthopaedics | Spine - Occipito-cervical (OC) surgery | Cervical vertebral body replacement (VBR) | Cervical VBR core | K2M | CAPRI SMALL Solid Corpectomy 13x16x19 mm, 7DEG | 7501-21619L7-G2 | Standalone | DE0503964 | As per HSA registered indication(s)
Orthopaedics | Spine - Occipito-cervical (OC) surgery | Cervical vertebral body replacement (VBR) | Cervical VBR core | K2M | CAPRI SMALL Solid Corpectomy 13x16x20 mm, 7DEG | 7501-21620L7-G2 | Standalone | DE0503964 | As per HSA registered indication(s)
Orthopaedics | Spine - Occipito-cervical (OC) surgery | Cervical vertebral body replacement (VBR) | Cervical VBR core | K2M | CAPRI SMALL Solid Corpectomy 13x16x21 mm, 7DEG | 7501-21621L7-G2 | Standalone | DE0503964 | As per HSA registered indication(s)
Orthopaedics | Spine - Occipito-cervical (OC) surgery | Cervical vertebral body replacement (VBR) | Cervical VBR core | K2M | CAPRI SMALL Solid Corpectomy 13x16x22 mm, 7DEG | 7501-21622L7-G2 | Standalone | DE0503964 | As per HSA registered indication(s)
Orthopaedics | Spine - Occipito-cervical (OC) surgery | Cervical vertebral body replacement (VBR) | Cervical VBR core | K2M | CAPRI SMALL Solid Corpectomy 13x16x23 mm, 7DEG | 7501-21623L7-G2 | Standalone | DE0503964 | As per HSA registered indication(s)
Orthopaedics | Spine - Occipito-cervical (OC) surgery | Cervical vertebral body replacement (VBR) | Cervical VBR core | K2M | CAPRI SMALL Solid Corpectomy 13x16x24 mm, 7DEG | 7501-21624L7-G2 | Standalone | DE0503964 | As per HSA registered indication(s)
Orthopaedics | Spine - Occipito-cervical (OC) surgery | Cervical vertebral body replacement (VBR) | Cervical VBR core | K2M | CAPRI SMALL Solid Corpectomy 13x16x25 mm, 7DEG | 7501-21625L7-G2 | Standalone | DE0503964 | As per HSA registered indication(s)
Orthopaedics | Spine - Occipito-cervical (OC) surgery | Cervical vertebral body replacement (VBR) | Cervical VBR core | K2M | CAPRI SMALL Solid Corpectomy 13x16x26 mm, 7DEG | 7501-21626L7-G2 | Standalone | DE0503964 | As per HSA registered indication(s)
Orthopaedics | Spine - Occipito-cervical (OC) surgery | Cervical vertebral body replacement (VBR) | Cervical VBR core | K2M | CAPRI SMALL Solid Corpectomy 13x16x27 mm, 7DEG | 7501-21627L7-G2 | Standalone | DE0503964 | As per HSA registered indication(s)
Orthopaedics | Spine - Occipito-cervical (OC) surgery | Cervical vertebral body replacement (VBR) | Cervical VBR core | K2M | CAPRI SMALL Solid Corpectomy 13x16x28 mm, 7DEG | 7501-21628L7-G2 | Standalone | DE0503964 | As per HSA registered indication(s)
Orthopaedics | Spine - Occipito-cervical (OC) surgery | Cervical vertebral body replacement (VBR) | Cervical VBR core | K2M | CAPRI SMALL Solid Corpectomy 13x16x29 mm, 7DEG | 7501-21629L7-G2 | Standalone | DE0503964 | As per HSA registered indication(s)
Orthopaedics | Spine - Occipito-cervical (OC) surgery | Cervical vertebral body replacement (VBR) | Cervical VBR core | K2M | CAPRI SMALL Solid Corpectomy 13x16x30 mm, 7DEG | 7501-21630L7-G2 | Standalone | DE0503964 | As per HSA registered indication(s)
Orthopaedics | Spine - Occipito-cervical (OC) surgery | Cervical vertebral body replacement (VBR) | Cervical VBR core | K2M | CAPRI SMALL Solid Corpectomy 13x16x31 mm, 7DEG | 7501-21631L7-G2 | Standalone | DE0503964 | As per HSA registered indication(s)
Orthopaedics | Spine - Occipito-cervical (OC) surgery | Cervical vertebral body replacement (VBR) | Cervical VBR core | K2M | CAPRI SMALL Solid Corpectomy 13x16x32 mm, 7DEG | 7501-21632L7-G2 | Standalone | DE0503964 | As per HSA registered indication(s)
Orthopaedics | Spine - Occipito-cervical (OC) surgery | Cervical vertebral body replacement (VBR) | Cervical VBR core | K2M | CAPRI SMALL Solid Corpectomy 13x16x33 mm, 7DEG | 7501-21633L7-G2 | Standalone | DE0503964 | As per HSA registered indication(s)
Orthopaedics | Spine - Occipito-cervical (OC) surgery | Cervical vertebral body replacement (VBR) | Cervical VBR core | K2M | CAPRI SMALL Solid Corpectomy 13x16x34 mm, 7DEG | 7501-21634L7-G2 | Standalone | DE0503964 | As per HSA registered indication(s)
Orthopaedics | Spine - Occipito-cervical (OC) surgery | Cervical vertebral body replacement (VBR) | Cervical VBR core | K2M | CAPRI SMALL Solid Corpectomy 13x16x35 mm, 7DEG | 7501-21635L7-G2 | Standalone | DE0503964 | As per HSA registered indication(s)
Orthopaedics | Spine - Occipito-cervical (OC) surgery | Cervical vertebral body replacement (VBR) | Cervical VBR core | K2M | CAPRI SMALL Solid Corpectomy 13x16x36 mm, 7DEG | 7501-21636L7-G2 | Standalone | DE0503964 | As per HSA registered indication(s)
Orthopaedics | Spine - Occipito-cervical (OC) surgery | Cervical vertebral body replacement (VBR) | Cervical VBR core | K2M | CAPRI SMALL Solid Corpectomy 13x16x38 mm, 7DEG | 7501-21638L7-G2 | Standalone | DE0503964 | As per HSA registered indication(s)
Orthopaedics | Spine - Occipito-cervical (OC) surgery | Cervical vertebral body replacement (VBR) | Cervical VBR core | K2M | CAPRI SMALL Solid Corpectomy 13x16x40 mm, 7DEG | 7501-21640L7-G2 | Standalone | DE0503964 | As per HSA registered indication(s)
Orthopaedics | Spine - Occipito-cervical (OC) surgery | Cervical vertebral body replacement (VBR) | Cervical VBR core | K2M | CAPRI SMALL Solid Corpectomy 13x16x42 mm, 7DEG | 7501-21642L7-G2 | Standalone | DE0503964 | As per HSA registered indication(s)
Orthopaedics | Spine - Occipito-cervical (OC) surgery | Cervical vertebral body replacement (VBR) | Cervical VBR core | K2M | CAPRI SMALL Solid Corpectomy 13x16x44 mm, 7DEG | 7501-21644L7-G2 | Standalone | DE0503964 | As per HSA registered indication(s)
Orthopaedics | Spine - Occipito-cervical (OC) surgery | Cervical vertebral body replacement (VBR) | Cervical VBR core | K2M | CAPRI SMALL Solid Corpectomy 13x16x46 mm, 7DEG | 7501-21646L7-G2 | Standalone | DE0503964 | As per HSA registered indication(s)
Orthopaedics | Spine - Occipito-cervical (OC) surgery | Cervical vertebral body replacement (VBR) | Cervical VBR core | K2M | CAPRI SMALL Solid Corpectomy 13x16x48 mm, 7DEG | 7501-21648L7-G2 | Standalone | DE0503964 | As per HSA registered indication(s)
Orthopaedics | Spine - Occipito-cervical (OC) surgery | Cervical vertebral body replacement (VBR) | Cervical VBR core | K2M | CAPRI SMALL Solid Corpectomy 13x16x50 mm, 7DEG | 7501-21650L7-G2 | Standalone | DE0503964 | As per HSA registered indication(s)
Orthopaedics | Spine - Thoracolumbar (TL) and sacral surgery | TL interbody cage | TL interbody core - Non-integrated | MEDTRONIC | CAPSTONE IR 12 DEG 10X22 | 4011022 | Standalone | DE0501221 | As per HSA registered indication(s)
Orthopaedics | Spine - Thoracolumbar (TL) and sacral surgery | TL interbody cage | TL interbody core - Non-integrated | MEDTRONIC | CAPSTONE IR 12 DEG 11X22 | 4011122 | Standalone | DE0501221 | As per HSA registered indication(s)
Orthopaedics | Spine - Thoracolumbar (TL) and sacral surgery | TL interbody cage | TL interbody core - Non-integrated | MEDTRONIC | CAPSTONE IR 12 DEG 12X22 | 4011222 | Standalone | DE0501221 | As per HSA registered indication(s)
Orthopaedics | Spine - Thoracolumbar (TL) and sacral surgery | TL interbody cage | TL interbody core - Non-integrated | MEDTRONIC | CAPSTONE IR 12 DEG 12X27 | 4011227 | Standalone | DE0501221 | As per HSA registered indication(s)
Orthopaedics | Spine - Thoracolumbar (TL) and sacral surgery | TL interbody cage | TL interbody core - Non-integrated | MEDTRONIC | CAPSTONE IR 12 DEG 13X22 | 4011322 | Standalone | DE0501221 | As per HSA registered indication(s)
Orthopaedics | Spine - Thoracolumbar (TL) and sacral surgery | TL interbody cage | TL interbody core - Non-integrated | MEDTRONIC | CAPSTONE IR 12 DEG 13X27 | 4011327 | Standalone | DE0501221 | As per HSA registered indication(s)
Orthopaedics | Spine - Thoracolumbar (TL) and sacral surgery | TL interbody cage | TL interbody core - Non-integrated | MEDTRONIC | CAPSTONE IR 12 DEG 14X22 | 4011422 | Standalone | DE0501221 | As per HSA registered indication(s)
Orthopaedics | Spine - Thoracolumbar (TL) and sacral surgery | TL interbody cage | TL interbody core - Non-integrated | MEDTRONIC | CAPSTONE IR 12 DEG 14X27 | 4011427 | Standalone | DE0501221 | As per HSA registered indication(s)
Orthopaedics | Spine - Thoracolumbar (TL) and sacral surgery | TL interbody cage | TL interbody core - Non-integrated | MEDTRONIC | CAPSTONE IR 12 DEG 15X22 | 4011522 | Standalone | DE0501221 | As per HSA registered indication(s)
Orthopaedics | Spine - Thoracolumbar (TL) and sacral surgery | TL interbody cage | TL interbody core - Non-integrated | MEDTRONIC | CAPSTONE IR 12 DEG 15X27 | 4011527 | Standalone | DE0501221 | As per HSA registered indication(s)
Orthopaedics | Spine - Thoracolumbar (TL) and sacral surgery | TL interbody cage | TL interbody core - Non-integrated | MEDTRONIC | CAPSTONE IR 18 DEG 13X22 | 4021322 | Standalone | DE0501221 | As per HSA registered indication(s)
Orthopaedics | Spine - Thoracolumbar (TL) and sacral surgery | TL interbody cage | TL interbody core - Non-integrated | MEDTRONIC | CAPSTONE IR 18 DEG 14X22 | 4021422 | Standalone | DE0501221 | As per HSA registered indication(s)
Orthopaedics | Spine - Thoracolumbar (TL) and sacral surgery | TL interbody cage | TL interbody core - Non-integrated | MEDTRONIC | CAPSTONE IR 18 DEG 14X27 | 4021427 | Standalone | DE0501221 | As per HSA registered indication(s)
Orthopaedics | Spine - Thoracolumbar (TL) and sacral surgery | TL interbody cage | TL interbody core - Non-integrated | MEDTRONIC | CAPSTONE IR 18 DEG 15X22 | 4021522 | Standalone | DE0501221 | As per HSA registered indication(s)
Orthopaedics | Spine - Thoracolumbar (TL) and sacral surgery | TL interbody cage | TL interbody core - Non-integrated | MEDTRONIC | CAPSTONE IR 18 DEG 15X27 | 4021527 | Standalone | DE0501221 | As per HSA registered indication(s)
Orthopaedics | Spine - Thoracolumbar (TL) and sacral surgery | TL interbody cage | TL interbody core - Non-integrated | MEDTRONIC | CAPSTONE IR 18 DEG 16X22 | 4021622 | Standalone | DE0501221 | As per HSA registered indication(s)
Orthopaedics | Spine - Thoracolumbar (TL) and sacral surgery | TL interbody cage | TL interbody core - Non-integrated | MEDTRONIC | CAPSTONE IR 18 DEG 16X27 | 4021627 | Standalone | DE0501221 | As per HSA registered indication(s)
Orthopaedics | Spine - Thoracolumbar (TL) and sacral surgery | TL interbody cage | TL interbody core - Non-integrated | MEDTRONIC | CAPSTONE IR 18 DEG 17X22 | 4021722 | Standalone | DE0501221 | As per HSA registered indication(s)
Orthopaedics | Spine - Thoracolumbar (TL) and sacral surgery | TL interbody cage | TL interbody core - Non-integrated | MEDTRONIC | CAPSTONE IR 18 DEG 17X27 | 4021727 | Standalone | DE0501221 | As per HSA registered indication(s)
Orthopaedics | Spine - Thoracolumbar (TL) and sacral surgery | TL interbody cage | TL interbody core - Non-integrated | MEDTRONIC | CAPSTONE IR 6 DEG 10X22 | 4001022 | Standalone | DE0501221 | As per HSA registered indication(s)
Orthopaedics | Spine - Thoracolumbar (TL) and sacral surgery | TL interbody cage | TL interbody core - Non-integrated | MEDTRONIC | CAPSTONE IR 6 DEG 10X27 | 4001027 | Standalone | DE0501221 | As per HSA registered indication(s)
Orthopaedics | Spine - Thoracolumbar (TL) and sacral surgery | TL interbody cage | TL interbody core - Non-integrated | MEDTRONIC | CAPSTONE IR 6 DEG 11X22 | 4001122 | Standalone | DE0501221 | As per HSA registered indication(s)
Orthopaedics | Spine - Thoracolumbar (TL) and sacral surgery | TL interbody cage | TL interbody core - Non-integrated | MEDTRONIC | CAPSTONE IR 6 DEG 11X27 | 4001127 | Standalone | DE0501221 | As per HSA registered indication(s)
Orthopaedics | Spine - Thoracolumbar (TL) and sacral surgery | TL interbody cage | TL interbody core - Non-integrated | MEDTRONIC | CAPSTONE IR 6 DEG 11X32 | 4001132 | Standalone | DE0501221 | As per HSA registered indication(s)
Orthopaedics | Spine - Thoracolumbar (TL) and sacral surgery | TL interbody cage | TL interbody core - Non-integrated | MEDTRONIC | CAPSTONE IR 6 DEG 12X22 | 4001222 | Standalone | DE0501221 | As per HSA registered indication(s)
Orthopaedics | Spine - Thoracolumbar (TL) and sacral surgery | TL interbody cage | TL interbody core - Non-integrated | MEDTRONIC | CAPSTONE IR 6 DEG 12X27 | 4001227 | Standalone | DE0501221 | As per HSA registered indication(s)
Orthopaedics | Spine - Thoracolumbar (TL) and sacral surgery | TL interbody cage | TL interbody core - Non-integrated | MEDTRONIC | CAPSTONE IR 6 DEG 12X32 | 4001232 | Standalone | DE0501221 | As per HSA registered indication(s)
Orthopaedics | Spine - Thoracolumbar (TL) and sacral surgery | TL interbody cage | TL interbody core - Non-integrated | MEDTRONIC | CAPSTONE IR 6 DEG 13X22 | 4001322 | Standalone | DE0501221 | As per HSA registered indication(s)
Orthopaedics | Spine - Thoracolumbar (TL) and sacral surgery | TL interbody cage | TL interbody core - Non-integrated | MEDTRONIC | CAPSTONE IR 6 DEG 13X27 | 4001327 | Standalone | DE0501221 | As per HSA registered indication(s)
Orthopaedics | Spine - Thoracolumbar (TL) and sacral surgery | TL interbody cage | TL interbody core - Non-integrated | MEDTRONIC | CAPSTONE IR 6 DEG 13X32 | 4001332 | Standalone | DE0501221 | As per HSA registered indication(s)
Orthopaedics | Spine - Thoracolumbar (TL) and sacral surgery | TL interbody cage | TL interbody core - Non-integrated | MEDTRONIC | CAPSTONE IR 6 DEG 14X22 | 4001422 | Standalone | DE0501221 | As per HSA registered indication(s)
Orthopaedics | Spine - Thoracolumbar (TL) and sacral surgery | TL interbody cage | TL interbody core - Non-integrated | MEDTRONIC | CAPSTONE IR 6 DEG 14X27 | 4001427 | Standalone | DE0501221 | As per HSA registered indication(s)
Orthopaedics | Spine - Thoracolumbar (TL) and sacral surgery | TL interbody cage | TL interbody core - Non-integrated | MEDTRONIC | CAPSTONE IR 6 DEG 14X32 | 4001432 | Standalone | DE0501221 | As per HSA registered indication(s)
Orthopaedics | Spine - Thoracolumbar (TL) and sacral surgery | TL interbody cage | TL interbody core - Non-integrated | MEDTRONIC | CAPSTONE PEEK 08x40 - 6DEG | 2966840INT | Standalone | DE0006354 | As per HSA registered indication(s)
Orthopaedics | Spine - Thoracolumbar (TL) and sacral surgery | TL interbody cage | TL interbody core - Non-integrated | MEDTRONIC | CAPSTONE PEEK 08x45 - 6DEG | 2966845INT | Standalone | DE0006354 | As per HSA registered indication(s)
Orthopaedics | Spine - Thoracolumbar (TL) and sacral surgery | TL interbody cage | TL interbody core - Non-integrated | MEDTRONIC | CAPSTONE PEEK 08x50 - 6DEG | 2966850INT | Standalone | DE0006354 | As per HSA registered indication(s)
Orthopaedics | Spine - Thoracolumbar (TL) and sacral surgery | TL interbody cage | TL interbody core - Non-integrated | MEDTRONIC | CAPSTONE PEEK 08x55 - 6DEG | 2966855INT | Standalone | DE0006354 | As per HSA registered indication(s)
Orthopaedics | Spine - Thoracolumbar (TL) and sacral surgery | TL interbody cage | TL interbody core - Non-integrated | MEDTRONIC | CAPSTONE PEEK 08x60 - 6DEG | 2966860INT | Standalone | DE0006354 | As per HSA registered indication(s)
Orthopaedics | Spine - Thoracolumbar (TL) and sacral surgery | TL interbody cage | TL interbody core - Non-integrated | MEDTRONIC | CAPSTONE PEEK 10x40 - 6DEG | 2966040INT | Standalone | DE0006354 | As per HSA registered indication(s)
Orthopaedics | Spine - Thoracolumbar (TL) and sacral surgery | TL interbody cage | TL interbody core - Non-integrated | MEDTRONIC | CAPSTONE PEEK 10x45 - 6DEG | 2966045INT | Standalone | DE0006354 | As per HSA registered indication(s)
Orthopaedics | Spine - Thoracolumbar (TL) and sacral surgery | TL interbody cage | TL interbody core - Non-integrated | MEDTRONIC | CAPSTONE PEEK 10x50 - 6DEG | 2966050INT | Standalone | DE0006354 | As per HSA registered indication(s)
Orthopaedics | Spine - Thoracolumbar (TL) and sacral surgery | TL interbody cage | TL interbody core - Non-integrated | MEDTRONIC | CAPSTONE PEEK 10x55 - 6DEG | 2966055INT | Standalone | DE0006354 | As per HSA registered indication(s)
Orthopaedics | Spine - Thoracolumbar (TL) and sacral surgery | TL interbody cage | TL interbody core - Non-integrated | MEDTRONIC | CAPSTONE PEEK 10x60 - 6DEG | 2966060INT | Standalone | DE0006354 | As per HSA registered indication(s)
Orthopaedics | Spine - Thoracolumbar (TL) and sacral surgery | TL interbody cage | TL interbody core - Non-integrated | MEDTRONIC | CAPSTONE PEEK 12x40 - 6DEG | 2966240INT | Standalone | DE0006354 | As per HSA registered indication(s)
Orthopaedics | Spine - Thoracolumbar (TL) and sacral surgery | TL interbody cage | TL interbody core - Non-integrated | MEDTRONIC | CAPSTONE PEEK 12x45 - 6DEG | 2966245INT | Standalone | DE0006354 | As per HSA registered indication(s)
Orthopaedics | Spine - Thoracolumbar (TL) and sacral surgery | TL interbody cage | TL interbody core - Non-integrated | MEDTRONIC | CAPSTONE PEEK 12x50 - 6DEG | 2966250INT | Standalone | DE0006354 | As per HSA registered indication(s)
Orthopaedics | Spine - Thoracolumbar (TL) and sacral surgery | TL interbody cage | TL interbody core - Non-integrated | MEDTRONIC | CAPSTONE PEEK 12x55 - 6DEG | 2966255INT | Standalone | DE0006354 | As per HSA registered indication(s)
Orthopaedics | Spine - Thoracolumbar (TL) and sacral surgery | TL interbody cage | TL interbody core - Non-integrated | MEDTRONIC | CAPSTONE PEEK 12x60 - 6DEG | 2966260INT | Standalone | DE0006354 | As per HSA registered indication(s)
Orthopaedics | Spine - Thoracolumbar (TL) and sacral surgery | TL interbody cage | TL interbody core - Non-integrated | MEDTRONIC | CAPSTONE PEEK 14x40 - 6DEG | 2966440INT | Standalone | DE0006354 | As per HSA registered indication(s)
Orthopaedics | Spine - Thoracolumbar (TL) and sacral surgery | TL interbody cage | TL interbody core - Non-integrated | MEDTRONIC | CAPSTONE PEEK 14x45 - 6DEG | 2966445INT | Standalone | DE0006354 | As per HSA registered indication(s)
Orthopaedics | Spine - Thoracolumbar (TL) and sacral surgery | TL interbody cage | TL interbody core - Non-integrated | MEDTRONIC | CAPSTONE PEEK 14x50 - 6DEG | 2966450INT | Standalone | DE0006354 | As per HSA registered indication(s)
Orthopaedics | Spine - Thoracolumbar (TL) and sacral surgery | TL interbody cage | TL interbody core - Non-integrated | MEDTRONIC | CAPSTONE PEEK 14x55 - 6DEG | 2966455INT | Standalone | DE0006354 | As per HSA registered indication(s)
Orthopaedics | Spine - Thoracolumbar (TL) and sacral surgery | TL interbody cage | TL interbody core - Non-integrated | MEDTRONIC | CAPSTONE PEEK 14x60 - 6DEG | 2966460INT | Standalone | DE0006354 | As per HSA registered indication(s)
Orthopaedics | Spine - Thoracolumbar (TL) and sacral surgery | TL interbody cage | TL interbody core - Non-integrated | MEDTRONIC | CAPSTONE PEEK 16x40 - 6DEG | 2966640INT | Standalone | DE0006354 | As per HSA registered indication(s)
Orthopaedics | Spine - Thoracolumbar (TL) and sacral surgery | TL interbody cage | TL interbody core - Non-integrated | MEDTRONIC | CAPSTONE PEEK 16x45 - 6DEG | 2966645INT | Standalone | DE0006354 | As per HSA registered indication(s)
Orthopaedics | Spine - Thoracolumbar (TL) and sacral surgery | TL interbody cage | TL interbody core - Non-integrated | MEDTRONIC | CAPSTONE PEEK 16x50 - 6DEG | 2966650INT | Standalone | DE0006354 | As per HSA registered indication(s)
Orthopaedics | Spine - Thoracolumbar (TL) and sacral surgery | TL interbody cage | TL interbody core - Non-integrated | MEDTRONIC | CAPSTONE PEEK 16x55 - 6DEG | 2966655INT | Standalone | DE0006354 | As per HSA registered indication(s)
Orthopaedics | Spine - Thoracolumbar (TL) and sacral surgery | TL interbody cage | TL interbody core - Non-integrated | MEDTRONIC | CAPSTONE PEEK 16x60 - 6DEG | 2966660INT | Standalone | DE0006354 | As per HSA registered indication(s)
Orthopaedics | Spine - Thoracolumbar (TL) and sacral surgery | TL interbody cage | TL interbody core - Non-integrated | K2M | CASCADIA AN INTERBODY 8.5X24X10 MM, 12DEG | 6101-2852410NL12-G2 | Standalone | DE0500731 | As per HSA registered indication(s)
Orthopaedics | Spine - Thoracolumbar (TL) and sacral surgery | TL interbody cage | TL interbody core - Non-integrated | K2M | CASCADIA AN INTERBODY 8.5X24X4 MM, 12DEG | 6101-2852404NL12-G2 | Standalone | DE0500731 | As per HSA registered indication(s)
Orthopaedics | Spine - Thoracolumbar (TL) and sacral surgery | TL interbody cage | TL interbody core - Non-integrated | K2M | CASCADIA AN INTERBODY 8.5X24X4 MM, 18DEG | 6101-2852404NL18-G2 | Standalone | DE0500731 | As per HSA registered indication(s)
Orthopaedics | Spine - Thoracolumbar (TL) and sacral surgery | TL interbody cage | TL interbody core - Non-integrated | K2M | CASCADIA AN INTERBODY 8.5X24X6 MM, 12DEG | 6101-2852406NL12-G2 | Standalone | DE0500731 | As per HSA registered indication(s)
Orthopaedics | Spine - Thoracolumbar (TL) and sacral surgery | TL interbody cage | TL interbody core - Non-integrated | K2M | CASCADIA AN INTERBODY 8.5X24X6 MM, 18DEG | 6101-2852406NL18-G2 | Standalone | DE0500731 | As per HSA registered indication(s)
Orthopaedics | Spine - Thoracolumbar (TL) and sacral surgery | TL interbody cage | TL interbody core - Non-integrated | K2M | CASCADIA AN INTERBODY 8.5X24X8 MM, 12DEG | 6101-2852408NL12-G2 | Standalone | DE0500731 | As per HSA registered indication(s)
Orthopaedics | Spine - Thoracolumbar (TL) and sacral surgery | TL interbody cage | TL interbody core - Non-integrated | K2M | CASCADIA AN INTERBODY 8.5X24X8 MM, 18DEG | 6101-2852408NL18-G2 | Standalone | DE0500731 | As per HSA registered indication(s)
Orthopaedics | Spine - Thoracolumbar (TL) and sacral surgery | TL interbody cage | TL interbody core - Non-integrated | K2M | CASCADIA INTERBODY CAGES AN Interbody Convex Size 10x22x10 mm | 6101-2102210NC-G2 | Standalone | DE0500731 | As per HSA registered indication(s)
Orthopaedics | Spine - Thoracolumbar (TL) and sacral surgery | TL interbody cage | TL interbody core - Non-integrated | K2M | CASCADIA INTERBODY CAGES AN Interbody Convex Size 10x22x11 mm | 6101-2102211NC-G2 | Standalone | DE0500731 | As per HSA registered indication(s)
Orthopaedics | Spine - Thoracolumbar (TL) and sacral surgery | TL interbody cage | TL interbody core - Non-integrated | K2M | CASCADIA INTERBODY CAGES AN Interbody Convex Size 10x22x12 mm | 6101-2102212NC-G2 | Standalone | DE0500731 | As per HSA registered indication(s)
Orthopaedics | Spine - Thoracolumbar (TL) and sacral surgery | TL interbody cage | TL interbody core - Non-integrated | K2M | CASCADIA INTERBODY CAGES AN Interbody Convex Size 10x22x13 mm | 6101-2102213NC-G2 | Standalone | DE0500731 | As per HSA registered indication(s)
Orthopaedics | Spine - Thoracolumbar (TL) and sacral surgery | TL interbody cage | TL interbody core - Non-integrated | K2M | CASCADIA INTERBODY CAGES AN Interbody Convex Size 10x22x14 mm | 6101-2102214NC-G2 | Standalone | DE0500731 | As per HSA registered indication(s)
Orthopaedics | Spine - Thoracolumbar (TL) and sacral surgery | TL interbody cage | TL interbody core - Non-integrated | K2M | CASCADIA INTERBODY CAGES AN Interbody Convex Size 10x22x15 mm | 6101-2102215NC-G2 | Standalone | DE0500731 | As per HSA registered indication(s)
Orthopaedics | Spine - Thoracolumbar (TL) and sacral surgery | TL interbody cage | TL interbody core - Non-integrated | K2M | CASCADIA INTERBODY CAGES AN Interbody Convex Size 10x22x7 mm | 6101-2102207NC-G2 | Standalone | DE0500731 | As per HSA registered indication(s)
Orthopaedics | Spine - Thoracolumbar (TL) and sacral surgery | TL interbody cage | TL interbody core - Non-integrated | K2M | CASCADIA INTERBODY CAGES AN Interbody Convex Size 10x22x8 mm | 6101-2102208NC-G2 | Standalone | DE0500731 | As per HSA registered indication(s)
Orthopaedics | Spine - Thoracolumbar (TL) and sacral surgery | TL interbody cage | TL interbody core - Non-integrated | K2M | CASCADIA INTERBODY CAGES AN Interbody Convex Size 10x22x9 mm | 6101-2102209NC-G2 | Standalone | DE0500731 | As per HSA registered indication(s)
Orthopaedics | Spine - Thoracolumbar (TL) and sacral surgery | TL interbody cage | TL interbody core - Non-integrated | K2M | CASCADIA INTERBODY CAGES AN Interbody Convex Size 10x28x10 mm | 6101-2102810NC-G2 | Standalone | DE0500731 | As per HSA registered indication(s)
Orthopaedics | Spine - Thoracolumbar (TL) and sacral surgery | TL interbody cage | TL interbody core - Non-integrated | K2M | CASCADIA INTERBODY CAGES AN Interbody Convex Size 10x28x11 mm | 6101-2102811NC-G2 | Standalone | DE0500731 | As per HSA registered indication(s)
Orthopaedics | Spine - Thoracolumbar (TL) and sacral surgery | TL interbody cage | TL interbody core - Non-integrated | K2M | CASCADIA INTERBODY CAGES AN Interbody Convex Size 10x28x12 mm | 6101-2102812NC-G2 | Standalone | DE0500731 | As per HSA registered indication(s)
Orthopaedics | Spine - Thoracolumbar (TL) and sacral surgery | TL interbody cage | TL interbody core - Non-integrated | K2M | CASCADIA INTERBODY CAGES AN Interbody Convex Size 10x28x13 mm | 6101-2102813NC-G2 | Standalone | DE0500731 | As per HSA registered indication(s)
Orthopaedics | Spine - Thoracolumbar (TL) and sacral surgery | TL interbody cage | TL interbody core - Non-integrated | K2M | CASCADIA INTERBODY CAGES AN Interbody Convex Size 10x28x14 mm | 6101-2102814NC-G2 | Standalone | DE0500731 | As per HSA registered indication(s)
Orthopaedics | Spine - Thoracolumbar (TL) and sacral surgery | TL interbody cage | TL interbody core - Non-integrated | K2M | CASCADIA INTERBODY CAGES AN Interbody Convex Size 10x28x15 mm | 6101-2102815NC-G2 | Standalone | DE0500731 | As per HSA registered indication(s)
Orthopaedics | Spine - Thoracolumbar (TL) and sacral surgery | TL interbody cage | TL interbody core - Non-integrated | K2M | CASCADIA INTERBODY CAGES AN Interbody Convex Size 10x28x7 mm | 6101-2102807NC-G2 | Standalone | DE0500731 | As per HSA registered indication(s)
Orthopaedics | Spine - Thoracolumbar (TL) and sacral surgery | TL interbody cage | TL interbody core - Non-integrated | K2M | CASCADIA INTERBODY CAGES AN Interbody Convex Size 10x28x8 mm | 6101-2102808NC-G2 | Standalone | DE0500731 | As per HSA registered indication(s)
Orthopaedics | Spine - Thoracolumbar (TL) and sacral surgery | TL interbody cage | TL interbody core - Non-integrated | K2M | CASCADIA INTERBODY CAGES AN Interbody Convex Size 10x28x9 mm | 6101-2102809NC-G2 | Standalone | DE0500731 | As per HSA registered indication(s)
Orthopaedics | Spine - Thoracolumbar (TL) and sacral surgery | TL interbody cage | TL interbody core - Non-integrated | K2M | CASCADIA INTERBODY CAGES AN Interbody Convex Size 10x32x10 mm | 6101-2103210NC-G2 | Standalone | DE0500731 | As per HSA registered indication(s)
Orthopaedics | Spine - Thoracolumbar (TL) and sacral surgery | TL interbody cage | TL interbody core - Non-integrated | K2M | CASCADIA INTERBODY CAGES AN Interbody Convex Size 10x32x11 mm | 6101-2103211NC-G2 | Standalone | DE0500731 | As per HSA registered indication(s)
Orthopaedics | Spine - Thoracolumbar (TL) and sacral surgery | TL interbody cage | TL interbody core - Non-integrated | K2M | CASCADIA INTERBODY CAGES AN Interbody Convex Size 10x32x12 mm | 6101-2103212NC-G2 | Standalone | DE0500731 | As per HSA registered indication(s)
Orthopaedics | Spine - Thoracolumbar (TL) and sacral surgery | TL interbody cage | TL interbody core - Non-integrated | K2M | CASCADIA INTERBODY CAGES AN Interbody Convex Size 10x32x13 mm | 6101-2103213NC-G2 | Standalone | DE0500731 | As per HSA registered indication(s)
Orthopaedics | Spine - Thoracolumbar (TL) and sacral surgery | TL interbody cage | TL interbody core - Non-integrated | K2M | CASCADIA INTERBODY CAGES AN Interbody Convex Size 10x32x14 mm | 6101-2103214NC-G2 | Standalone | DE0500731 | As per HSA registered indication(s)
Orthopaedics | Spine - Thoracolumbar (TL) and sacral surgery | TL interbody cage | TL interbody core - Non-integrated | K2M | CASCADIA INTERBODY CAGES AN Interbody Convex Size 10x32x15 mm | 6101-2103215NC-G2 | Standalone | DE0500731 | As per HSA registered indication(s)
Orthopaedics | Spine - Thoracolumbar (TL) and sacral surgery | TL interbody cage | TL interbody core - Non-integrated | K2M | CASCADIA INTERBODY CAGES AN Interbody Convex Size 10x32x7 mm | 6101-2103207NC-G2 | Standalone | DE0500731 | As per HSA registered indication(s)
Orthopaedics | Spine - Thoracolumbar (TL) and sacral surgery | TL interbody cage | TL interbody core - Non-integrated | K2M | CASCADIA INTERBODY CAGES AN Interbody Convex Size 10x32x8 mm | 6101-2103208NC-G2 | Standalone | DE0500731 | As per HSA registered indication(s)
Orthopaedics | Spine - Thoracolumbar (TL) and sacral surgery | TL interbody cage | TL interbody core - Non-integrated | K2M | CASCADIA INTERBODY CAGES AN Interbody Convex Size 10x32x9 mm | 6101-2103209NC-G2 | Standalone | DE0500731 | As per HSA registered indication(s)
Orthopaedics | Spine - Thoracolumbar (TL) and sacral surgery | TL interbody cage | TL interbody core - Non-integrated | K2M | CASCADIA INTERBODY CAGES AN Interbody Convex Size 8.5x22x10 mm | 6101-2852210NC-G2 | Standalone | DE0500731 | As per HSA registered indication(s)
Orthopaedics | Spine - Thoracolumbar (TL) and sacral surgery | TL interbody cage | TL interbody core - Non-integrated | K2M | CASCADIA INTERBODY CAGES AN Interbody Convex Size 8.5x22x11 mm | 6101-2852211NC-G2 | Standalone | DE0500731 | As per HSA registered indication(s)
Orthopaedics | Spine - Thoracolumbar (TL) and sacral surgery | TL interbody cage | TL interbody core - Non-integrated | K2M | CASCADIA INTERBODY CAGES AN Interbody Convex Size 8.5x22x12 mm | 6101-2852212NC-G2 | Standalone | DE0500731 | As per HSA registered indication(s)
Orthopaedics | Spine - Thoracolumbar (TL) and sacral surgery | TL interbody cage | TL interbody core - Non-integrated | K2M | CASCADIA INTERBODY CAGES AN Interbody Convex Size 8.5x22x13 mm | 6101-2852213NC-G2 | Standalone | DE0500731 | As per HSA registered indication(s)
Orthopaedics | Spine - Thoracolumbar (TL) and sacral surgery | TL interbody cage | TL interbody core - Non-integrated | K2M | CASCADIA INTERBODY CAGES AN Interbody Convex Size 8.5x22x14 mm | 6101-2852214NC-G2 | Standalone | DE0500731 | As per HSA registered indication(s)
Orthopaedics | Spine - Thoracolumbar (TL) and sacral surgery | TL interbody cage | TL interbody core - Non-integrated | K2M | CASCADIA INTERBODY CAGES AN Interbody Convex Size 8.5x22x15 mm | 6101-2852215NC-G2 | Standalone | DE0500731 | As per HSA registered indication(s)
Orthopaedics | Spine - Thoracolumbar (TL) and sacral surgery | TL interbody cage | TL interbody core - Non-integrated | K2M | CASCADIA INTERBODY CAGES AN Interbody Convex Size 8.5x22x7 mm | 6101-2852207NC-G2 | Standalone | DE0500731 | As per HSA registered indication(s)
Orthopaedics | Spine - Thoracolumbar (TL) and sacral surgery | TL interbody cage | TL interbody core - Non-integrated | K2M | CASCADIA INTERBODY CAGES AN Interbody Convex Size 8.5x22x8 mm | 6101-2852208NC-G2 | Standalone | DE0500731 | As per HSA registered indication(s)
Orthopaedics | Spine - Thoracolumbar (TL) and sacral surgery | TL interbody cage | TL interbody core - Non-integrated | K2M | CASCADIA INTERBODY CAGES AN Interbody Convex Size 8.5x22x9 mm | 6101-2852209NC-G2 | Standalone | DE0500731 | As per HSA registered indication(s)
Orthopaedics | Spine - Thoracolumbar (TL) and sacral surgery | TL interbody cage | TL interbody core - Non-integrated | K2M | CASCADIA INTERBODY CAGES AN Interbody Convex Size 8.5x28x10 mm | 6101-2852810NC-G2 | Standalone | DE0500731 | As per HSA registered indication(s)
Orthopaedics | Spine - Thoracolumbar (TL) and sacral surgery | TL interbody cage | TL interbody core - Non-integrated | K2M | CASCADIA INTERBODY CAGES AN Interbody Convex Size 8.5x28x11 mm | 6101-2852811NC-G2 | Standalone | DE0500731 | As per HSA registered indication(s)
Orthopaedics | Spine - Thoracolumbar (TL) and sacral surgery | TL interbody cage | TL interbody core - Non-integrated | K2M | CASCADIA INTERBODY CAGES AN Interbody Convex Size 8.5x28x12 mm | 6101-2852812NC-G2 | Standalone | DE0500731 | As per HSA registered indication(s)
Orthopaedics | Spine - Thoracolumbar (TL) and sacral surgery | TL interbody cage | TL interbody core - Non-integrated | K2M | CASCADIA INTERBODY CAGES AN Interbody Convex Size 8.5x28x13 mm | 6101-2852813NC-G2 | Standalone | DE0500731 | As per HSA registered indication(s)
Orthopaedics | Spine - Thoracolumbar (TL) and sacral surgery | TL interbody cage | TL interbody core - Non-integrated | K2M | CASCADIA INTERBODY CAGES AN Interbody Convex Size 8.5x28x14 mm | 6101-2852814NC-G2 | Standalone | DE0500731 | As per HSA registered indication(s)
Orthopaedics | Spine - Thoracolumbar (TL) and sacral surgery | TL interbody cage | TL interbody core - Non-integrated | K2M | CASCADIA INTERBODY CAGES AN Interbody Convex Size 8.5x28x15 mm | 6101-2852815NC-G2 | Standalone | DE0500731 | As per HSA registered indication(s)
Orthopaedics | Spine - Thoracolumbar (TL) and sacral surgery | TL interbody cage | TL interbody core - Non-integrated | K2M | CASCADIA INTERBODY CAGES AN Interbody Convex Size 8.5x28x7 mm | 6101-2852807NC-G2 | Standalone | DE0500731 | As per HSA registered indication(s)
Orthopaedics | Spine - Thoracolumbar (TL) and sacral surgery | TL interbody cage | TL interbody core - Non-integrated | K2M | CASCADIA INTERBODY CAGES AN Interbody Convex Size 8.5x28x8 mm | 6101-2852808NC-G2 | Standalone | DE0500731 | As per HSA registered indication(s)
Orthopaedics | Spine - Thoracolumbar (TL) and sacral surgery | TL interbody cage | TL interbody core - Non-integrated | K2M | CASCADIA INTERBODY CAGES AN Interbody Convex Size 8.5x28x9 mm | 6101-2852809NC-G2 | Standalone | DE0500731 | As per HSA registered indication(s)
Orthopaedics | Spine - Thoracolumbar (TL) and sacral surgery | TL interbody cage | TL interbody core - Non-integrated | K2M | CASCADIA INTERBODY CAGES AN Interbody Lordotic Size 8.5x24x10 mm, 6DEG | 6101-2852410NL6-G2 | Standalone | DE0500731 | As per HSA registered indication(s)
Orthopaedics | Spine - Thoracolumbar (TL) and sacral surgery | TL interbody cage | TL interbody core - Non-integrated | K2M | CASCADIA INTERBODY CAGES AN Interbody Lordotic Size 8.5x24x12 mm, 6DEG | 6101-2852412NL6-G2 | Standalone | DE0500731 | As per HSA registered indication(s)
Orthopaedics | Spine - Thoracolumbar (TL) and sacral surgery | TL interbody cage | TL interbody core - Non-integrated | K2M | CASCADIA INTERBODY CAGES AN Interbody Lordotic Size 8.5x24x4 mm, 6DEG | 6101-2852404NL6-G2 | Standalone | DE0500731 | As per HSA registered indication(s)
Orthopaedics | Spine - Thoracolumbar (TL) and sacral surgery | TL interbody cage | TL interbody core - Non-integrated | K2M | CASCADIA INTERBODY CAGES AN Interbody Lordotic Size 8.5x24x6 mm, 6DEG | 6101-2852406NL6-G2 | Standalone | DE0500731 | As per HSA registered indication(s)
Orthopaedics | Spine - Thoracolumbar (TL) and sacral surgery | TL interbody cage | TL interbody core - Non-integrated | K2M | CASCADIA INTERBODY CAGES AN Interbody Lordotic Size 8.5x24x8 mm, 6DEG | 6101-2852408NL6-G2 | Standalone | DE0500731 | As per HSA registered indication(s)
Orthopaedics | Spine - Thoracolumbar (TL) and sacral surgery | TL interbody cage | TL interbody core - Non-integrated | K2M | CASCADIA INTERBODY CAGES AN Interbody Lordotic Size 8.5x28x10 mm, 12DEG | 6101-2852810NL12-G2 | Standalone | DE0500731 | As per HSA registered indication(s)
Orthopaedics | Spine - Thoracolumbar (TL) and sacral surgery | TL interbody cage | TL interbody core - Non-integrated | K2M | CASCADIA INTERBODY CAGES AN Interbody Lordotic Size 8.5x28x10 mm, 6DEG | 6101-2852810NL6-G2 | Standalone | DE0500731 | As per HSA registered indication(s)
Orthopaedics | Spine - Thoracolumbar (TL) and sacral surgery | TL interbody cage | TL interbody core - Non-integrated | K2M | CASCADIA INTERBODY CAGES AN Interbody Lordotic Size 8.5x28x12 mm, 6DEG | 6101-2852812NL6-G2 | Standalone | DE0500731 | As per HSA registered indication(s)
Orthopaedics | Spine - Thoracolumbar (TL) and sacral surgery | TL interbody cage | TL interbody core - Non-integrated | K2M | CASCADIA INTERBODY CAGES AN Interbody Lordotic Size 8.5x28x4 mm, 12DEG | 6101-2852804NL12-G2 | Standalone | DE0500731 | As per HSA registered indication(s)
Orthopaedics | Spine - Thoracolumbar (TL) and sacral surgery | TL interbody cage | TL interbody core - Non-integrated | K2M | CASCADIA INTERBODY CAGES AN Interbody Lordotic Size 8.5x28x4 mm, 18DEG | 6101-2852804NL18-G2 | Standalone | DE0500731 | As per HSA registered indication(s)
Orthopaedics | Spine - Thoracolumbar (TL) and sacral surgery | TL interbody cage | TL interbody core - Non-integrated | K2M | CASCADIA INTERBODY CAGES AN Interbody Lordotic Size 8.5x28x4 mm, 6DEG | 6101-2852804NL6-G2 | Standalone | DE0500731 | As per HSA registered indication(s)
Orthopaedics | Spine - Thoracolumbar (TL) and sacral surgery | TL interbody cage | TL interbody core - Non-integrated | K2M | CASCADIA INTERBODY CAGES AN Interbody Lordotic Size 8.5x28x6 mm, 12DEG | 6101-2852806NL12-G2 | Standalone | DE0500731 | As per HSA registered indication(s)
Orthopaedics | Spine - Thoracolumbar (TL) and sacral surgery | TL interbody cage | TL interbody core - Non-integrated | K2M | CASCADIA INTERBODY CAGES AN Interbody Lordotic Size 8.5x28x6 mm, 18DEG | 6101-2852806NL18-G2 | Standalone | DE0500731 | As per HSA registered indication(s)
Orthopaedics | Spine - Thoracolumbar (TL) and sacral surgery | TL interbody cage | TL interbody core - Non-integrated | K2M | CASCADIA INTERBODY CAGES AN Interbody Lordotic Size 8.5x28x6 mm, 6DEG | 6101-2852806NL6-G2 | Standalone | DE0500731 | As per HSA registered indication(s)
Orthopaedics | Spine - Thoracolumbar (TL) and sacral surgery | TL interbody cage | TL interbody core - Non-integrated | K2M | CASCADIA INTERBODY CAGES AN Interbody Lordotic Size 8.5x28x8 mm, 12DEG | 6101-2852808NL12-G2 | Standalone | DE0500731 | As per HSA registered indication(s)
Orthopaedics | Spine - Thoracolumbar (TL) and sacral surgery | TL interbody cage | TL interbody core - Non-integrated | K2M | CASCADIA INTERBODY CAGES AN Interbody Lordotic Size 8.5x28x8 mm, 18DEG | 6101-2852808NL18-G2 | Standalone | DE0500731 | As per HSA registered indication(s)
Orthopaedics | Spine - Thoracolumbar (TL) and sacral surgery | TL interbody cage | TL interbody core - Non-integrated | K2M | CASCADIA INTERBODY CAGES AN Interbody Lordotic Size 8.5x28x8 mm, 6DEG | 6101-2852808NL6-G2 | Standalone | DE0500731 | As per HSA registered indication(s)
Orthopaedics | Spine - Thoracolumbar (TL) and sacral surgery | TL interbody cage | TL interbody core - Non-integrated | K2M | CASCADIA INTERBODY CAGES AN Oblique Interbody Size 10x28x10 mm, 12DEG | 6101-2102810NT12-G2 | Standalone | DE0500731 | As per HSA registered indication(s)
Orthopaedics | Spine - Thoracolumbar (TL) and sacral surgery | TL interbody cage | TL interbody core - Non-integrated | K2M | CASCADIA INTERBODY CAGES AN Oblique Interbody Size 10x28x10 mm, 6DEG | 6101-2102810NT6-G2 | Standalone | DE0500731 | As per HSA registered indication(s)
Orthopaedics | Spine - Thoracolumbar (TL) and sacral surgery | TL interbody cage | TL interbody core - Non-integrated | K2M | CASCADIA INTERBODY CAGES AN Oblique Interbody Size 10x28x12 mm, 12DEG | 6101-2102812NT12-G2 | Standalone | DE0500731 | As per HSA registered indication(s)
Orthopaedics | Spine - Thoracolumbar (TL) and sacral surgery | TL interbody cage | TL interbody core - Non-integrated | K2M | CASCADIA INTERBODY CAGES AN Oblique Interbody Size 10x28x12 mm, 6DEG | 6101-2102812NT6-G2 | Standalone | DE0500731 | As per HSA registered indication(s)
Orthopaedics | Spine - Thoracolumbar (TL) and sacral surgery | TL interbody cage | TL interbody core - Non-integrated | K2M | CASCADIA INTERBODY CAGES AN Oblique Interbody Size 10x28x4 mm, 12DEG | 6101-2102804NT12-G2 | Standalone | DE0500731 | As per HSA registered indication(s)
Orthopaedics | Spine - Thoracolumbar (TL) and sacral surgery | TL interbody cage | TL interbody core - Non-integrated | K2M | CASCADIA INTERBODY CAGES AN Oblique Interbody Size 10x28x4 mm, 18DEG | 6101-2102804NT18-G2 | Standalone | DE0500731 | As per HSA registered indication(s)
Orthopaedics | Spine - Thoracolumbar (TL) and sacral surgery | TL interbody cage | TL interbody core - Non-integrated | K2M | CASCADIA INTERBODY CAGES AN Oblique Interbody Size 10x28x4 mm, 6DEG | 6101-2102804NT6-G2 | Standalone | DE0500731 | As per HSA registered indication(s)
Orthopaedics | Spine - Thoracolumbar (TL) and sacral surgery | TL interbody cage | TL interbody core - Non-integrated | K2M | CASCADIA INTERBODY CAGES AN Oblique Interbody Size 10x28x6 mm, 12DEG | 6101-2102806NT12-G2 | Standalone | DE0500731 | As per HSA registered indication(s)
Orthopaedics | Spine - Thoracolumbar (TL) and sacral surgery | TL interbody cage | TL interbody core - Non-integrated | K2M | CASCADIA INTERBODY CAGES AN Oblique Interbody Size 10x28x6 mm, 18DEG | 6101-2102806NT18-G2 | Standalone | DE0500731 | As per HSA registered indication(s)
Orthopaedics | Spine - Thoracolumbar (TL) and sacral surgery | TL interbody cage | TL interbody core - Non-integrated | K2M | CASCADIA INTERBODY CAGES AN Oblique Interbody Size 10x28x6 mm, 6DEG | 6101-2102806NT6-G2 | Standalone | DE0500731 | As per HSA registered indication(s)
Orthopaedics | Spine - Thoracolumbar (TL) and sacral surgery | TL interbody cage | TL interbody core - Non-integrated | K2M | CASCADIA INTERBODY CAGES AN Oblique Interbody Size 10x28x8 mm, 12DEG | 6101-2102808NT12-G2 | Standalone | DE0500731 | As per HSA registered indication(s)
Orthopaedics | Spine - Thoracolumbar (TL) and sacral surgery | TL interbody cage | TL interbody core - Non-integrated | K2M | CASCADIA INTERBODY CAGES AN Oblique Interbody Size 10x28x8 mm, 18DEG | 6101-2102808NT18-G2 | Standalone | DE0500731 | As per HSA registered indication(s)
Orthopaedics | Spine - Thoracolumbar (TL) and sacral surgery | TL interbody cage | TL interbody core - Non-integrated | K2M | CASCADIA INTERBODY CAGES AN Oblique Interbody Size 10x28x8 mm, 6DEG | 6101-2102808NT6-G2 | Standalone | DE0500731 | As per HSA registered indication(s)
Orthopaedics | Spine - Thoracolumbar (TL) and sacral surgery | TL interbody cage | TL interbody core - Non-integrated | K2M | CASCADIA INTERBODY CAGES AN Oblique Interbody Size 10x32x10 mm, 12DEG | 6101-2103210NT12-G2 | Standalone | DE0500731 | As per HSA registered indication(s)
Orthopaedics | Spine - Thoracolumbar (TL) and sacral surgery | TL interbody cage | TL interbody core - Non-integrated | K2M | CASCADIA INTERBODY CAGES AN Oblique Interbody Size 10x32x10 mm, 6DEG | 6101-2103210NT6-G2 | Standalone | DE0500731 | As per HSA registered indication(s)
Orthopaedics | Spine - Thoracolumbar (TL) and sacral surgery | TL interbody cage | TL interbody core - Non-integrated | K2M | CASCADIA INTERBODY CAGES AN Oblique Interbody Size 10x32x12 mm, 12DEG | 6101-2103212NT12-G2 | Standalone | DE0500731 | As per HSA registered indication(s)
Orthopaedics | Spine - Thoracolumbar (TL) and sacral surgery | TL interbody cage | TL interbody core - Non-integrated | K2M | CASCADIA INTERBODY CAGES AN Oblique Interbody Size 10x32x12 mm, 6DEG | 6101-2103212NT6-G2 | Standalone | DE0500731 | As per HSA registered indication(s)
Orthopaedics | Spine - Thoracolumbar (TL) and sacral surgery | TL interbody cage | TL interbody core - Non-integrated | K2M | CASCADIA INTERBODY CAGES AN Oblique Interbody Size 10x32x4 mm, 12DEG | 6101-2103204NT12-G2 | Standalone | DE0500731 | As per HSA registered indication(s)
Orthopaedics | Spine - Thoracolumbar (TL) and sacral surgery | TL interbody cage | TL interbody core - Non-integrated | K2M | CASCADIA INTERBODY CAGES AN Oblique Interbody Size 10x32x4 mm, 18DEG | 6101-2103204NT18-G2 | Standalone | DE0500731 | As per HSA registered indication(s)
Orthopaedics | Spine - Thoracolumbar (TL) and sacral surgery | TL interbody cage | TL interbody core - Non-integrated | K2M | CASCADIA INTERBODY CAGES AN Oblique Interbody Size 10x32x4 mm, 6DEG | 6101-2103204NT6-G2 | Standalone | DE0500731 | As per HSA registered indication(s)
Orthopaedics | Spine - Thoracolumbar (TL) and sacral surgery | TL interbody cage | TL interbody core - Non-integrated | K2M | CASCADIA INTERBODY CAGES AN Oblique Interbody Size 10x32x6 mm, 12DEG | 6101-2103206NT12-G2 | Standalone | DE0500731 | As per HSA registered indication(s)
Orthopaedics | Spine - Thoracolumbar (TL) and sacral surgery | TL interbody cage | TL interbody core - Non-integrated | K2M | CASCADIA INTERBODY CAGES AN Oblique Interbody Size 10x32x6 mm, 18DEG | 6101-2103206NT18-G2 | Standalone | DE0500731 | As per HSA registered indication(s)
Orthopaedics | Spine - Thoracolumbar (TL) and sacral surgery | TL interbody cage | TL interbody core - Non-integrated | K2M | CASCADIA INTERBODY CAGES AN Oblique Interbody Size 10x32x6 mm, 6DEG | 6101-2103206NT6-G2 | Standalone | DE0500731 | As per HSA registered indication(s)
Orthopaedics | Spine - Thoracolumbar (TL) and sacral surgery | TL interbody cage | TL interbody core - Non-integrated | K2M | CASCADIA INTERBODY CAGES AN Oblique Interbody Size 10x32x8 mm, 12DEG | 6101-2103208NT12-G2 | Standalone | DE0500731 | As per HSA registered indication(s)
Orthopaedics | Spine - Thoracolumbar (TL) and sacral surgery | TL interbody cage | TL interbody core - Non-integrated | K2M | CASCADIA INTERBODY CAGES AN Oblique Interbody Size 10x32x8 mm, 6DEG | 6101-2103208NT6-G2 | Standalone | DE0500731 | As per HSA registered indication(s)
Orthopaedics | Spine - Occipito-cervical (OC) surgery | Cervical interbody cage | Cervical interbody core - Non-integrated | K2M | CASCADIA INTERBODY CAGES Cervical Interbody 12x14x10 mm, 7DEG | 6101-2121410CL7-G2 | Standalone | DE0500731 | As per HSA registered indication(s)
Orthopaedics | Spine - Occipito-cervical (OC) surgery | Cervical interbody cage | Cervical interbody core - Non-integrated | K2M | CASCADIA INTERBODY CAGES Cervical Interbody 12x14x11 mm, 7DEG | 6101-2121411CL7-G2 | Standalone | DE0500731 | As per HSA registered indication(s)
Orthopaedics | Spine - Occipito-cervical (OC) surgery | Cervical interbody cage | Cervical interbody core - Non-integrated | K2M | CASCADIA INTERBODY CAGES Cervical Interbody 12x14x12 mm, 7DEG | 6101-2121412CL7-G2 | Standalone | DE0500731 | As per HSA registered indication(s)
Orthopaedics | Spine - Occipito-cervical (OC) surgery | Cervical interbody cage | Cervical interbody core - Non-integrated | K2M | CASCADIA INTERBODY CAGES Cervical Interbody 12x14x5 mm, 7DEG | 6101-2121405CL7-G2 | Standalone | DE0500731 | As per HSA registered indication(s)
Orthopaedics | Spine - Occipito-cervical (OC) surgery | Cervical interbody cage | Cervical interbody core - Non-integrated | K2M | CASCADIA INTERBODY CAGES Cervical Interbody 12x14x6 mm, 7DEG | 6101-2121406CL7-G2 | Standalone | DE0500731 | As per HSA registered indication(s)
Orthopaedics | Spine - Occipito-cervical (OC) surgery | Cervical interbody cage | Cervical interbody core - Non-integrated | K2M | CASCADIA INTERBODY CAGES Cervical Interbody 12x14x7 mm, 7DEG | 6101-2121407CL7-G2 | Standalone | DE0500731 | As per HSA registered indication(s)
Orthopaedics | Spine - Occipito-cervical (OC) surgery | Cervical interbody cage | Cervical interbody core - Non-integrated | K2M | CASCADIA INTERBODY CAGES Cervical Interbody 12x14x8 mm, 7DEG | 6101-2121408CL7-G2 | Standalone | DE0500731 | As per HSA registered indication(s)
Orthopaedics | Spine - Occipito-cervical (OC) surgery | Cervical interbody cage | Cervical interbody core - Non-integrated | K2M | CASCADIA INTERBODY CAGES Cervical Interbody 12x14x9 mm, 7DEG | 6101-2121409CL7-G2 | Standalone | DE0500731 | As per HSA registered indication(s)
Orthopaedics | Spine - Occipito-cervical (OC) surgery | Cervical interbody cage | Cervical interbody core - Non-integrated | K2M | CASCADIA INTERBODY CAGES Cervical Interbody 13x16x10 mm, 7DEG | 6101-2131610CL7-G2 | Standalone | DE0500731 | As per HSA registered indication(s)
Orthopaedics | Spine - Occipito-cervical (OC) surgery | Cervical interbody cage | Cervical interbody core - Non-integrated | K2M | CASCADIA INTERBODY CAGES Cervical Interbody 13x16x11 mm, 7DEG | 6101-2131611CL7-G2 | Standalone | DE0500731 | As per HSA registered indication(s)
Orthopaedics | Spine - Occipito-cervical (OC) surgery | Cervical interbody cage | Cervical interbody core - Non-integrated | K2M | CASCADIA INTERBODY CAGES Cervical Interbody 13x16x12 mm, 7DEG | 6101-2131612CL7-G2 | Standalone | DE0500731 | As per HSA registered indication(s)
Orthopaedics | Spine - Occipito-cervical (OC) surgery | Cervical interbody cage | Cervical interbody core - Non-integrated | K2M | CASCADIA INTERBODY CAGES Cervical Interbody 13x16x5 mm, 7DEG | 6101-2131605CL7-G2 | Standalone | DE0500731 | As per HSA registered indication(s)
Orthopaedics | Spine - Occipito-cervical (OC) surgery | Cervical interbody cage | Cervical interbody core - Non-integrated | K2M | CASCADIA INTERBODY CAGES Cervical Interbody 13x16x6 mm, 7DEG | 6101-2131606CL7-G2 | Standalone | DE0500731 | As per HSA registered indication(s)
Orthopaedics | Spine - Occipito-cervical (OC) surgery | Cervical interbody cage | Cervical interbody core - Non-integrated | K2M | CASCADIA INTERBODY CAGES Cervical Interbody 13x16x7 mm, 7DEG | 6101-2131607CL7-G2 | Standalone | DE0500731 | As per HSA registered indication(s)
Orthopaedics | Spine - Occipito-cervical (OC) surgery | Cervical interbody cage | Cervical interbody core - Non-integrated | K2M | CASCADIA INTERBODY CAGES Cervical Interbody 13x16x8 mm, 7DEG | 6101-2131608CL7-G2 | Standalone | DE0500731 | As per HSA registered indication(s)
Orthopaedics | Spine - Occipito-cervical (OC) surgery | Cervical interbody cage | Cervical interbody core - Non-integrated | K2M | CASCADIA INTERBODY CAGES Cervical Interbody 13x16x9 mm, 7DEG | 6101-2131609CL7-G2 | Standalone | DE0500731 | As per HSA registered indication(s)
Orthopaedics | Spine - Thoracolumbar (TL) and sacral surgery | TL interbody cage | TL interbody core - Non-integrated | K2M | CASCADIA INTERBODY CAGES TL Interbody Size 10x28x10 mm, 7DEG | 6101-2102810TL7-G2 | Standalone | DE0500731 | As per HSA registered indication(s)
Orthopaedics | Spine - Thoracolumbar (TL) and sacral surgery | TL interbody cage | TL interbody core - Non-integrated | K2M | CASCADIA INTERBODY CAGES TL Interbody Size 10x28x11 mm, 7DEG | 6101-2102811TL7-G2 | Standalone | DE0500731 | As per HSA registered indication(s)
Orthopaedics | Spine - Thoracolumbar (TL) and sacral surgery | TL interbody cage | TL interbody core - Non-integrated | K2M | CASCADIA INTERBODY CAGES TL Interbody Size 10x28x12 mm, 7DEG | 6101-2102812TL7-G2 | Standalone | DE0500731 | As per HSA registered indication(s)
Orthopaedics | Spine - Thoracolumbar (TL) and sacral surgery | TL interbody cage | TL interbody core - Non-integrated | K2M | CASCADIA INTERBODY CAGES TL Interbody Size 10x28x13 mm, 7DEG | 6101-2102813TL7-G2 | Standalone | DE0500731 | As per HSA registered indication(s)
Orthopaedics | Spine - Thoracolumbar (TL) and sacral surgery | TL interbody cage | TL interbody core - Non-integrated | K2M | CASCADIA INTERBODY CAGES TL Interbody Size 10x28x14 mm, 7DEG | 6101-2102814TL7-G2 | Standalone | DE0500731 | As per HSA registered indication(s)
Orthopaedics | Spine - Thoracolumbar (TL) and sacral surgery | TL interbody cage | TL interbody core - Non-integrated | K2M | CASCADIA INTERBODY CAGES TL Interbody Size 10x28x15 mm, 7DEG | 6101-2102815TL7-G2 | Standalone | DE0500731 | As per HSA registered indication(s)
Orthopaedics | Spine - Thoracolumbar (TL) and sacral surgery | TL interbody cage | TL interbody core - Non-integrated | K2M | CASCADIA INTERBODY CAGES TL Interbody Size 10x28x7 mm, 7DEG | 6101-2102807TL7-G2 | Standalone | DE0500731 | As per HSA registered indication(s)
Orthopaedics | Spine - Thoracolumbar (TL) and sacral surgery | TL interbody cage | TL interbody core - Non-integrated | K2M | CASCADIA INTERBODY CAGES TL Interbody Size 10x28x8 mm, 7DEG | 6101-2102808TL7-G2 | Standalone | DE0500731 | As per HSA registered indication(s)
Orthopaedics | Spine - Thoracolumbar (TL) and sacral surgery | TL interbody cage | TL interbody core - Non-integrated | K2M | CASCADIA INTERBODY CAGES TL Interbody Size 10x28x9 mm, 7DEG | 6101-2102809TL7-G2 | Standalone | DE0500731 | As per HSA registered indication(s)
Orthopaedics | Spine - Thoracolumbar (TL) and sacral surgery | TL interbody cage | TL interbody core - Non-integrated | K2M | CASCADIA INTERBODY CAGES TL Interbody Size 10x32x10 mm, 7DEG | 6101-2103210TL7-G2 | Standalone | DE0500731 | As per HSA registered indication(s)
Orthopaedics | Spine - Thoracolumbar (TL) and sacral surgery | TL interbody cage | TL interbody core - Non-integrated | K2M | CASCADIA INTERBODY CAGES TL Interbody Size 10x32x11 mm, 7DEG | 6101-2103211TL7-G2 | Standalone | DE0500731 | As per HSA registered indication(s)
Orthopaedics | Spine - Thoracolumbar (TL) and sacral surgery | TL interbody cage | TL interbody core - Non-integrated | K2M | CASCADIA INTERBODY CAGES TL Interbody Size 10x32x12 mm, 7DEG | 6101-2103212TL7-G2 | Standalone | DE0500731 | As per HSA registered indication(s)
Orthopaedics | Spine - Thoracolumbar (TL) and sacral surgery | TL interbody cage | TL interbody core - Non-integrated | K2M | CASCADIA INTERBODY CAGES TL Interbody Size 10x32x13 mm, 7DEG | 6101-2103213TL7-G2 | Standalone | DE0500731 | As per HSA registered indication(s)
Orthopaedics | Spine - Thoracolumbar (TL) and sacral surgery | TL interbody cage | TL interbody core - Non-integrated | K2M | CASCADIA INTERBODY CAGES TL Interbody Size 10x32x14 mm, 7DEG | 6101-2103214TL7-G2 | Standalone | DE0500731 | As per HSA registered indication(s)
Orthopaedics | Spine - Thoracolumbar (TL) and sacral surgery | TL interbody cage | TL interbody core - Non-integrated | K2M | CASCADIA INTERBODY CAGES TL Interbody Size 10x32x15 mm, 7DEG | 6101-2103215TL7-G2 | Standalone | DE0500731 | As per HSA registered indication(s)
Orthopaedics | Spine - Thoracolumbar (TL) and sacral surgery | TL interbody cage | TL interbody core - Non-integrated | K2M | CASCADIA INTERBODY CAGES TL Interbody Size 10x32x7 mm, 7DEG | 6101-2103207TL7-G2 | Standalone | DE0500731 | As per HSA registered indication(s)
Orthopaedics | Spine - Thoracolumbar (TL) and sacral surgery | TL interbody cage | TL interbody core - Non-integrated | K2M | CASCADIA INTERBODY CAGES TL Interbody Size 10x32x8 mm, 7DEG | 6101-2103208TL7-G2 | Standalone | DE0500731 | As per HSA registered indication(s)
Orthopaedics | Spine - Thoracolumbar (TL) and sacral surgery | TL interbody cage | TL interbody core - Non-integrated | K2M | CASCADIA INTERBODY CAGES TL Interbody Size 10x32x9 mm, 7DEG | 6101-2103209TL7-G2 | Standalone | DE0500731 | As per HSA registered indication(s)
Orthopaedics | Spine - Thoracolumbar (TL) and sacral surgery | TL interbody cage | TL interbody core - Non-integrated | K2M | CASCADIA INTERBODY CAGES TL Interbody Size 12x32x10 mm, 7DEG | 6101-2123210TL7-G2 | Standalone | DE0500731 | As per HSA registered indication(s)
Orthopaedics | Spine - Thoracolumbar (TL) and sacral surgery | TL interbody cage | TL interbody core - Non-integrated | K2M | CASCADIA INTERBODY CAGES TL Interbody Size 12x32x11 mm, 7DEG | 6101-2123211TL7-G2 | Standalone | DE0500731 | As per HSA registered indication(s)
Orthopaedics | Spine - Thoracolumbar (TL) and sacral surgery | TL interbody cage | TL interbody core - Non-integrated | K2M | CASCADIA INTERBODY CAGES TL Interbody Size 12x32x12 mm, 7DEG | 6101-2123212TL7-G2 | Standalone | DE0500731 | As per HSA registered indication(s)
Orthopaedics | Spine - Thoracolumbar (TL) and sacral surgery | TL interbody cage | TL interbody core - Non-integrated | K2M | CASCADIA INTERBODY CAGES TL Interbody Size 12x32x13 mm, 7DEG | 6101-2123213TL7-G2 | Standalone | DE0500731 | As per HSA registered indication(s)
Orthopaedics | Spine - Thoracolumbar (TL) and sacral surgery | TL interbody cage | TL interbody core - Non-integrated | K2M | CASCADIA INTERBODY CAGES TL Interbody Size 12x32x14 mm, 7DEG | 6101-2123214TL7-G2 | Standalone | DE0500731 | As per HSA registered indication(s)
Orthopaedics | Spine - Thoracolumbar (TL) and sacral surgery | TL interbody cage | TL interbody core - Non-integrated | K2M | CASCADIA INTERBODY CAGES TL Interbody Size 12x32x15 mm, 7DEG | 6101-2123215TL7-G2 | Standalone | DE0500731 | As per HSA registered indication(s)
Orthopaedics | Spine - Thoracolumbar (TL) and sacral surgery | TL interbody cage | TL interbody core - Non-integrated | K2M | CASCADIA INTERBODY CAGES TL Interbody Size 12x32x7 mm, 7DEG | 6101-2123207TL7-G2 | Standalone | DE0500731 | As per HSA registered indication(s)
Orthopaedics | Spine - Thoracolumbar (TL) and sacral surgery | TL interbody cage | TL interbody core - Non-integrated | K2M | CASCADIA INTERBODY CAGES TL Interbody Size 12x32x8 mm, 7DEG | 6101-2123208TL7-G2 | Standalone | DE0500731 | As per HSA registered indication(s)
Orthopaedics | Spine - Thoracolumbar (TL) and sacral surgery | TL interbody cage | TL interbody core - Non-integrated | K2M | CASCADIA INTERBODY CAGES TL Interbody Size 12x32x9 mm, 7DEG | 6101-2123209TL7-G2 | Standalone | DE0500731 | As per HSA registered indication(s)
Orthopaedics | Spine - Thoracolumbar (TL) and sacral surgery | TL interbody cage | TL interbody core - Non-integrated | K2M | CASCADIA INTERBODY CAGES TL Interbody Size 12x36x10 mm, 7DEG | 6101-2123610TL7-G2 | Standalone | DE0500731 | As per HSA registered indication(s)
Orthopaedics | Spine - Thoracolumbar (TL) and sacral surgery | TL interbody cage | TL interbody core - Non-integrated | K2M | CASCADIA INTERBODY CAGES TL Interbody Size 12x36x11 mm, 7DEG | 6101-2123611TL7-G2 | Standalone | DE0500731 | As per HSA registered indication(s)
Orthopaedics | Spine - Thoracolumbar (TL) and sacral surgery | TL interbody cage | TL interbody core - Non-integrated | K2M | CASCADIA INTERBODY CAGES TL Interbody Size 12x36x12 mm, 7DEG | 6101-2123612TL7-G2 | Standalone | DE0500731 | As per HSA registered indication(s)
Orthopaedics | Spine - Thoracolumbar (TL) and sacral surgery | TL interbody cage | TL interbody core - Non-integrated | K2M | CASCADIA INTERBODY CAGES TL Interbody Size 12x36x13 mm, 7DEG | 6101-2123613TL7-G2 | Standalone | DE0500731 | As per HSA registered indication(s)
Orthopaedics | Spine - Thoracolumbar (TL) and sacral surgery | TL interbody cage | TL interbody core - Non-integrated | K2M | CASCADIA INTERBODY CAGES TL Interbody Size 12x36x14 mm, 7DEG | 6101-2123614TL7-G2 | Standalone | DE0500731 | As per HSA registered indication(s)
Orthopaedics | Spine - Thoracolumbar (TL) and sacral surgery | TL interbody cage | TL interbody core - Non-integrated | K2M | CASCADIA INTERBODY CAGES TL Interbody Size 12x36x15 mm, 7DEG | 6101-2123615TL7-G2 | Standalone | DE0500731 | As per HSA registered indication(s)
Orthopaedics | Spine - Thoracolumbar (TL) and sacral surgery | TL interbody cage | TL interbody core - Non-integrated | K2M | CASCADIA INTERBODY CAGES TL Interbody Size 12x36x7 mm, 7DEG | 6101-2123607TL7-G2 | Standalone | DE0500731 | As per HSA registered indication(s)
Orthopaedics | Spine - Thoracolumbar (TL) and sacral surgery | TL interbody cage | TL interbody core - Non-integrated | K2M | CASCADIA INTERBODY CAGES TL Interbody Size 12x36x8 mm, 7DEG | 6101-2123608TL7-G2 | Standalone | DE0500731 | As per HSA registered indication(s)
Orthopaedics | Spine - Thoracolumbar (TL) and sacral surgery | TL interbody cage | TL interbody core - Non-integrated | K2M | CASCADIA INTERBODY CAGES TL Interbody Size 12x36x9 mm, 7DEG | 6101-2123609TL7-G2 | Standalone | DE0500731 | As per HSA registered indication(s)
Orthopaedics | Spine - Thoracolumbar (TL) and sacral surgery | TL interbody cage | TL interbody core - Non-integrated | K2M | CASCADIA Lateral 18mm lordotic 18x45x10 mm 8DEG | 6101-2184510LL8-G2 | Standalone | DE0500731 | As per HSA registered indication(s)
Orthopaedics | Spine - Thoracolumbar (TL) and sacral surgery | TL interbody cage | TL interbody core - Non-integrated | K2M | CASCADIA Lateral 18mm lordotic 18x45x12 mm 8DEG | 6101-2184512LL8-G2 | Standalone | DE0500731 | As per HSA registered indication(s)
Orthopaedics | Spine - Thoracolumbar (TL) and sacral surgery | TL interbody cage | TL interbody core - Non-integrated | K2M | CASCADIA Lateral 18mm lordotic 18x45x14 mm 8DEG | 6101-2184514LL8-G2 | Standalone | DE0500731 | As per HSA registered indication(s)
Orthopaedics | Spine - Thoracolumbar (TL) and sacral surgery | TL interbody cage | TL interbody core - Non-integrated | K2M | CASCADIA Lateral 18mm lordotic 18x45x16 mm 8DEG | 6101-2184516LL8-G2 | Standalone | DE0500731 | As per HSA registered indication(s)
Orthopaedics | Spine - Thoracolumbar (TL) and sacral surgery | TL interbody cage | TL interbody core - Non-integrated | K2M | CASCADIA Lateral 18mm lordotic 18x45x8 mm 8DEG | 6101-2184508LL8-G2 | Standalone | DE0500731 | As per HSA registered indication(s)
Orthopaedics | Spine - Thoracolumbar (TL) and sacral surgery | TL interbody cage | TL interbody core - Non-integrated | K2M | CASCADIA Lateral 18mm lordotic 18x50x10 mm 8DEG | 6101-2185010LL8-G2 | Standalone | DE0500731 | As per HSA registered indication(s)
Orthopaedics | Spine - Thoracolumbar (TL) and sacral surgery | TL interbody cage | TL interbody core - Non-integrated | K2M | CASCADIA Lateral 18mm lordotic 18x50x12 mm 8DEG | 6101-2185012LL8-G2 | Standalone | DE0500731 | As per HSA registered indication(s)
Orthopaedics | Spine - Thoracolumbar (TL) and sacral surgery | TL interbody cage | TL interbody core - Non-integrated | K2M | CASCADIA Lateral 18mm lordotic 18x50x14 mm 8DEG | 6101-2185014LL8-G2 | Standalone | DE0500731 | As per HSA registered indication(s)
Orthopaedics | Spine - Thoracolumbar (TL) and sacral surgery | TL interbody cage | TL interbody core - Non-integrated | K2M | CASCADIA Lateral 18mm lordotic 18x50x16 mm 8DEG | 6101-2185016LL8-G2 | Standalone | DE0500731 | As per HSA registered indication(s)
Orthopaedics | Spine - Thoracolumbar (TL) and sacral surgery | TL interbody cage | TL interbody core - Non-integrated | K2M | CASCADIA Lateral 18mm lordotic 18x50x8 mm 8DEG | 6101-2185008LL8-G2 | Standalone | DE0500731 | As per HSA registered indication(s)
Orthopaedics | Spine - Thoracolumbar (TL) and sacral surgery | TL interbody cage | TL interbody core - Non-integrated | K2M | CASCADIA Lateral 18mm lordotic 18x55x10 mm 8DEG | 6101-2185510LL8-G2 | Standalone | DE0500731 | As per HSA registered indication(s)
Orthopaedics | Spine - Thoracolumbar (TL) and sacral surgery | TL interbody cage | TL interbody core - Non-integrated | K2M | CASCADIA Lateral 18mm lordotic 18x55x12mm 8DEG | 6101-2185512LL8-G2 | Standalone | DE0500731 | As per HSA registered indication(s)
Orthopaedics | Spine - Thoracolumbar (TL) and sacral surgery | TL interbody cage | TL interbody core - Non-integrated | K2M | CASCADIA Lateral 18mm lordotic 18x55x14 mm 8DEG | 6101-2185514LL8-G2 | Standalone | DE0500731 | As per HSA registered indication(s)
Orthopaedics | Spine - Thoracolumbar (TL) and sacral surgery | TL interbody cage | TL interbody core - Non-integrated | K2M | CASCADIA Lateral 18mm lordotic 18x55x16 mm 8DEG | 6101-2185516LL8-G2 | Standalone | DE0500731 | As per HSA registered indication(s)
Orthopaedics | Spine - Thoracolumbar (TL) and sacral surgery | TL interbody cage | TL interbody core - Non-integrated | K2M | CASCADIA Lateral 18mm lordotic 18x55x8 mm 8DEG | 6101-2185508LL8-G2 | Standalone | DE0500731 | As per HSA registered indication(s)
Orthopaedics | Spine - Thoracolumbar (TL) and sacral surgery | TL interbody cage | TL interbody core - Non-integrated | K2M | CASCADIA Lateral 18mm lordotic 18x60x10 mm 8DEG | 6101-2186010LL8-G2 | Standalone | DE0500731 | As per HSA registered indication(s)
Orthopaedics | Spine - Thoracolumbar (TL) and sacral surgery | TL interbody cage | TL interbody core - Non-integrated | K2M | CASCADIA Lateral 18mm lordotic 18x60x12 mm 8DEG | 6101-2186012LL8-G2 | Standalone | DE0500731 | As per HSA registered indication(s)
Orthopaedics | Spine - Thoracolumbar (TL) and sacral surgery | TL interbody cage | TL interbody core - Non-integrated | K2M | CASCADIA Lateral 18mm lordotic 18x60x14 mm 8DEG | 6101-2186014LL8-G2 | Standalone | DE0500731 | As per HSA registered indication(s)
Orthopaedics | Spine - Thoracolumbar (TL) and sacral surgery | TL interbody cage | TL interbody core - Non-integrated | K2M | CASCADIA Lateral 18mm lordotic 18x60x14 mm 8DEG | 6101-2186016LL8-G2 | Standalone | DE0500731 | As per HSA registered indication(s)
Orthopaedics | Spine - Thoracolumbar (TL) and sacral surgery | TL interbody cage | TL interbody core - Non-integrated | K2M | CASCADIA Lateral 18mm lordotic 18x60x8 mm 8DEG | 6101-2186008LL8-G2 | Standalone | DE0500731 | As per HSA registered indication(s)
Orthopaedics | Spine - Thoracolumbar (TL) and sacral surgery | TL interbody cage | TL interbody core - Non-integrated | K2M | CASCADIA Lateral 18mm Parallel 18x45x10 mm | 6101-2184510LP-G2 | Standalone | DE0500731 | As per HSA registered indication(s)
Orthopaedics | Spine - Thoracolumbar (TL) and sacral surgery | TL interbody cage | TL interbody core - Non-integrated | K2M | CASCADIA Lateral 18mm Parallel 18x45x12 mm | 6101-2184512LP-G2 | Standalone | DE0500731 | As per HSA registered indication(s)
Orthopaedics | Spine - Thoracolumbar (TL) and sacral surgery | TL interbody cage | TL interbody core - Non-integrated | K2M | CASCADIA Lateral 18mm Parallel 18x45x14 mm | 6101-2184514LP-G2 | Standalone | DE0500731 | As per HSA registered indication(s)
Orthopaedics | Spine - Thoracolumbar (TL) and sacral surgery | TL interbody cage | TL interbody core - Non-integrated | K2M | CASCADIA Lateral 18mm Parallel 18x45x16 mm | 6101-2184516LP-G2 | Standalone | DE0500731 | As per HSA registered indication(s)
Orthopaedics | Spine - Thoracolumbar (TL) and sacral surgery | TL interbody cage | TL interbody core - Non-integrated | K2M | CASCADIA Lateral 18mm Parallel 18x45x8 mm | 6101-2184508LP-G2 | Standalone | DE0500731 | As per HSA registered indication(s)
Orthopaedics | Spine - Thoracolumbar (TL) and sacral surgery | TL interbody cage | TL interbody core - Non-integrated | K2M | CASCADIA Lateral 18mm Parallel 18x50x10 mm | 6101-2185010LP-G2 | Standalone | DE0500731 | As per HSA registered indication(s)
Orthopaedics | Spine - Thoracolumbar (TL) and sacral surgery | TL interbody cage | TL interbody core - Non-integrated | K2M | CASCADIA Lateral 18mm Parallel 18x50x12 mm | 6101-2185012LP-G2 | Standalone | DE0500731 | As per HSA registered indication(s)
Orthopaedics | Spine - Thoracolumbar (TL) and sacral surgery | TL interbody cage | TL interbody core - Non-integrated | K2M | CASCADIA Lateral 18mm Parallel 18x50x14 mm | 6101-2185014LP-G2 | Standalone | DE0500731 | As per HSA registered indication(s)
Orthopaedics | Spine - Thoracolumbar (TL) and sacral surgery | TL interbody cage | TL interbody core - Non-integrated | K2M | CASCADIA Lateral 18mm Parallel 18x50x16 mm | 6101-2185016LP-G2 | Standalone | DE0500731 | As per HSA registered indication(s)
Orthopaedics | Spine - Thoracolumbar (TL) and sacral surgery | TL interbody cage | TL interbody core - Non-integrated | K2M | CASCADIA Lateral 18mm Parallel 18x50x8 mm | 6101-2185008LP-G2 | Standalone | DE0500731 | As per HSA registered indication(s)
Orthopaedics | Spine - Thoracolumbar (TL) and sacral surgery | TL interbody cage | TL interbody core - Non-integrated | K2M | CASCADIA Lateral 18mm Parallel 18x55x10 mm | 6101-2185510LP-G2 | Standalone | DE0500731 | As per HSA registered indication(s)
Orthopaedics | Spine - Thoracolumbar (TL) and sacral surgery | TL interbody cage | TL interbody core - Non-integrated | K2M | CASCADIA Lateral 18mm Parallel 18x55x12 | 6101-2185512LP-G2 | Standalone | DE0500731 | As per HSA registered indication(s)
Orthopaedics | Spine - Thoracolumbar (TL) and sacral surgery | TL interbody cage | TL interbody core - Non-integrated | K2M | CASCADIA Lateral 18mm Parallel 18x55x14 mm | 6101-2185514LP-G2 | Standalone | DE0500731 | As per HSA registered indication(s)
Orthopaedics | Spine - Thoracolumbar (TL) and sacral surgery | TL interbody cage | TL interbody core - Non-integrated | K2M | CASCADIA Lateral 18mm Parallel 18x55x16 mm | 6101-2185516LP-G2 | Standalone | DE0500731 | As per HSA registered indication(s)
Orthopaedics | Spine - Thoracolumbar (TL) and sacral surgery | TL interbody cage | TL interbody core - Non-integrated | K2M | CASCADIA Lateral 18mm Parallel 18x55x8 mm | 6101-2185508LP-G2 | Standalone | DE0500731 | As per HSA registered indication(s)
Orthopaedics | Spine - Thoracolumbar (TL) and sacral surgery | TL interbody cage | TL interbody core - Non-integrated | K2M | CASCADIA Lateral 18mm Parallel 18x60x10 mm | 6101-2186010LP-G2 | Standalone | DE0500731 | As per HSA registered indication(s)
Orthopaedics | Spine - Thoracolumbar (TL) and sacral surgery | TL interbody cage | TL interbody core - Non-integrated | K2M | CASCADIA Lateral 18mm Parallel 18x60x12 mm | 6101-2186012LP-G2 | Standalone | DE0500731 | As per HSA registered indication(s)
Orthopaedics | Spine - Thoracolumbar (TL) and sacral surgery | TL interbody cage | TL interbody core - Non-integrated | K2M | CASCADIA Lateral 18mm Parallel 18x60x14 mm | 6101-2186014LP-G2 | Standalone | DE0500731 | As per HSA registered indication(s)
Orthopaedics | Spine - Thoracolumbar (TL) and sacral surgery | TL interbody cage | TL interbody core - Non-integrated | K2M | CASCADIA Lateral 18mm Parallel 18x60x16 mm | 6101-2186016LP-G2 | Standalone | DE0500731 | As per HSA registered indication(s)
Orthopaedics | Spine - Thoracolumbar (TL) and sacral surgery | TL interbody cage | TL interbody core - Non-integrated | K2M | CASCADIA Lateral 18mm Parallel 18x60x8 mm | 6101-2186008LP-G2 | Standalone | DE0500731 | As per HSA registered indication(s)
Orthopaedics | Spine - Thoracolumbar (TL) and sacral surgery | TL interbody cage | TL interbody core - Non-integrated | K2M | CASCADIA Lateral 22mm lordotic 22 x 45 x 16mm 8DEG | 6101-2224516LL8-G2 | Standalone | DE0500731 | As per HSA registered indication(s)
Orthopaedics | Spine - Thoracolumbar (TL) and sacral surgery | TL interbody cage | TL interbody core - Non-integrated | K2M | CASCADIA Lateral 22mm lordotic 22 x 50 x 16mm 8DEG | 6101-2225016LL8-G2 | Standalone | DE0500731 | As per HSA registered indication(s)
Orthopaedics | Spine - Thoracolumbar (TL) and sacral surgery | TL interbody cage | TL interbody core - Non-integrated | K2M | CASCADIA Lateral 22mm lordotic 22 x 55 x 16mm 8DEG | 6101-2225516LL8-G2 | Standalone | DE0500731 | As per HSA registered indication(s)
Orthopaedics | Spine - Thoracolumbar (TL) and sacral surgery | TL interbody cage | TL interbody core - Non-integrated | K2M | CASCADIA Lateral 22mm lordotic 22 x 60 x 16mm 8DEG | 6101-2226016LL8-G2 | Standalone | DE0500731 | As per HSA registered indication(s)
Orthopaedics | Spine - Thoracolumbar (TL) and sacral surgery | TL interbody cage | TL interbody core - Non-integrated | K2M | CASCADIA Lateral 22mm lordotic 22x45x12 mm 8DEG | 6101-2224512LL8-G2 | Standalone | DE0500731 | As per HSA registered indication(s)
Orthopaedics | Spine - Thoracolumbar (TL) and sacral surgery | TL interbody cage | TL interbody core - Non-integrated | K2M | CASCADIA Lateral 22mm lordotic 22x45x14 mm 8DEG | 6101-2224514LL8-G2 | Standalone | DE0500731 | As per HSA registered indication(s)
Orthopaedics | Spine - Thoracolumbar (TL) and sacral surgery | TL interbody cage | TL interbody core - Non-integrated | K2M | CASCADIA Lateral 22mm lordotic 22x50x10 mm 8DEG | 6101-2225010LL8-G2 | Standalone | DE0500731 | As per HSA registered indication(s)
Orthopaedics | Spine - Thoracolumbar (TL) and sacral surgery | TL interbody cage | TL interbody core - Non-integrated | K2M | CASCADIA Lateral 22mm lordotic 22x50x12 mm 8DEG | 6101-2225012LL8-G2 | Standalone | DE0500731 | As per HSA registered indication(s)
Orthopaedics | Spine - Thoracolumbar (TL) and sacral surgery | TL interbody cage | TL interbody core - Non-integrated | K2M | CASCADIA Lateral 22mm lordotic 22x50x8 mm 8DEG | 6101-2225008LL8-G2 | Standalone | DE0500731 | As per HSA registered indication(s)
Orthopaedics | Spine - Thoracolumbar (TL) and sacral surgery | TL interbody cage | TL interbody core - Non-integrated | K2M | CASCADIA Lateral 22mm lordotic 22x55x10 mm 8DEG | 6101-2225510LL8-G2 | Standalone | DE0500731 | As per HSA registered indication(s)
Orthopaedics | Spine - Thoracolumbar (TL) and sacral surgery | TL interbody cage | TL interbody core - Non-integrated | K2M | CASCADIA Lateral 22mm lordotic 22x55x12mm 8DEG | 6101-2225512LL8-G2 | Standalone | DE0500731 | As per HSA registered indication(s)
Orthopaedics | Spine - Thoracolumbar (TL) and sacral surgery | TL interbody cage | TL interbody core - Non-integrated | K2M | CASCADIA Lateral 22mm lordotic 22x60x10 mm 8DEG | 6101-2226010LL8-G2 | Standalone | DE0500731 | As per HSA registered indication(s)
Orthopaedics | Spine - Thoracolumbar (TL) and sacral surgery | TL interbody cage | TL interbody core - Non-integrated | K2M | CASCADIA Lateral 22mm lordotic 22x60x12 mm 8DEG | 6101-2226012LL8-G2 | Standalone | DE0500731 | As per HSA registered indication(s)
Orthopaedics | Spine - Thoracolumbar (TL) and sacral surgery | TL interbody cage | TL interbody core - Non-integrated | K2M | CASCADIA Lateral 22mm lordotic 22x60x14 mm 8DEG | 6101-2226014LL8-G2 | Standalone | DE0500731 | As per HSA registered indication(s)
Orthopaedics | Spine - Thoracolumbar (TL) and sacral surgery | TL interbody cage | TL interbody core - Non-integrated | K2M | CASCADIA Lateral 22mm lordotic 22x60x8 mm 8DEG | 6101-2226008LL8-G2 | Standalone | DE0500731 | As per HSA registered indication(s)
Orthopaedics | Spine - Thoracolumbar (TL) and sacral surgery | TL interbody cage | TL interbody core - Non-integrated | K2M | CASCADIA Lateral 22mm lordotic 22x45x10 mm 8DEG | 6101-2224510LL8-G2 | Standalone | DE0500731 | As per HSA registered indication(s)
Orthopaedics | Spine - Thoracolumbar (TL) and sacral surgery | TL interbody cage | TL interbody core - Non-integrated | K2M | CASCADIA Lateral 22mm lordotic 22x50x14 mm 8DEG | 6101-2225014LL8-G2 | Standalone | DE0500731 | As per HSA registered indication(s)
Orthopaedics | Spine - Thoracolumbar (TL) and sacral surgery | TL interbody cage | TL interbody core - Non-integrated | K2M | CASCADIA Lateral 22mm lordotic 22x55x14 mm 8DEG | 6101-2225514LL8-G2 | Standalone | DE0500731 | As per HSA registered indication(s)
Orthopaedics | Spine - Thoracolumbar (TL) and sacral surgery | TL interbody cage | TL interbody core - Non-integrated | K2M | CASCADIA Lateral 22mm lordotic 22x55x8 mm 8DEG | 6101-2225508LL8-G2 | Standalone | DE0500731 | As per HSA registered indication(s)
Orthopaedics | Spine - Thoracolumbar (TL) and sacral surgery | TL interbody cage | TL interbody core - Non-integrated | K2M | CASCADIA Lateral 22mm lordotic 22x45x8 mm 8DEG | 6101-2224508LL8-G2 | Standalone | DE0500731 | As per HSA registered indication(s)
Orthopaedics | Spine - Thoracolumbar (TL) and sacral surgery | TL interbody cage | TL interbody core - Non-integrated | K2M | CASCADIA Lateral 22mm Parallel 22 x 45 x 16mm | 6101-2224516LP-G2 | Standalone | DE0500731 | As per HSA registered indication(s)
Orthopaedics | Spine - Thoracolumbar (TL) and sacral surgery | TL interbody cage | TL interbody core - Non-integrated | K2M | CASCADIA Lateral 22mm Parallel 22 x 50 x 16mm | 6101-2225016LP-G2 | Standalone | DE0500731 | As per HSA registered indication(s)
Orthopaedics | Spine - Thoracolumbar (TL) and sacral surgery | TL interbody cage | TL interbody core - Non-integrated | K2M | CASCADIA Lateral 22mm Parallel 22 x 55 x 16mm | 6101-2225516LP-G2 | Standalone | DE0500731 | As per HSA registered indication(s)
Orthopaedics | Spine - Thoracolumbar (TL) and sacral surgery | TL interbody cage | TL interbody core - Non-integrated | K2M | CASCADIA Lateral 22mm Parallel 22 x 60 x 16mm | 6101-2226016LP-G2 | Standalone | DE0500731 | As per HSA registered indication(s)
Orthopaedics | Spine - Thoracolumbar (TL) and sacral surgery | TL interbody cage | TL interbody core - Non-integrated | K2M | CASCADIA Lateral 22mm Parallel 22x45x10 mm | 6101-2224510LP-G2 | Standalone | DE0500731 | As per HSA registered indication(s)
Orthopaedics | Spine - Thoracolumbar (TL) and sacral surgery | TL interbody cage | TL interbody core - Non-integrated | K2M | CASCADIA Lateral 22mm Parallel 22x45x12 mm | 6101-2224512LP-G2 | Standalone | DE0500731 | As per HSA registered indication(s)
Orthopaedics | Spine - Thoracolumbar (TL) and sacral surgery | TL interbody cage | TL interbody core - Non-integrated | K2M | CASCADIA Lateral 22mm Parallel 22x45x14 mm | 6101-2224514LP-G2 | Standalone | DE0500731 | As per HSA registered indication(s)
Orthopaedics | Spine - Thoracolumbar (TL) and sacral surgery | TL interbody cage | TL interbody core - Non-integrated | K2M | CASCADIA Lateral 22mm Parallel 22x45x8 mm | 6101-2224508LP-G2 | Standalone | DE0500731 | As per HSA registered indication(s)
Orthopaedics | Spine - Thoracolumbar (TL) and sacral surgery | TL interbody cage | TL interbody core - Non-integrated | K2M | CASCADIA Lateral 22mm Parallel 22x50x10 mm | 6101-2225010LP-G2 | Standalone | DE0500731 | As per HSA registered indication(s)
Orthopaedics | Spine - Thoracolumbar (TL) and sacral surgery | TL interbody cage | TL interbody core - Non-integrated | K2M | CASCADIA Lateral 22mm Parallel 22x50x12 mm | 6101-2225012LP-G2 | Standalone | DE0500731 | As per HSA registered indication(s)
Orthopaedics | Spine - Thoracolumbar (TL) and sacral surgery | TL interbody cage | TL interbody core - Non-integrated | K2M | CASCADIA Lateral 22mm Parallel 22x50x14 mm | 6101-2225014LP-G2 | Standalone | DE0500731 | As per HSA registered indication(s)
Orthopaedics | Spine - Thoracolumbar (TL) and sacral surgery | TL interbody cage | TL interbody core - Non-integrated | K2M | CASCADIA Lateral 22mm Parallel 22x50x8 mm | 6101-2225008LP-G2 | Standalone | DE0500731 | As per HSA registered indication(s)
Orthopaedics | Spine - Thoracolumbar (TL) and sacral surgery | TL interbody cage | TL interbody core - Non-integrated | K2M | CASCADIA Lateral 22mm Parallel 22x55x10 mm | 6101-2225510LP-G2 | Standalone | DE0500731 | As per HSA registered indication(s)
Orthopaedics | Spine - Thoracolumbar (TL) and sacral surgery | TL interbody cage | TL interbody core - Non-integrated | K2M | CASCADIA Lateral 22mm Parallel 22x55x12 | 6101-2225512LP-G2 | Standalone | DE0500731 | As per HSA registered indication(s)
Orthopaedics | Spine - Thoracolumbar (TL) and sacral surgery | TL interbody cage | TL interbody core - Non-integrated | K2M | CASCADIA Lateral 22mm Parallel 22x55x14 mm | 6101-2225514LP-G2 | Standalone | DE0500731 | As per HSA registered indication(s)
Orthopaedics | Spine - Thoracolumbar (TL) and sacral surgery | TL interbody cage | TL interbody core - Non-integrated | K2M | CASCADIA Lateral 22mm Parallel 22x55x8 mm | 6101-2225508LP-G2 | Standalone | DE0500731 | As per HSA registered indication(s)
Orthopaedics | Spine - Thoracolumbar (TL) and sacral surgery | TL interbody cage | TL interbody core - Non-integrated | K2M | CASCADIA Lateral 22mm Parallel 22x60x10 mm | 6101-2226010LP-G2 | Standalone | DE0500731 | As per HSA registered indication(s)
Orthopaedics | Spine - Thoracolumbar (TL) and sacral surgery | TL interbody cage | TL interbody core - Non-integrated | K2M | CASCADIA Lateral 22mm Parallel 22x60x12 mm | 6101-2226012LP-G2 | Standalone | DE0500731 | As per HSA registered indication(s)
Orthopaedics | Spine - Thoracolumbar (TL) and sacral surgery | TL interbody cage | TL interbody core - Non-integrated | K2M | CASCADIA Lateral 22mm Parallel 22x60x14 mm | 6101-2226014LP-G2 | Standalone | DE0500731 | As per HSA registered indication(s)
Orthopaedics | Spine - Thoracolumbar (TL) and sacral surgery | TL interbody cage | TL interbody core - Non-integrated | K2M | CASCADIA Lateral 22mm Parallel 22x60x8 mm | 6101-2226008LP-G2 | Standalone | DE0500731 | As per HSA registered indication(s)
Orthopaedics | Spine - Thoracolumbar (TL) and sacral surgery | TL interbody cage | TL interbody core - Non-integrated | K2M | CASCADIA Lateral Lordotic 12DEG 22 x 60 x 14mm | 6101-2226014LL12-G2 | Standalone | DE0500731 | As per HSA registered indication(s)
Orthopaedics | Spine - Thoracolumbar (TL) and sacral surgery | TL interbody cage | TL interbody core - Non-integrated | K2M | CASCADIA Lateral Lordotic 12DEG 22 x 60 x 12mm | 6101-2226012LL12-G2 | Standalone | DE0500731 | As per HSA registered indication(s)
Orthopaedics | Spine - Thoracolumbar (TL) and sacral surgery | TL interbody cage | TL interbody core - Non-integrated | K2M | CASCADIA Lateral Lordotic 12DEG 22 x 50 x 14mm | 6101-2225014LL12-G2 | Standalone | DE0500731 | As per HSA registered indication(s)
Orthopaedics | Spine - Thoracolumbar (TL) and sacral surgery | TL interbody cage | TL interbody core - Non-integrated | K2M | CASCADIA Lateral Lordotic 12DEG 22 x 55 x 16mm | 6101-2225516LL12-G2 | Standalone | DE0500731 | As per HSA registered indication(s)
Orthopaedics | Spine - Thoracolumbar (TL) and sacral surgery | TL interbody cage | TL interbody core - Non-integrated | K2M | CASCADIA Lateral Lordotic 12DEG 22 x 60 x 16mm | 6101-2226016LL12-G2 | Standalone | DE0500731 | As per HSA registered indication(s)
Orthopaedics | Spine - Thoracolumbar (TL) and sacral surgery | TL interbody cage | TL interbody core - Non-integrated | K2M | CASCADIA Lateral Lordotic 12DEG 22 x 45 x 14mm | 6101-2224514LL12-G2 | Standalone | DE0500731 | As per HSA registered indication(s)
Orthopaedics | Spine - Thoracolumbar (TL) and sacral surgery | TL interbody cage | TL interbody core - Non-integrated | K2M | CASCADIA Lateral Lordotic 12DEG 22 x 50 x 12mm | 6101-2225012LL12-G2 | Standalone | DE0500731 | As per HSA registered indication(s)
Orthopaedics | Spine - Thoracolumbar (TL) and sacral surgery | TL interbody cage | TL interbody core - Non-integrated | K2M | CASCADIA Lateral Lordotic 12DEG 22 x 55 x 12mm | 6101-2225512LL12-G2 | Standalone | DE0500731 | As per HSA registered indication(s)
Orthopaedics | Spine - Thoracolumbar (TL) and sacral surgery | TL interbody cage | TL interbody core - Non-integrated | K2M | CASCADIA Lateral Lordotic 12DEG 22 x 45 x 12mm | 6101-2224512LL12-G2 | Standalone | DE0500731 | As per HSA registered indication(s)
Orthopaedics | Spine - Thoracolumbar (TL) and sacral surgery | TL interbody cage | TL interbody core - Non-integrated | K2M | CASCADIA Lateral Lordotic 12DEG 22 x 45 x 16mm | 6101-2224516LL12-G2 | Standalone | DE0500731 | As per HSA registered indication(s)
Orthopaedics | Spine - Thoracolumbar (TL) and sacral surgery | TL interbody cage | TL interbody core - Non-integrated | K2M | CASCADIA Lateral Lordotic 12DEG 22 x 50 x 16mm | 6101-2225016LL12-G2 | Standalone | DE0500731 | As per HSA registered indication(s)
Orthopaedics | Spine - Thoracolumbar (TL) and sacral surgery | TL interbody cage | TL interbody core - Non-integrated | K2M | CASCADIA Lateral Lordotic 12DEG 22 x 55 x 10mm | 6101-2225510LL12-G2 | Standalone | DE0500731 | As per HSA registered indication(s)
Orthopaedics | Spine - Thoracolumbar (TL) and sacral surgery | TL interbody cage | TL interbody core - Non-integrated | K2M | CASCADIA Lateral Lordotic 12DEG 22 x 55 x 14mm | 6101-2225514LL12-G2 | Standalone | DE0500731 | As per HSA registered indication(s)
Orthopaedics | Spine - Thoracolumbar (TL) and sacral surgery | TL interbody cage | TL interbody core - Non-integrated | K2M | CASCADIA Lateral Lordotic 12DEG 22 x 60 x 10mm | 6101-2226010LL12-G2 | Standalone | DE0500731 | As per HSA registered indication(s)
Orthopaedics | Spine - Thoracolumbar (TL) and sacral surgery | TL interbody cage | TL interbody core - Non-integrated | K2M | CASCADIA Lateral Lordotic 12DEG 22 x 45 x 10mm | 6101-2224510LL12-G2 | Standalone | DE0500731 | As per HSA registered indication(s)
Orthopaedics | Spine - Thoracolumbar (TL) and sacral surgery | TL interbody cage | TL interbody core - Non-integrated | K2M | CASCADIA Lateral Lordotic 12DEG 22 x 50 x 10mm | 6101-2225010LL12-G2 | Standalone | DE0500731 | As per HSA registered indication(s)
Orthopaedics | Spine - Thoracolumbar (TL) and sacral surgery | TL interbody cage | TL interbody core - Non-integrated | K2M | CASCADIA Lateral Lordotic 15DEG 22 x 45 x 14mm | 6101-2224514LL15-G2 | Standalone | DE0500731 | As per HSA registered indication(s)
Orthopaedics | Spine - Thoracolumbar (TL) and sacral surgery | TL interbody cage | TL interbody core - Non-integrated | K2M | CASCADIA Lateral Lordotic 15DEG 22 x 50 x 12mm | 6101-2225012LL15-G2 | Standalone | DE0500731 | As per HSA registered indication(s)
Orthopaedics | Spine - Thoracolumbar (TL) and sacral surgery | TL interbody cage | TL interbody core - Non-integrated | K2M | CASCADIA Lateral Lordotic 15DEG 22 x 60 x 14mm | 6101-2226014LL15-G2 | Standalone | DE0500731 | As per HSA registered indication(s)
Orthopaedics | Spine - Thoracolumbar (TL) and sacral surgery | TL interbody cage | TL interbody core - Non-integrated | K2M | CASCADIA Lateral Lordotic 15DEG 22 x 45 x 16mm | 6101-2224516LL15-G2 | Standalone | DE0500731 | As per HSA registered indication(s)
Orthopaedics | Spine - Thoracolumbar (TL) and sacral surgery | TL interbody cage | TL interbody core - Non-integrated | K2M | CASCADIA Lateral Lordotic 15DEG 22 x 55 x 12mm | 6101-2225512LL15-G2 | Standalone | DE0500731 | As per HSA registered indication(s)
Orthopaedics | Spine - Thoracolumbar (TL) and sacral surgery | TL interbody cage | TL interbody core - Non-integrated | K2M | CASCADIA Lateral Lordotic 15DEG 22 x 60 x 12mm | 6101-2226012LL15-G2 | Standalone | DE0500731 | As per HSA registered indication(s)
Orthopaedics | Spine - Thoracolumbar (TL) and sacral surgery | TL interbody cage | TL interbody core - Non-integrated | K2M | CASCADIA Lateral Lordotic 15DEG 22 x 60 x 16mm | 6101-2226016LL15-G2 | Standalone | DE0500731 | As per HSA registered indication(s)
Orthopaedics | Spine - Thoracolumbar (TL) and sacral surgery | TL interbody cage | TL interbody core - Non-integrated | K2M | CASCADIA Lateral Lordotic 15DEG 22 x 50 x 14mm | 6101-2225014LL15-G2 | Standalone | DE0500731 | As per HSA registered indication(s)
Orthopaedics | Spine - Thoracolumbar (TL) and sacral surgery | TL interbody cage | TL interbody core - Non-integrated | K2M | CASCADIA Lateral Lordotic 15DEG 22 x 50 x 16mm | 6101-2225016LL15-G2 | Standalone | DE0500731 | As per HSA registered indication(s)
Orthopaedics | Spine - Thoracolumbar (TL) and sacral surgery | TL interbody cage | TL interbody core - Non-integrated | K2M | CASCADIA Lateral Lordotic 15DEG 22 x 55 x 14mm | 6101-2225514LL15-G2 | Standalone | DE0500731 | As per HSA registered indication(s)
Orthopaedics | Spine - Thoracolumbar (TL) and sacral surgery | TL interbody cage | TL interbody core - Non-integrated | K2M | CASCADIA Lateral Lordotic 15DEG 22 x 45 x 12mm | 6101-2224512LL15-G2 | Standalone | DE0500731 | As per HSA registered indication(s)
Orthopaedics | Spine - Thoracolumbar (TL) and sacral surgery | TL interbody cage | TL interbody core - Non-integrated | K2M | CASCADIA Lateral Lordotic 15DEG 22 x 55 x 16mm | 6101-2225516LL15-G2 | Standalone | DE0500731 | As per HSA registered indication(s)
Orthopaedics | Spine - Thoracolumbar (TL) and sacral surgery | TL interbody cage | TL interbody core - Non-integrated | Medtronic | CATALYFT 40, Long, 11mm | 6069116 | Standalone | DE0507969 | As per HSA registered indication(s)
Orthopaedics | Spine - Thoracolumbar (TL) and sacral surgery | TL interbody cage | TL interbody core - Non-integrated | Medtronic | CATALYFT 40, Long, 7mm | 6069076 | Standalone | DE0507969 | As per HSA registered indication(s)
Orthopaedics | Spine - Thoracolumbar (TL) and sacral surgery | TL interbody cage | TL interbody core - Non-integrated | Medtronic | CATALYFT 40, Long, 9mm | 6069096 | Standalone | DE0507969 | As per HSA registered indication(s)
Orthopaedics | Spine - Thoracolumbar (TL) and sacral surgery | TL interbody cage | TL interbody core - Non-integrated | Medtronic | CATALYFT 40, Short, 11mm | 6069113 | Standalone | DE0507969 | As per HSA registered indication(s)
Orthopaedics | Spine - Thoracolumbar (TL) and sacral surgery | TL interbody cage | TL interbody core - Non-integrated | Medtronic | CATALYFT 40, Short, 7mm | 6069073 | Standalone | DE0507969 | As per HSA registered indication(s)
Orthopaedics | Spine - Thoracolumbar (TL) and sacral surgery | TL interbody cage | TL interbody core - Non-integrated | Medtronic | CATALYFT 40, Short, 9mm | 6069093 | Standalone | DE0507969 | As per HSA registered indication(s)
Orthopaedics | Spine - Thoracolumbar (TL) and sacral surgery | TL interbody cage | TL interbody core - Non-integrated | Medtronic | CATALYFT, Short, 11mm | 6068113 | Standalone | DE0507969 | As per HSA registered indication(s)
Orthopaedics | Spine - Thoracolumbar (TL) and sacral surgery | TL interbody cage | TL interbody core - Non-integrated | Medtronic | CATALYFT, Long, 11mm | 6068116 | Standalone | DE0507969 | As per HSA registered indication(s)
Orthopaedics | Spine - Thoracolumbar (TL) and sacral surgery | TL interbody cage | TL interbody core - Non-integrated | Medtronic | CATALYFT, Long, 7mm | 6068076 | Standalone | DE0507969 | As per HSA registered indication(s)
Orthopaedics | Spine - Thoracolumbar (TL) and sacral surgery | TL interbody cage | TL interbody core - Non-integrated | Medtronic | CATALYFT, Long, 9mm | 6068096 | Standalone | DE0507969 | As per HSA registered indication(s)
Orthopaedics | Spine - Thoracolumbar (TL) and sacral surgery | TL interbody cage | TL interbody core - Non-integrated | Medtronic | CATALYFT, Short, 7mm | 6068073 | Standalone | DE0507969 | As per HSA registered indication(s)
Orthopaedics | Spine - Thoracolumbar (TL) and sacral surgery | TL interbody cage | TL interbody core - Non-integrated | Medtronic | CATALYFT, Short, 9mm | 6068093 | Standalone | DE0507969 | As per HSA registered indication(s)
Orthopaedics | Spine - Thoracolumbar (TL) and sacral surgery | TL and sacral fusion and fixation implant | TL plate | K2M | CAYMAN ANTERIOR PLATES and SCREWS Lumbar Plate 32 mm | 1208-41F32L | Standalone | DE0014118 | As per HSA registered indication(s)
Orthopaedics | Spine - Thoracolumbar (TL) and sacral surgery | TL and sacral fusion and fixation implant | TL plate | K2M | CAYMAN ANTERIOR PLATES and SCREWS Lumbar Plate 34 mm | 1208-41F34L | Standalone | DE0014118 | As per HSA registered indication(s)
Orthopaedics | Spine - Thoracolumbar (TL) and sacral surgery | TL and sacral fusion and fixation implant | TL plate | K2M | CAYMAN ANTERIOR PLATES and SCREWS Lumbar Plate 36 mm | 1208-41F36L | Standalone | DE0014118 | As per HSA registered indication(s)
Orthopaedics | Spine - Thoracolumbar (TL) and sacral surgery | TL and sacral fusion and fixation implant | TL plate | K2M | CAYMAN ANTERIOR PLATES and SCREWS Lumbar Plate 38 mm | 1208-41F38L | Standalone | DE0014118 | As per HSA registered indication(s)
Orthopaedics | Spine - Thoracolumbar (TL) and sacral surgery | TL and sacral fusion and fixation implant | TL plate | K2M | CAYMAN ANTERIOR PLATES and SCREWS Lumbar Plate 40 mm | 1208-41F40L | Standalone | DE0014118 | As per HSA registered indication(s)
Orthopaedics | Spine - Thoracolumbar (TL) and sacral surgery | TL and sacral fusion and fixation implant | TL plate | K2M | CAYMAN ANTERIOR PLATES and SCREWS Lumbar Plate 42 mm | 1208-41F42L | Standalone | DE0014118 | As per HSA registered indication(s)
Orthopaedics | Spine - Thoracolumbar (TL) and sacral surgery | TL and sacral fusion and fixation implant | TL plate | K2M | CAYMAN ANTERIOR PLATES and SCREWS Lumbar Plate 44 mm | 1208-41F44L | Standalone | DE0014118 | As per HSA registered indication(s)
Orthopaedics | Spine - Thoracolumbar (TL) and sacral surgery | TL and sacral fusion and fixation implant | TL plate | K2M | CAYMAN ANTERIOR PLATES and SCREWS Lumbar Plate 46 mm | 1208-41F46L | Standalone | DE0014118 | As per HSA registered indication(s)
Orthopaedics | Spine - Thoracolumbar (TL) and sacral surgery | TL and sacral fusion and fixation implant | TL plate | K2M | CAYMAN ANTERIOR PLATES and SCREWS Sacral Plate 32 mm | 1208-42F32 | Standalone | DE0014118 | As per HSA registered indication(s)
Orthopaedics | Spine - Thoracolumbar (TL) and sacral surgery | TL and sacral fusion and fixation implant | TL plate | K2M | CAYMAN ANTERIOR PLATES and SCREWS Sacral Plate 34 mm | 1208-42F34 | Standalone | DE0014118 | As per HSA registered indication(s)
Orthopaedics | Spine - Thoracolumbar (TL) and sacral surgery | TL and sacral fusion and fixation implant | TL plate | K2M | CAYMAN ANTERIOR PLATES and SCREWS Sacral Plate 36 mm | 1208-42F36 | Standalone | DE0014118 | As per HSA registered indication(s)
Orthopaedics | Spine - Thoracolumbar (TL) and sacral surgery | TL and sacral fusion and fixation implant | TL plate | K2M | CAYMAN ANTERIOR PLATES and SCREWS Sacral Plate 38 mm | 1208-42F38 | Standalone | DE0014118 | As per HSA registered indication(s)
Orthopaedics | Spine - Thoracolumbar (TL) and sacral surgery | TL and sacral fusion and fixation implant | TL plate | K2M | CAYMAN ANTERIOR PLATES and SCREWS Sacral Plate 40 mm | 1208-42F40 | Standalone | DE0014118 | As per HSA registered indication(s)
Orthopaedics | Spine - Thoracolumbar (TL) and sacral surgery | TL and sacral fusion and fixation implant | TL plate | K2M | CAYMAN ANTERIOR PLATES and SCREWS Sacral Plate 42 mm | 1208-42F42 | Standalone | DE0014118 | As per HSA registered indication(s)
Orthopaedics | Spine - Thoracolumbar (TL) and sacral surgery | TL and sacral fusion and fixation implant | TL plate | K2M | CAYMAN ANTERIOR PLATES and SCREWS Sacral Plate 44 mm | 1208-42F44 | Standalone | DE0014118 | As per HSA registered indication(s)
Orthopaedics | Spine - Thoracolumbar (TL) and sacral surgery | TL and sacral fusion and fixation implant | TL plate | K2M | CAYMAN ANTERIOR PLATES and SCREWS Sacral Plate 46 mm | 1208-42F46 | Standalone | DE0014118 | As per HSA registered indication(s)
Orthopaedics | Spine - Thoracolumbar (TL) and sacral surgery | TL and sacral fusion and fixation implant | TL fixation screw | K2M | CAYMAN ANTERIOR PLATES and SCREWS Screw D6.0x22 mm | 1201-16022 | Standalone | DE0014118 | As per HSA registered indication(s)
Orthopaedics | Spine - Thoracolumbar (TL) and sacral surgery | TL and sacral fusion and fixation implant | TL fixation screw | K2M | CAYMAN ANTERIOR PLATES and SCREWS Screw D6.0x24 mm | 1201-16024 | Standalone | DE0014118 | As per HSA registered indication(s)
Orthopaedics | Spine - Thoracolumbar (TL) and sacral surgery | TL and sacral fusion and fixation implant | TL fixation screw | K2M | CAYMAN ANTERIOR PLATES and SCREWS Screw D6.0x26 mm | 1201-16026 | Standalone | DE0014118 | As per HSA registered indication(s)
Orthopaedics | Spine - Thoracolumbar (TL) and sacral surgery | TL and sacral fusion and fixation implant | TL fixation screw | K2M | CAYMAN ANTERIOR PLATES and SCREWS Screw D6.0x28 mm | 1201-16028 | Standalone | DE0014118 | As per HSA registered indication(s)
Orthopaedics | Spine - Thoracolumbar (TL) and sacral surgery | TL and sacral fusion and fixation implant | TL fixation screw | K2M | CAYMAN ANTERIOR PLATES and SCREWS Screw D6.0x30 mm | 1201-16030 | Standalone | DE0014118 | As per HSA registered indication(s)
Orthopaedics | Spine - Thoracolumbar (TL) and sacral surgery | TL and sacral fusion and fixation implant | TL fixation screw | K2M | CAYMAN ANTERIOR PLATES and SCREWS Screw D6.0x32 mm | 1201-16032 | Standalone | DE0014118 | As per HSA registered indication(s)
Orthopaedics | Spine - Thoracolumbar (TL) and sacral surgery | TL and sacral fusion and fixation implant | TL fixation screw | K2M | CAYMAN ANTERIOR PLATES and SCREWS Screw D6.0x34 mm | 1201-16034 | Standalone | DE0014118 | As per HSA registered indication(s)
Orthopaedics | Spine - Thoracolumbar (TL) and sacral surgery | TL and sacral fusion and fixation implant | TL fixation screw | K2M | CAYMAN ANTERIOR PLATES and SCREWS Screw D6.0x36 mm | 1201-16036 | Standalone | DE0014118 | As per HSA registered indication(s)
Orthopaedics | Spine - Thoracolumbar (TL) and sacral surgery | TL and sacral fusion and fixation implant | TL fixation screw | K2M | CAYMAN ANTERIOR PLATES and SCREWS Screw D7.0x22 mm | 1201-17022 | Standalone | DE0014118 | As per HSA registered indication(s)
Orthopaedics | Spine - Thoracolumbar (TL) and sacral surgery | TL and sacral fusion and fixation implant | TL fixation screw | K2M | CAYMAN ANTERIOR PLATES and SCREWS Screw D7.0x24 mm | 1201-17024 | Standalone | DE0014118 | As per HSA registered indication(s)
Orthopaedics | Spine - Thoracolumbar (TL) and sacral surgery | TL and sacral fusion and fixation implant | TL fixation screw | K2M | CAYMAN ANTERIOR PLATES and SCREWS Screw D7.0x26 mm | 1201-17026 | Standalone | DE0014118 | As per HSA registered indication(s)
Orthopaedics | Spine - Thoracolumbar (TL) and sacral surgery | TL and sacral fusion and fixation implant | TL fixation screw | K2M | CAYMAN ANTERIOR PLATES and SCREWS Screw D7.0x28 mm | 1201-17028 | Standalone | DE0014118 | As per HSA registered indication(s)
Orthopaedics | Spine - Thoracolumbar (TL) and sacral surgery | TL and sacral fusion and fixation implant | TL fixation screw | K2M | CAYMAN ANTERIOR PLATES and SCREWS Screw D7.0x30 mm | 1201-17030 | Standalone | DE0014118 | As per HSA registered indication(s)
Orthopaedics | Spine - Thoracolumbar (TL) and sacral surgery | TL and sacral fusion and fixation implant | TL fixation screw | K2M | CAYMAN ANTERIOR PLATES and SCREWS Screw D7.0x32 mm | 1201-17032 | Standalone | DE0014118 | As per HSA registered indication(s)
Orthopaedics | Spine - Thoracolumbar (TL) and sacral surgery | TL and sacral fusion and fixation implant | TL fixation screw | K2M | CAYMAN ANTERIOR PLATES and SCREWS Screw D7.0x34 mm | 1201-17034 | Standalone | DE0014118 | As per HSA registered indication(s)
Orthopaedics | Spine - Thoracolumbar (TL) and sacral surgery | TL and sacral fusion and fixation implant | TL fixation screw | K2M | CAYMAN ANTERIOR PLATES and SCREWS Screw D7.0x36 mm | 1201-17036 | Standalone | DE0014118 | As per HSA registered indication(s)
Orthopaedics | Spine - Thoracolumbar (TL) and sacral surgery | TL and sacral fusion and fixation implant | TL plate | K2M | Cayman Lateral 100 mm - Thoracolumbar Plate | 1208-41F100 | Standalone | DE0014118 | As per HSA registered indication(s)
Orthopaedics | Spine - Thoracolumbar (TL) and sacral surgery | TL and sacral fusion and fixation implant | TL plate | K2M | Cayman Lateral 103 mm - Thoracolumbar Plate | 1208-41F103 | Standalone | DE0014118 | As per HSA registered indication(s)
Orthopaedics | Spine - Thoracolumbar (TL) and sacral surgery | TL and sacral fusion and fixation implant | TL plate | K2M | Cayman Lateral 106 mm - Thoracolumbar Plate | 1208-41F106 | Standalone | DE0014118 | As per HSA registered indication(s)
Orthopaedics | Spine - Thoracolumbar (TL) and sacral surgery | TL and sacral fusion and fixation implant | TL plate | K2M | Cayman Lateral 109 mm - Thoracolumbar Plate | 1208-41F109 | Standalone | DE0014118 | As per HSA registered indication(s)
Orthopaedics | Spine - Thoracolumbar (TL) and sacral surgery | TL and sacral fusion and fixation implant | TL plate | K2M | Cayman Lateral 34 mm - Thoracolumbar Plate | 1208-41F34 | Standalone | DE0014118 | As per HSA registered indication(s)
Orthopaedics | Spine - Thoracolumbar (TL) and sacral surgery | TL and sacral fusion and fixation implant | TL plate | K2M | Cayman Lateral 37 mm - Thoracolumbar Plate | 1208-41F37 | Standalone | DE0014118 | As per HSA registered indication(s)
Orthopaedics | Spine - Thoracolumbar (TL) and sacral surgery | TL and sacral fusion and fixation implant | TL plate | K2M | Cayman Lateral 40 mm - Thoracolumbar Plate | 1208-41F40 | Standalone | DE0014118 | As per HSA registered indication(s)
Orthopaedics | Spine - Thoracolumbar (TL) and sacral surgery | TL and sacral fusion and fixation implant | TL plate | K2M | Cayman Lateral 43 mm - Thoracolumbar Plate | 1208-41F43 | Standalone | DE0014118 | As per HSA registered indication(s)
Orthopaedics | Spine - Thoracolumbar (TL) and sacral surgery | TL and sacral fusion and fixation implant | TL plate | K2M | Cayman Lateral 46 mm - Thoracolumbar Plate | 1208-41F46 | Standalone | DE0014118 | As per HSA registered indication(s)
Orthopaedics | Spine - Thoracolumbar (TL) and sacral surgery | TL and sacral fusion and fixation implant | TL plate | K2M | Cayman Lateral 49 mm - Thoracolumbar Plate | 1208-41F49 | Standalone | DE0014118 | As per HSA registered indication(s)
Orthopaedics | Spine - Thoracolumbar (TL) and sacral surgery | TL and sacral fusion and fixation implant | TL plate | K2M | Cayman Lateral 52 mm - Thoracolumbar Plate | 1208-41F52 | Standalone | DE0014118 | As per HSA registered indication(s)
Orthopaedics | Spine - Thoracolumbar (TL) and sacral surgery | TL and sacral fusion and fixation implant | TL plate | K2M | Cayman Lateral 55 mm - Thoracolumbar Plate | 1208-41F55 | Standalone | DE0014118 | As per HSA registered indication(s)
Orthopaedics | Spine - Thoracolumbar (TL) and sacral surgery | TL and sacral fusion and fixation implant | TL plate | K2M | Cayman Lateral 58 mm - Thoracolumbar Plate | 1208-41F58 | Standalone | DE0014118 | As per HSA registered indication(s)
Orthopaedics | Spine - Thoracolumbar (TL) and sacral surgery | TL and sacral fusion and fixation implant | TL fixation screw | K2M | Cayman Lateral 6.0 x 40 mm Screw | 1201-16040 | Standalone | DE0014118 | As per HSA registered indication(s)
Orthopaedics | Spine - Thoracolumbar (TL) and sacral surgery | TL and sacral fusion and fixation implant | TL fixation screw | K2M | Cayman Lateral 6.0 x 44 mm Screw | 1201-16044 | Standalone | DE0014118 | As per HSA registered indication(s)
Orthopaedics | Spine - Thoracolumbar (TL) and sacral surgery | TL and sacral fusion and fixation implant | TL fixation screw | K2M | Cayman Lateral 6.0 x 48 mm Screw | 1201-16048 | Standalone | DE0014118 | As per HSA registered indication(s)
Orthopaedics | Spine - Thoracolumbar (TL) and sacral surgery | TL and sacral fusion and fixation implant | TL fixation screw | K2M | Cayman Lateral 6.0 x 52 mm Screw | 1201-16052 | Standalone | DE0014118 | As per HSA registered indication(s)
Orthopaedics | Spine - Thoracolumbar (TL) and sacral surgery | TL and sacral fusion and fixation implant | TL fixation screw | K2M | Cayman Lateral 6.0 x 56 mm Screw | 1201-16056 | Standalone | DE0014118 | As per HSA registered indication(s)
Orthopaedics | Spine - Thoracolumbar (TL) and sacral surgery | TL and sacral fusion and fixation implant | TL fixation screw | K2M | Cayman Lateral 6.0 x 60 mm Screw | 1201-16060 | Standalone | DE0014118 | As per HSA registered indication(s)
Orthopaedics | Spine - Thoracolumbar (TL) and sacral surgery | TL and sacral fusion and fixation implant | TL plate | K2M | Cayman Lateral 61 mm - Thoracolumbar Plate | 1208-41F61 | Standalone | DE0014118 | As per HSA registered indication(s)
Orthopaedics | Spine - Thoracolumbar (TL) and sacral surgery | TL and sacral fusion and fixation implant | TL plate | K2M | Cayman Lateral 64 mm - Thoracolumbar Plate | 1208-41F64 | Standalone | DE0014118 | As per HSA registered indication(s)
Orthopaedics | Spine - Thoracolumbar (TL) and sacral surgery | TL and sacral fusion and fixation implant | TL plate | K2M | Cayman Lateral 67 mm - Thoracolumbar Plate | 1208-41F67 | Standalone | DE0014118 | As per HSA registered indication(s)
Orthopaedics | Spine - Thoracolumbar (TL) and sacral surgery | TL and sacral fusion and fixation implant | TL fixation screw | K2M | Cayman Lateral 7.0 x 40 mm Screw | 1201-17040 | Standalone | DE0014118 | As per HSA registered indication(s)
Orthopaedics | Spine - Thoracolumbar (TL) and sacral surgery | TL and sacral fusion and fixation implant | TL fixation screw | K2M | Cayman Lateral 7.0 x 44 mm Screw | 1201-17044 | Standalone | DE0014118 | As per HSA registered indication(s)
Orthopaedics | Spine - Thoracolumbar (TL) and sacral surgery | TL and sacral fusion and fixation implant | TL fixation screw | K2M | Cayman Lateral 7.0 x 48 mm Screw | 1201-17048 | Standalone | DE0014118 | As per HSA registered indication(s)
Orthopaedics | Spine - Thoracolumbar (TL) and sacral surgery | TL and sacral fusion and fixation implant | TL fixation screw | K2M | Cayman Lateral 7.0 x 52 mm Screw | 1201-17052 | Standalone | DE0014118 | As per HSA registered indication(s)
Orthopaedics | Spine - Thoracolumbar (TL) and sacral surgery | TL and sacral fusion and fixation implant | TL fixation screw | K2M | Cayman Lateral 7.0 x 56 mm Screw | 1201-17056 | Standalone | DE0014118 | As per HSA registered indication(s)
Orthopaedics | Spine - Thoracolumbar (TL) and sacral surgery | TL and sacral fusion and fixation implant | TL fixation screw | K2M | Cayman Lateral 7.0 x 60 mm Screw | 1201-17060 | Standalone | DE0014118 | As per HSA registered indication(s)
Orthopaedics | Spine - Thoracolumbar (TL) and sacral surgery | TL and sacral fusion and fixation implant | TL plate | K2M | Cayman Lateral 70 mm - Thoracolumbar Plate | 1208-41F70 | Standalone | DE0014118 | As per HSA registered indication(s)
Orthopaedics | Spine - Thoracolumbar (TL) and sacral surgery | TL and sacral fusion and fixation implant | TL plate | K2M | Cayman Lateral 73 mm - Thoracolumbar Plate | 1208-41F73 | Standalone | DE0014118 | As per HSA registered indication(s)
Orthopaedics | Spine - Thoracolumbar (TL) and sacral surgery | TL and sacral fusion and fixation implant | TL plate | K2M | Cayman Lateral 76 mm - Thoracolumbar Plate | 1208-41F76 | Standalone | DE0014118 | As per HSA registered indication(s)
Orthopaedics | Spine - Thoracolumbar (TL) and sacral surgery | TL and sacral fusion and fixation implant | TL plate | K2M | Cayman Lateral 79 mm - Thoracolumbar Plate | 1208-41F79 | Standalone | DE0014118 | As per HSA registered indication(s)
Orthopaedics | Spine - Thoracolumbar (TL) and sacral surgery | TL and sacral fusion and fixation implant | TL plate | K2M | Cayman Lateral 82 mm - Thoracolumbar Plate | 1208-41F82 | Standalone | DE0014118 | As per HSA registered indication(s)
Orthopaedics | Spine - Thoracolumbar (TL) and sacral surgery | TL and sacral fusion and fixation implant | TL plate | K2M | Cayman Lateral 85 mm - Thoracolumbar Plate | 1208-41F85 | Standalone | DE0014118 | As per HSA registered indication(s)
Orthopaedics | Spine - Thoracolumbar (TL) and sacral surgery | TL and sacral fusion and fixation implant | TL plate | K2M | Cayman Lateral 88 mm - Thoracolumbar Plate | 1208-41F88 | Standalone | DE0014118 | As per HSA registered indication(s)
Orthopaedics | Spine - Thoracolumbar (TL) and sacral surgery | TL and sacral fusion and fixation implant | TL plate | K2M | Cayman Lateral 91 mm - Thoracolumbar Plate | 1208-41F91 | Standalone | DE0014118 | As per HSA registered indication(s)
Orthopaedics | Spine - Thoracolumbar (TL) and sacral surgery | TL and sacral fusion and fixation implant | TL plate | K2M | Cayman Lateral 94 mm - Thoracolumbar Plate | 1208-41F94 | Standalone | DE0014118 | As per HSA registered indication(s)
Orthopaedics | Spine - Thoracolumbar (TL) and sacral surgery | TL and sacral fusion and fixation implant | TL plate | K2M | Cayman Lateral 97 mm - Thoracolumbar Plate | 1208-41F97 | Standalone | DE0014118 | As per HSA registered indication(s)
Orthopaedics | Spine - Thoracolumbar (TL) and sacral surgery | TL and sacral fusion and fixation implant | TL plate | K2M | Cayman MI, 1 Level Lateral Plate - 10 mm | 4508-41F10 | Standalone | DE0014118 | As per HSA registered indication(s)
Orthopaedics | Spine - Thoracolumbar (TL) and sacral surgery | TL and sacral fusion and fixation implant | TL plate | K2M | Cayman MI, 1 Level Lateral Plate - 12 mm | 4508-41F12 | Standalone | DE0014118 | As per HSA registered indication(s)
Orthopaedics | Spine - Thoracolumbar (TL) and sacral surgery | TL and sacral fusion and fixation implant | TL plate | K2M | Cayman MI, 1 Level Lateral Plate - 14 mm | 4508-41F14 | Standalone | DE0014118 | As per HSA registered indication(s)
Orthopaedics | Spine - Thoracolumbar (TL) and sacral surgery | TL and sacral fusion and fixation implant | TL plate | K2M | Cayman MI, 1 Level Lateral Plate - 16 mm | 4508-41F16 | Standalone | DE0014118 | As per HSA registered indication(s)
Orthopaedics | Spine - Thoracolumbar (TL) and sacral surgery | TL and sacral fusion and fixation implant | TL plate | K2M | Cayman MI, 1 Level Lateral Plate - 18 mm | 4508-41F18 | Standalone | DE0014118 | As per HSA registered indication(s)
Orthopaedics | Spine - Thoracolumbar (TL) and sacral surgery | TL and sacral fusion and fixation implant | TL plate | K2M | Cayman MI, 1 Level Lateral Plate - 8 mm | 4508-41F8 | Standalone | DE0014118 | As per HSA registered indication(s)
Orthopaedics | Spine - Thoracolumbar (TL) and sacral surgery | TL and sacral fusion and fixation implant | TL fixation screw | K2M | Cayman MI, 5.0 x 24 mm Screw | 4501-15024 | Standalone | DE0014118 | As per HSA registered indication(s)
Orthopaedics | Spine - Thoracolumbar (TL) and sacral surgery | TL and sacral fusion and fixation implant | TL fixation screw | K2M | Cayman MI, 5.0 x 32 mm Screw | 4501-15032 | Standalone | DE0014118 | As per HSA registered indication(s)
Orthopaedics | Spine - Thoracolumbar (TL) and sacral surgery | TL and sacral fusion and fixation implant | TL fixation screw | K2M | Cayman MI, 5.0 x 36 mm Screw | 4501-15036 | Standalone | DE0014118 | As per HSA registered indication(s)
Orthopaedics | Spine - Thoracolumbar (TL) and sacral surgery | TL and sacral fusion and fixation implant | TL fixation screw | K2M | Cayman MI, 5.5 x 24 mm Screw | 4501-15524 | Standalone | DE0014118 | As per HSA registered indication(s)
Orthopaedics | Spine - Thoracolumbar (TL) and sacral surgery | TL and sacral fusion and fixation implant | TL fixation screw | K2M | Cayman MI, 5.5 x 32 mm Screw | 4501-15532 | Standalone | DE0014118 | As per HSA registered indication(s)
Orthopaedics | Spine - Thoracolumbar (TL) and sacral surgery | TL and sacral fusion and fixation implant | TL fixation screw | K2M | Cayman MI, 5.5 x 36 mm Screw | 4501-15536 | Standalone | DE0014118 | As per HSA registered indication(s)
Orthopaedics | Spine - Thoracolumbar (TL) and sacral surgery | TL and sacral fusion and fixation implant | TL plate | K2M | Cayman United 1 Hole Plate, 16mm, Left | 7908-41F16L | Standalone | DE0500731 | As per HSA registered indication(s)
Orthopaedics | Spine - Thoracolumbar (TL) and sacral surgery | TL and sacral fusion and fixation implant | TL plate | K2M | Cayman United 1 Hole Plate, 16mm, Right | 7908-41F16R | Standalone | DE0500731 | As per HSA registered indication(s)
Orthopaedics | Spine - Thoracolumbar (TL) and sacral surgery | TL and sacral fusion and fixation implant | TL plate | K2M | Cayman United 1 Hole Plate, 18mm, Left | 7908-41F18L | Standalone | DE0500731 | As per HSA registered indication(s)
Orthopaedics | Spine - Thoracolumbar (TL) and sacral surgery | TL and sacral fusion and fixation implant | TL plate | K2M | Cayman United 1 Hole Plate, 18mm, Right | 7908-41F18R | Standalone | DE0500731 | As per HSA registered indication(s)
Orthopaedics | Spine - Thoracolumbar (TL) and sacral surgery | TL and sacral fusion and fixation implant | TL plate | K2M | Cayman United 1 Hole Plate, 20mm, Left | 7908-41F20L | Standalone | DE0500731 | As per HSA registered indication(s)
Orthopaedics | Spine - Thoracolumbar (TL) and sacral surgery | TL and sacral fusion and fixation implant | TL plate | K2M | Cayman United 1 Hole Plate, 20mm, Right | 7908-41F20R | Standalone | DE0500731 | As per HSA registered indication(s)
Orthopaedics | Spine - Thoracolumbar (TL) and sacral surgery | TL and sacral fusion and fixation implant | TL plate | K2M | Cayman United 1 Hole Plate, 22mm, Left | 7908-41F22L | Standalone | DE0500731 | As per HSA registered indication(s)
Orthopaedics | Spine - Thoracolumbar (TL) and sacral surgery | TL and sacral fusion and fixation implant | TL plate | K2M | Cayman United 1 Hole Plate, 22mm, Right | 7908-41F22R | Standalone | DE0500731 | As per HSA registered indication(s)
Orthopaedics | Spine - Thoracolumbar (TL) and sacral surgery | TL and sacral fusion and fixation implant | TL plate | K2M | Cayman United 1 Hole Plate, 24mm, Left | 7908-41F24L | Standalone | DE0500731 | As per HSA registered indication(s)
Orthopaedics | Spine - Thoracolumbar (TL) and sacral surgery | TL and sacral fusion and fixation implant | TL plate | K2M | Cayman United 1 Hole Plate, 24mm, Right | 7908-41F24R | Standalone | DE0500731 | As per HSA registered indication(s)
Orthopaedics | Spine - Thoracolumbar (TL) and sacral surgery | TL and sacral fusion and fixation implant | TL plate | K2M | Cayman United 2 Hole Plate, 16mm | 7908-42F163 | Standalone | DE0500731 | As per HSA registered indication(s)
Orthopaedics | Spine - Thoracolumbar (TL) and sacral surgery | TL and sacral fusion and fixation implant | TL plate | K2M | Cayman United 2 Hole Plate, 18mm | 7908-42F183 | Standalone | DE0500731 | As per HSA registered indication(s)
Orthopaedics | Spine - Thoracolumbar (TL) and sacral surgery | TL and sacral fusion and fixation implant | TL plate | K2M | Cayman United 2 Hole Plate, 20mm | 7908-42F203 | Standalone | DE0500731 | As per HSA registered indication(s)
Orthopaedics | Spine - Thoracolumbar (TL) and sacral surgery | TL and sacral fusion and fixation implant | TL plate | K2M | Cayman United 2 Hole Plate, 22mm | 7908-42F223 | Standalone | DE0500731 | As per HSA registered indication(s)
Orthopaedics | Spine - Thoracolumbar (TL) and sacral surgery | TL and sacral fusion and fixation implant | TL plate | K2M | Cayman United 2 Hole Plate, 24mm | 7908-42F243 | Standalone | DE0500731 | As per HSA registered indication(s)
Orthopaedics | Spine - Thoracolumbar (TL) and sacral surgery | TL and sacral fusion and fixation implant | TL pedicle screw - Shank, tulip | MEDTRONIC | CDH HA COATED CANN MAS 5.5X25 | 7195525 | Standalone | DE0011389 | As per HSA registered indication(s) except for radiolucent implants which should be used as follows:  in patients with primary or metastatic spinal tumours who would benefit from post-operative high dose high precision beam therapy upon appropriate and stringent patient selection;  Patient selection should be done via standardised assessment such as the neurological-oncological-mechanical systemic (NOMS) framework; and  The assessment should be carried out by a multidisciplinary team (MDT), which may be inclusive of, but not limited to, radiation oncologists, spine surgeons and interventional radiologists, among others.
Orthopaedics | Spine - Thoracolumbar (TL) and sacral surgery | TL and sacral fusion and fixation implant | TL pedicle screw - Shank, tulip | MEDTRONIC | CDH HA COATED CANN MAS 5.5X30 | 7195530 | Standalone | DE0011389 | As per HSA registered indication(s) except for radiolucent implants which should be used as follows:  in patients with primary or metastatic spinal tumours who would benefit from post-operative high dose high precision beam therapy upon appropriate and stringent patient selection;  Patient selection should be done via standardised assessment such as the neurological-oncological-mechanical systemic (NOMS) framework; and  The assessment should be carried out by a multidisciplinary team (MDT), which may be inclusive of, but not limited to, radiation oncologists, spine surgeons and interventional radiologists, among others.
Orthopaedics | Spine - Thoracolumbar (TL) and sacral surgery | TL and sacral fusion and fixation implant | TL pedicle screw - Shank, tulip | MEDTRONIC | CDH HA COATED CANN MAS 5.5X35 | 7195535 | Standalone | DE0011389 | As per HSA registered indication(s) except for radiolucent implants which should be used as follows:  in patients with primary or metastatic spinal tumours who would benefit from post-operative high dose high precision beam therapy upon appropriate and stringent patient selection;  Patient selection should be done via standardised assessment such as the neurological-oncological-mechanical systemic (NOMS) framework; and  The assessment should be carried out by a multidisciplinary team (MDT), which may be inclusive of, but not limited to, radiation oncologists, spine surgeons and interventional radiologists, among others.
Orthopaedics | Spine - Thoracolumbar (TL) and sacral surgery | TL and sacral fusion and fixation implant | TL pedicle screw - Shank, tulip | MEDTRONIC | CDH HA COATED CANN MAS 5.5X40 | 7195540 | Standalone | DE0011389 | As per HSA registered indication(s) except for radiolucent implants which should be used as follows:  in patients with primary or metastatic spinal tumours who would benefit from post-operative high dose high precision beam therapy upon appropriate and stringent patient selection;  Patient selection should be done via standardised assessment such as the neurological-oncological-mechanical systemic (NOMS) framework; and  The assessment should be carried out by a multidisciplinary team (MDT), which may be inclusive of, but not limited to, radiation oncologists, spine surgeons and interventional radiologists, among others.
Orthopaedics | Spine - Thoracolumbar (TL) and sacral surgery | TL and sacral fusion and fixation implant | TL pedicle screw - Shank, tulip | MEDTRONIC | CDH HA COATED CANN MAS 5.5X45 | 7195545 | Standalone | DE0011389 | As per HSA registered indication(s) except for radiolucent implants which should be used as follows:  in patients with primary or metastatic spinal tumours who would benefit from post-operative high dose high precision beam therapy upon appropriate and stringent patient selection;  Patient selection should be done via standardised assessment such as the neurological-oncological-mechanical systemic (NOMS) framework; and  The assessment should be carried out by a multidisciplinary team (MDT), which may be inclusive of, but not limited to, radiation oncologists, spine surgeons and interventional radiologists, among others.
Orthopaedics | Spine - Thoracolumbar (TL) and sacral surgery | TL and sacral fusion and fixation implant | TL pedicle screw - Shank, tulip | MEDTRONIC | CDH HA COATED CANN MAS 5.5X50 | 7195550 | Standalone | DE0011389 | As per HSA registered indication(s) except for radiolucent implants which should be used as follows:  in patients with primary or metastatic spinal tumours who would benefit from post-operative high dose high precision beam therapy upon appropriate and stringent patient selection;  Patient selection should be done via standardised assessment such as the neurological-oncological-mechanical systemic (NOMS) framework; and  The assessment should be carried out by a multidisciplinary team (MDT), which may be inclusive of, but not limited to, radiation oncologists, spine surgeons and interventional radiologists, among others.
Orthopaedics | Spine - Thoracolumbar (TL) and sacral surgery | TL and sacral fusion and fixation implant | TL pedicle screw - Shank, tulip | MEDTRONIC | CDH HA COATED CANN MAS 5.5X55 | 7195555 | Standalone | DE0011389 | As per HSA registered indication(s) except for radiolucent implants which should be used as follows:  in patients with primary or metastatic spinal tumours who would benefit from post-operative high dose high precision beam therapy upon appropriate and stringent patient selection;  Patient selection should be done via standardised assessment such as the neurological-oncological-mechanical systemic (NOMS) framework; and  The assessment should be carried out by a multidisciplinary team (MDT), which may be inclusive of, but not limited to, radiation oncologists, spine surgeons and interventional radiologists, among others.
Orthopaedics | Spine - Thoracolumbar (TL) and sacral surgery | TL and sacral fusion and fixation implant | TL pedicle screw - Shank, tulip | MEDTRONIC | CDH HA COATED CANN MAS 5.5X60 | 7195560 | Standalone | DE0011389 | As per HSA registered indication(s) except for radiolucent implants which should be used as follows:  in patients with primary or metastatic spinal tumours who would benefit from post-operative high dose high precision beam therapy upon appropriate and stringent patient selection;  Patient selection should be done via standardised assessment such as the neurological-oncological-mechanical systemic (NOMS) framework; and  The assessment should be carried out by a multidisciplinary team (MDT), which may be inclusive of, but not limited to, radiation oncologists, spine surgeons and interventional radiologists, among others.
Orthopaedics | Spine - Thoracolumbar (TL) and sacral surgery | TL and sacral fusion and fixation implant | TL pedicle screw - Shank, tulip | MEDTRONIC | CDH HA COATED CANN MAS 6.5X25 | 7196525 | Standalone | DE0011389 | As per HSA registered indication(s) except for radiolucent implants which should be used as follows:  in patients with primary or metastatic spinal tumours who would benefit from post-operative high dose high precision beam therapy upon appropriate and stringent patient selection;  Patient selection should be done via standardised assessment such as the neurological-oncological-mechanical systemic (NOMS) framework; and  The assessment should be carried out by a multidisciplinary team (MDT), which may be inclusive of, but not limited to, radiation oncologists, spine surgeons and interventional radiologists, among others.
Orthopaedics | Spine - Thoracolumbar (TL) and sacral surgery | TL and sacral fusion and fixation implant | TL pedicle screw - Shank, tulip | MEDTRONIC | CDH HA COATED CANN MAS 6.5X30 | 7196530 | Standalone | DE0011389 | As per HSA registered indication(s) except for radiolucent implants which should be used as follows:  in patients with primary or metastatic spinal tumours who would benefit from post-operative high dose high precision beam therapy upon appropriate and stringent patient selection;  Patient selection should be done via standardised assessment such as the neurological-oncological-mechanical systemic (NOMS) framework; and  The assessment should be carried out by a multidisciplinary team (MDT), which may be inclusive of, but not limited to, radiation oncologists, spine surgeons and interventional radiologists, among others.
Orthopaedics | Spine - Thoracolumbar (TL) and sacral surgery | TL and sacral fusion and fixation implant | TL pedicle screw - Shank, tulip | MEDTRONIC | CDH HA COATED CANN MAS 6.5X35 | 7196535 | Standalone | DE0011389 | As per HSA registered indication(s) except for radiolucent implants which should be used as follows:  in patients with primary or metastatic spinal tumours who would benefit from post-operative high dose high precision beam therapy upon appropriate and stringent patient selection;  Patient selection should be done via standardised assessment such as the neurological-oncological-mechanical systemic (NOMS) framework; and  The assessment should be carried out by a multidisciplinary team (MDT), which may be inclusive of, but not limited to, radiation oncologists, spine surgeons and interventional radiologists, among others.
Orthopaedics | Spine - Thoracolumbar (TL) and sacral surgery | TL and sacral fusion and fixation implant | TL pedicle screw - Shank, tulip | MEDTRONIC | CDH HA COATED CANN MAS 6.5X40 | 7196540 | Standalone | DE0011389 | As per HSA registered indication(s) except for radiolucent implants which should be used as follows:  in patients with primary or metastatic spinal tumours who would benefit from post-operative high dose high precision beam therapy upon appropriate and stringent patient selection;  Patient selection should be done via standardised assessment such as the neurological-oncological-mechanical systemic (NOMS) framework; and  The assessment should be carried out by a multidisciplinary team (MDT), which may be inclusive of, but not limited to, radiation oncologists, spine surgeons and interventional radiologists, among others.
Orthopaedics | Spine - Thoracolumbar (TL) and sacral surgery | TL and sacral fusion and fixation implant | TL pedicle screw - Shank, tulip | MEDTRONIC | CDH HA COATED CANN MAS 6.5X45 | 7196545 | Standalone | DE0011389 | As per HSA registered indication(s) except for radiolucent implants which should be used as follows:  in patients with primary or metastatic spinal tumours who would benefit from post-operative high dose high precision beam therapy upon appropriate and stringent patient selection;  Patient selection should be done via standardised assessment such as the neurological-oncological-mechanical systemic (NOMS) framework; and  The assessment should be carried out by a multidisciplinary team (MDT), which may be inclusive of, but not limited to, radiation oncologists, spine surgeons and interventional radiologists, among others.
Orthopaedics | Spine - Thoracolumbar (TL) and sacral surgery | TL and sacral fusion and fixation implant | TL pedicle screw - Shank, tulip | MEDTRONIC | CDH HA COATED CANN MAS 6.5X50 | 7196550 | Standalone | DE0011389 | As per HSA registered indication(s) except for radiolucent implants which should be used as follows:  in patients with primary or metastatic spinal tumours who would benefit from post-operative high dose high precision beam therapy upon appropriate and stringent patient selection;  Patient selection should be done via standardised assessment such as the neurological-oncological-mechanical systemic (NOMS) framework; and  The assessment should be carried out by a multidisciplinary team (MDT), which may be inclusive of, but not limited to, radiation oncologists, spine surgeons and interventional radiologists, among others.
Orthopaedics | Spine - Thoracolumbar (TL) and sacral surgery | TL and sacral fusion and fixation implant | TL pedicle screw - Shank, tulip | MEDTRONIC | CDH HA COATED CANN MAS 6.5X55 | 7196555 | Standalone | DE0011389 | As per HSA registered indication(s) except for radiolucent implants which should be used as follows:  in patients with primary or metastatic spinal tumours who would benefit from post-operative high dose high precision beam therapy upon appropriate and stringent patient selection;  Patient selection should be done via standardised assessment such as the neurological-oncological-mechanical systemic (NOMS) framework; and  The assessment should be carried out by a multidisciplinary team (MDT), which may be inclusive of, but not limited to, radiation oncologists, spine surgeons and interventional radiologists, among others.
Orthopaedics | Spine - Thoracolumbar (TL) and sacral surgery | TL and sacral fusion and fixation implant | TL pedicle screw - Shank, tulip | MEDTRONIC | CDH HA COATED CANN MAS 6.5X60 | 7196560 | Standalone | DE0011389 | As per HSA registered indication(s) except for radiolucent implants which should be used as follows:  in patients with primary or metastatic spinal tumours who would benefit from post-operative high dose high precision beam therapy upon appropriate and stringent patient selection;  Patient selection should be done via standardised assessment such as the neurological-oncological-mechanical systemic (NOMS) framework; and  The assessment should be carried out by a multidisciplinary team (MDT), which may be inclusive of, but not limited to, radiation oncologists, spine surgeons and interventional radiologists, among others.
Orthopaedics | Spine - Thoracolumbar (TL) and sacral surgery | TL and sacral fusion and fixation implant | TL pedicle screw - Shank, tulip | MEDTRONIC | CDH HA COATED CANN MAS 7.5X30 | 7197530 | Standalone | DE0011389 | As per HSA registered indication(s) except for radiolucent implants which should be used as follows:  in patients with primary or metastatic spinal tumours who would benefit from post-operative high dose high precision beam therapy upon appropriate and stringent patient selection;  Patient selection should be done via standardised assessment such as the neurological-oncological-mechanical systemic (NOMS) framework; and  The assessment should be carried out by a multidisciplinary team (MDT), which may be inclusive of, but not limited to, radiation oncologists, spine surgeons and interventional radiologists, among others.
Orthopaedics | Spine - Thoracolumbar (TL) and sacral surgery | TL and sacral fusion and fixation implant | TL pedicle screw - Shank, tulip | MEDTRONIC | CDH HA COATED CANN MAS 7.5X35 | 7197535 | Standalone | DE0011389 | As per HSA registered indication(s) except for radiolucent implants which should be used as follows:  in patients with primary or metastatic spinal tumours who would benefit from post-operative high dose high precision beam therapy upon appropriate and stringent patient selection;  Patient selection should be done via standardised assessment such as the neurological-oncological-mechanical systemic (NOMS) framework; and  The assessment should be carried out by a multidisciplinary team (MDT), which may be inclusive of, but not limited to, radiation oncologists, spine surgeons and interventional radiologists, among others.
Orthopaedics | Spine - Thoracolumbar (TL) and sacral surgery | TL and sacral fusion and fixation implant | TL pedicle screw - Shank, tulip | MEDTRONIC | CDH HA COATED CANN MAS 7.5X40 | 7197540 | Standalone | DE0011389 | As per HSA registered indication(s) except for radiolucent implants which should be used as follows:  in patients with primary or metastatic spinal tumours who would benefit from post-operative high dose high precision beam therapy upon appropriate and stringent patient selection;  Patient selection should be done via standardised assessment such as the neurological-oncological-mechanical systemic (NOMS) framework; and  The assessment should be carried out by a multidisciplinary team (MDT), which may be inclusive of, but not limited to, radiation oncologists, spine surgeons and interventional radiologists, among others.
Orthopaedics | Spine - Thoracolumbar (TL) and sacral surgery | TL and sacral fusion and fixation implant | TL pedicle screw - Shank, tulip | MEDTRONIC | CDH HA COATED CANN MAS 7.5X45 | 7197545 | Standalone | DE0011389 | As per HSA registered indication(s) except for radiolucent implants which should be used as follows:  in patients with primary or metastatic spinal tumours who would benefit from post-operative high dose high precision beam therapy upon appropriate and stringent patient selection;  Patient selection should be done via standardised assessment such as the neurological-oncological-mechanical systemic (NOMS) framework; and  The assessment should be carried out by a multidisciplinary team (MDT), which may be inclusive of, but not limited to, radiation oncologists, spine surgeons and interventional radiologists, among others.
Orthopaedics | Spine - Thoracolumbar (TL) and sacral surgery | TL and sacral fusion and fixation implant | TL pedicle screw - Shank, tulip | MEDTRONIC | CDH HA COATED CANN MAS 7.5X50 | 7197550 | Standalone | DE0011389 | As per HSA registered indication(s) except for radiolucent implants which should be used as follows:  in patients with primary or metastatic spinal tumours who would benefit from post-operative high dose high precision beam therapy upon appropriate and stringent patient selection;  Patient selection should be done via standardised assessment such as the neurological-oncological-mechanical systemic (NOMS) framework; and  The assessment should be carried out by a multidisciplinary team (MDT), which may be inclusive of, but not limited to, radiation oncologists, spine surgeons and interventional radiologists, among others.
Orthopaedics | Spine - Thoracolumbar (TL) and sacral surgery | TL and sacral fusion and fixation implant | TL pedicle screw - Shank, tulip | MEDTRONIC | CDH HA COATED CANN MAS 7.5X55 | 7197555 | Standalone | DE0011389 | As per HSA registered indication(s) except for radiolucent implants which should be used as follows:  in patients with primary or metastatic spinal tumours who would benefit from post-operative high dose high precision beam therapy upon appropriate and stringent patient selection;  Patient selection should be done via standardised assessment such as the neurological-oncological-mechanical systemic (NOMS) framework; and  The assessment should be carried out by a multidisciplinary team (MDT), which may be inclusive of, but not limited to, radiation oncologists, spine surgeons and interventional radiologists, among others.
Orthopaedics | Spine - Thoracolumbar (TL) and sacral surgery | TL and sacral fusion and fixation implant | TL pedicle screw - Shank, tulip | MEDTRONIC | CDH HA COATED CANN MAS 7.5X60 | 7197560 | Standalone | DE0011389 | As per HSA registered indication(s) except for radiolucent implants which should be used as follows:  in patients with primary or metastatic spinal tumours who would benefit from post-operative high dose high precision beam therapy upon appropriate and stringent patient selection;  Patient selection should be done via standardised assessment such as the neurological-oncological-mechanical systemic (NOMS) framework; and  The assessment should be carried out by a multidisciplinary team (MDT), which may be inclusive of, but not limited to, radiation oncologists, spine surgeons and interventional radiologists, among others.
Orthopaedics | Spine - Thoracolumbar (TL) and sacral surgery | TL and sacral fusion and fixation implant | TL pedicle screw - Shank, tulip | MEDTRONIC | CDH HA COATED CANN MAS 7.5X65 | 7197565 | Standalone | DE0011389 | As per HSA registered indication(s) except for radiolucent implants which should be used as follows:  in patients with primary or metastatic spinal tumours who would benefit from post-operative high dose high precision beam therapy upon appropriate and stringent patient selection;  Patient selection should be done via standardised assessment such as the neurological-oncological-mechanical systemic (NOMS) framework; and  The assessment should be carried out by a multidisciplinary team (MDT), which may be inclusive of, but not limited to, radiation oncologists, spine surgeons and interventional radiologists, among others.
Orthopaedics | Spine - Thoracolumbar (TL) and sacral surgery | TL and sacral fusion and fixation implant | TL pedicle screw - Shank, tulip | MEDTRONIC | CDH HA COATED MAS 5.5X25 | 7191525 | Standalone | DE0011389 | As per HSA registered indication(s) except for radiolucent implants which should be used as follows:  in patients with primary or metastatic spinal tumours who would benefit from post-operative high dose high precision beam therapy upon appropriate and stringent patient selection;  Patient selection should be done via standardised assessment such as the neurological-oncological-mechanical systemic (NOMS) framework; and  The assessment should be carried out by a multidisciplinary team (MDT), which may be inclusive of, but not limited to, radiation oncologists, spine surgeons and interventional radiologists, among others.
Orthopaedics | Spine - Thoracolumbar (TL) and sacral surgery | TL and sacral fusion and fixation implant | TL pedicle screw - Shank, tulip | MEDTRONIC | CDH HA COATED MAS 5.5X30 | 7191530 | Standalone | DE0011389 | As per HSA registered indication(s) except for radiolucent implants which should be used as follows:  in patients with primary or metastatic spinal tumours who would benefit from post-operative high dose high precision beam therapy upon appropriate and stringent patient selection;  Patient selection should be done via standardised assessment such as the neurological-oncological-mechanical systemic (NOMS) framework; and  The assessment should be carried out by a multidisciplinary team (MDT), which may be inclusive of, but not limited to, radiation oncologists, spine surgeons and interventional radiologists, among others.
Orthopaedics | Spine - Thoracolumbar (TL) and sacral surgery | TL and sacral fusion and fixation implant | TL pedicle screw - Shank, tulip | MEDTRONIC | CDH HA COATED MAS 5.5X35 | 7191535 | Standalone | DE0011389 | As per HSA registered indication(s) except for radiolucent implants which should be used as follows:  in patients with primary or metastatic spinal tumours who would benefit from post-operative high dose high precision beam therapy upon appropriate and stringent patient selection;  Patient selection should be done via standardised assessment such as the neurological-oncological-mechanical systemic (NOMS) framework; and  The assessment should be carried out by a multidisciplinary team (MDT), which may be inclusive of, but not limited to, radiation oncologists, spine surgeons and interventional radiologists, among others.
Orthopaedics | Spine - Thoracolumbar (TL) and sacral surgery | TL and sacral fusion and fixation implant | TL pedicle screw - Shank, tulip | MEDTRONIC | CDH HA COATED MAS 5.5X40 | 7191540 | Standalone | DE0011389 | As per HSA registered indication(s) except for radiolucent implants which should be used as follows:  in patients with primary or metastatic spinal tumours who would benefit from post-operative high dose high precision beam therapy upon appropriate and stringent patient selection;  Patient selection should be done via standardised assessment such as the neurological-oncological-mechanical systemic (NOMS) framework; and  The assessment should be carried out by a multidisciplinary team (MDT), which may be inclusive of, but not limited to, radiation oncologists, spine surgeons and interventional radiologists, among others.
Orthopaedics | Spine - Thoracolumbar (TL) and sacral surgery | TL and sacral fusion and fixation implant | TL pedicle screw - Shank, tulip | MEDTRONIC | CDH HA COATED MAS 5.5X45 | 7191545 | Standalone | DE0011389 | As per HSA registered indication(s) except for radiolucent implants which should be used as follows:  in patients with primary or metastatic spinal tumours who would benefit from post-operative high dose high precision beam therapy upon appropriate and stringent patient selection;  Patient selection should be done via standardised assessment such as the neurological-oncological-mechanical systemic (NOMS) framework; and  The assessment should be carried out by a multidisciplinary team (MDT), which may be inclusive of, but not limited to, radiation oncologists, spine surgeons and interventional radiologists, among others.
Orthopaedics | Spine - Thoracolumbar (TL) and sacral surgery | TL and sacral fusion and fixation implant | TL pedicle screw - Shank, tulip | MEDTRONIC | CDH HA COATED MAS 5.5X50 | 7191550 | Standalone | DE0011389 | As per HSA registered indication(s) except for radiolucent implants which should be used as follows:  in patients with primary or metastatic spinal tumours who would benefit from post-operative high dose high precision beam therapy upon appropriate and stringent patient selection;  Patient selection should be done via standardised assessment such as the neurological-oncological-mechanical systemic (NOMS) framework; and  The assessment should be carried out by a multidisciplinary team (MDT), which may be inclusive of, but not limited to, radiation oncologists, spine surgeons and interventional radiologists, among others.
Orthopaedics | Spine - Thoracolumbar (TL) and sacral surgery | TL and sacral fusion and fixation implant | TL pedicle screw - Shank, tulip | MEDTRONIC | CDH HA COATED MAS 5.5X55 | 7191555 | Standalone | DE0011389 | As per HSA registered indication(s) except for radiolucent implants which should be used as follows:  in patients with primary or metastatic spinal tumours who would benefit from post-operative high dose high precision beam therapy upon appropriate and stringent patient selection;  Patient selection should be done via standardised assessment such as the neurological-oncological-mechanical systemic (NOMS) framework; and  The assessment should be carried out by a multidisciplinary team (MDT), which may be inclusive of, but not limited to, radiation oncologists, spine surgeons and interventional radiologists, among others.
Orthopaedics | Spine - Thoracolumbar (TL) and sacral surgery | TL and sacral fusion and fixation implant | TL pedicle screw - Shank, tulip | MEDTRONIC | CDH HA COATED MAS 5.5X60 | 7191560 | Standalone | DE0011389 | As per HSA registered indication(s) except for radiolucent implants which should be used as follows:  in patients with primary or metastatic spinal tumours who would benefit from post-operative high dose high precision beam therapy upon appropriate and stringent patient selection;  Patient selection should be done via standardised assessment such as the neurological-oncological-mechanical systemic (NOMS) framework; and  The assessment should be carried out by a multidisciplinary team (MDT), which may be inclusive of, but not limited to, radiation oncologists, spine surgeons and interventional radiologists, among others.
Orthopaedics | Spine - Thoracolumbar (TL) and sacral surgery | TL and sacral fusion and fixation implant | TL pedicle screw - Shank, tulip | MEDTRONIC | CDH HA COATED MAS 6.5X30 | 7191630 | Standalone | DE0011389 | As per HSA registered indication(s) except for radiolucent implants which should be used as follows:  in patients with primary or metastatic spinal tumours who would benefit from post-operative high dose high precision beam therapy upon appropriate and stringent patient selection;  Patient selection should be done via standardised assessment such as the neurological-oncological-mechanical systemic (NOMS) framework; and  The assessment should be carried out by a multidisciplinary team (MDT), which may be inclusive of, but not limited to, radiation oncologists, spine surgeons and interventional radiologists, among others.
Orthopaedics | Spine - Thoracolumbar (TL) and sacral surgery | TL and sacral fusion and fixation implant | TL pedicle screw - Shank, tulip | MEDTRONIC | CDH HA COATED MAS 6.5X35 | 7191635 | Standalone | DE0011389 | As per HSA registered indication(s) except for radiolucent implants which should be used as follows:  in patients with primary or metastatic spinal tumours who would benefit from post-operative high dose high precision beam therapy upon appropriate and stringent patient selection;  Patient selection should be done via standardised assessment such as the neurological-oncological-mechanical systemic (NOMS) framework; and  The assessment should be carried out by a multidisciplinary team (MDT), which may be inclusive of, but not limited to, radiation oncologists, spine surgeons and interventional radiologists, among others.
Orthopaedics | Spine - Thoracolumbar (TL) and sacral surgery | TL and sacral fusion and fixation implant | TL pedicle screw - Shank, tulip | MEDTRONIC | CDH HA COATED MAS 6.5X40 | 7191640 | Standalone | DE0011389 | As per HSA registered indication(s) except for radiolucent implants which should be used as follows:  in patients with primary or metastatic spinal tumours who would benefit from post-operative high dose high precision beam therapy upon appropriate and stringent patient selection;  Patient selection should be done via standardised assessment such as the neurological-oncological-mechanical systemic (NOMS) framework; and  The assessment should be carried out by a multidisciplinary team (MDT), which may be inclusive of, but not limited to, radiation oncologists, spine surgeons and interventional radiologists, among others.
Orthopaedics | Spine - Thoracolumbar (TL) and sacral surgery | TL and sacral fusion and fixation implant | TL pedicle screw - Shank, tulip | MEDTRONIC | CDH HA COATED MAS 6.5X45 | 7191645 | Standalone | DE0011389 | As per HSA registered indication(s) except for radiolucent implants which should be used as follows:  in patients with primary or metastatic spinal tumours who would benefit from post-operative high dose high precision beam therapy upon appropriate and stringent patient selection;  Patient selection should be done via standardised assessment such as the neurological-oncological-mechanical systemic (NOMS) framework; and  The assessment should be carried out by a multidisciplinary team (MDT), which may be inclusive of, but not limited to, radiation oncologists, spine surgeons and interventional radiologists, among others.
Orthopaedics | Spine - Thoracolumbar (TL) and sacral surgery | TL and sacral fusion and fixation implant | TL pedicle screw - Shank, tulip | MEDTRONIC | CDH HA COATED MAS 6.5X50 | 7191650 | Standalone | DE0011389 | As per HSA registered indication(s) except for radiolucent implants which should be used as follows:  in patients with primary or metastatic spinal tumours who would benefit from post-operative high dose high precision beam therapy upon appropriate and stringent patient selection;  Patient selection should be done via standardised assessment such as the neurological-oncological-mechanical systemic (NOMS) framework; and  The assessment should be carried out by a multidisciplinary team (MDT), which may be inclusive of, but not limited to, radiation oncologists, spine surgeons and interventional radiologists, among others.
Orthopaedics | Spine - Thoracolumbar (TL) and sacral surgery | TL and sacral fusion and fixation implant | TL pedicle screw - Shank, tulip | MEDTRONIC | CDH HA COATED MAS 6.5X55 | 7191655 | Standalone | DE0011389 | As per HSA registered indication(s) except for radiolucent implants which should be used as follows:  in patients with primary or metastatic spinal tumours who would benefit from post-operative high dose high precision beam therapy upon appropriate and stringent patient selection;  Patient selection should be done via standardised assessment such as the neurological-oncological-mechanical systemic (NOMS) framework; and  The assessment should be carried out by a multidisciplinary team (MDT), which may be inclusive of, but not limited to, radiation oncologists, spine surgeons and interventional radiologists, among others.
Orthopaedics | Spine - Thoracolumbar (TL) and sacral surgery | TL and sacral fusion and fixation implant | TL pedicle screw - Shank, tulip | MEDTRONIC | CDH HA COATED MAS 6.5X60 | 7191660 | Standalone | DE0011389 | As per HSA registered indication(s) except for radiolucent implants which should be used as follows:  in patients with primary or metastatic spinal tumours who would benefit from post-operative high dose high precision beam therapy upon appropriate and stringent patient selection;  Patient selection should be done via standardised assessment such as the neurological-oncological-mechanical systemic (NOMS) framework; and  The assessment should be carried out by a multidisciplinary team (MDT), which may be inclusive of, but not limited to, radiation oncologists, spine surgeons and interventional radiologists, among others.
Orthopaedics | Spine - Thoracolumbar (TL) and sacral surgery | TL and sacral fusion and fixation implant | TL pedicle screw - Shank, tulip | MEDTRONIC | CDH HA COATED MAS 7.5X30 | 7191730 | Standalone | DE0011389 | As per HSA registered indication(s) except for radiolucent implants which should be used as follows:  in patients with primary or metastatic spinal tumours who would benefit from post-operative high dose high precision beam therapy upon appropriate and stringent patient selection;  Patient selection should be done via standardised assessment such as the neurological-oncological-mechanical systemic (NOMS) framework; and  The assessment should be carried out by a multidisciplinary team (MDT), which may be inclusive of, but not limited to, radiation oncologists, spine surgeons and interventional radiologists, among others.
Orthopaedics | Spine - Thoracolumbar (TL) and sacral surgery | TL and sacral fusion and fixation implant | TL pedicle screw - Shank, tulip | MEDTRONIC | CDH HA COATED MAS 7.5X35 | 7191735 | Standalone | DE0011389 | As per HSA registered indication(s) except for radiolucent implants which should be used as follows:  in patients with primary or metastatic spinal tumours who would benefit from post-operative high dose high precision beam therapy upon appropriate and stringent patient selection;  Patient selection should be done via standardised assessment such as the neurological-oncological-mechanical systemic (NOMS) framework; and  The assessment should be carried out by a multidisciplinary team (MDT), which may be inclusive of, but not limited to, radiation oncologists, spine surgeons and interventional radiologists, among others.
Orthopaedics | Spine - Thoracolumbar (TL) and sacral surgery | TL and sacral fusion and fixation implant | TL pedicle screw - Shank, tulip | MEDTRONIC | CDH HA COATED MAS 7.5X40 | 7191740 | Standalone | DE0011389 | As per HSA registered indication(s) except for radiolucent implants which should be used as follows:  in patients with primary or metastatic spinal tumours who would benefit from post-operative high dose high precision beam therapy upon appropriate and stringent patient selection;  Patient selection should be done via standardised assessment such as the neurological-oncological-mechanical systemic (NOMS) framework; and  The assessment should be carried out by a multidisciplinary team (MDT), which may be inclusive of, but not limited to, radiation oncologists, spine surgeons and interventional radiologists, among others.
Orthopaedics | Spine - Thoracolumbar (TL) and sacral surgery | TL and sacral fusion and fixation implant | TL pedicle screw - Shank, tulip | MEDTRONIC | CDH HA COATED MAS 7.5X45 | 7191745 | Standalone | DE0011389 | As per HSA registered indication(s) except for radiolucent implants which should be used as follows:  in patients with primary or metastatic spinal tumours who would benefit from post-operative high dose high precision beam therapy upon appropriate and stringent patient selection;  Patient selection should be done via standardised assessment such as the neurological-oncological-mechanical systemic (NOMS) framework; and  The assessment should be carried out by a multidisciplinary team (MDT), which may be inclusive of, but not limited to, radiation oncologists, spine surgeons and interventional radiologists, among others.
Orthopaedics | Spine - Thoracolumbar (TL) and sacral surgery | TL and sacral fusion and fixation implant | TL pedicle screw - Shank, tulip | MEDTRONIC | CDH HA COATED MAS 7.5X50 | 7191750 | Standalone | DE0011389 | As per HSA registered indication(s) except for radiolucent implants which should be used as follows:  in patients with primary or metastatic spinal tumours who would benefit from post-operative high dose high precision beam therapy upon appropriate and stringent patient selection;  Patient selection should be done via standardised assessment such as the neurological-oncological-mechanical systemic (NOMS) framework; and  The assessment should be carried out by a multidisciplinary team (MDT), which may be inclusive of, but not limited to, radiation oncologists, spine surgeons and interventional radiologists, among others.
Orthopaedics | Spine - Thoracolumbar (TL) and sacral surgery | TL and sacral fusion and fixation implant | TL pedicle screw - Shank, tulip | MEDTRONIC | CDH HA COATED MAS 7.5X55 | 7191755 | Standalone | DE0011389 | As per HSA registered indication(s) except for radiolucent implants which should be used as follows:  in patients with primary or metastatic spinal tumours who would benefit from post-operative high dose high precision beam therapy upon appropriate and stringent patient selection;  Patient selection should be done via standardised assessment such as the neurological-oncological-mechanical systemic (NOMS) framework; and  The assessment should be carried out by a multidisciplinary team (MDT), which may be inclusive of, but not limited to, radiation oncologists, spine surgeons and interventional radiologists, among others.
Orthopaedics | Spine - Thoracolumbar (TL) and sacral surgery | TL and sacral fusion and fixation implant | TL pedicle screw - Shank, tulip | MEDTRONIC | CDH HA COATED MAS 7.5X60 | 7191760 | Standalone | DE0011389 | As per HSA registered indication(s) except for radiolucent implants which should be used as follows:  in patients with primary or metastatic spinal tumours who would benefit from post-operative high dose high precision beam therapy upon appropriate and stringent patient selection;  Patient selection should be done via standardised assessment such as the neurological-oncological-mechanical systemic (NOMS) framework; and  The assessment should be carried out by a multidisciplinary team (MDT), which may be inclusive of, but not limited to, radiation oncologists, spine surgeons and interventional radiologists, among others.
Orthopaedics | Spine - Thoracolumbar (TL) and sacral surgery | TL and sacral fusion and fixation implant | TL pedicle screw - Shank, tulip | MEDTRONIC | CDH HA COATED MAS 7.5X65 | 7191765 | Standalone | DE0011389 | As per HSA registered indication(s) except for radiolucent implants which should be used as follows:  in patients with primary or metastatic spinal tumours who would benefit from post-operative high dose high precision beam therapy upon appropriate and stringent patient selection;  Patient selection should be done via standardised assessment such as the neurological-oncological-mechanical systemic (NOMS) framework; and  The assessment should be carried out by a multidisciplinary team (MDT), which may be inclusive of, but not limited to, radiation oncologists, spine surgeons and interventional radiologists, among others.
Orthopaedics | Spine - Thoracolumbar (TL) and sacral surgery | TL and sacral fusion and fixation implant | TL pedicle screw - Shank, tulip | MEDTRONIC | CDH HA COATED MAS 8.5X30 | 7191830 | Standalone | DE0011389 | As per HSA registered indication(s) except for radiolucent implants which should be used as follows:  in patients with primary or metastatic spinal tumours who would benefit from post-operative high dose high precision beam therapy upon appropriate and stringent patient selection;  Patient selection should be done via standardised assessment such as the neurological-oncological-mechanical systemic (NOMS) framework; and  The assessment should be carried out by a multidisciplinary team (MDT), which may be inclusive of, but not limited to, radiation oncologists, spine surgeons and interventional radiologists, among others.
Orthopaedics | Spine - Thoracolumbar (TL) and sacral surgery | TL and sacral fusion and fixation implant | TL pedicle screw - Shank, tulip | MEDTRONIC | CDH HA COATED MAS 8.5X35 | 7191835 | Standalone | DE0011389 | As per HSA registered indication(s) except for radiolucent implants which should be used as follows:  in patients with primary or metastatic spinal tumours who would benefit from post-operative high dose high precision beam therapy upon appropriate and stringent patient selection;  Patient selection should be done via standardised assessment such as the neurological-oncological-mechanical systemic (NOMS) framework; and  The assessment should be carried out by a multidisciplinary team (MDT), which may be inclusive of, but not limited to, radiation oncologists, spine surgeons and interventional radiologists, among others.
Orthopaedics | Spine - Thoracolumbar (TL) and sacral surgery | TL and sacral fusion and fixation implant | TL pedicle screw - Shank, tulip | MEDTRONIC | CDH HA COATED MAS 8.5X40 | 7191840 | Standalone | DE0011389 | As per HSA registered indication(s) except for radiolucent implants which should be used as follows:  in patients with primary or metastatic spinal tumours who would benefit from post-operative high dose high precision beam therapy upon appropriate and stringent patient selection;  Patient selection should be done via standardised assessment such as the neurological-oncological-mechanical systemic (NOMS) framework; and  The assessment should be carried out by a multidisciplinary team (MDT), which may be inclusive of, but not limited to, radiation oncologists, spine surgeons and interventional radiologists, among others.
Orthopaedics | Spine - Thoracolumbar (TL) and sacral surgery | TL and sacral fusion and fixation implant | TL pedicle screw - Shank, tulip | MEDTRONIC | CDH HA COATED MAS 8.5X45 | 7191845 | Standalone | DE0011389 | As per HSA registered indication(s) except for radiolucent implants which should be used as follows:  in patients with primary or metastatic spinal tumours who would benefit from post-operative high dose high precision beam therapy upon appropriate and stringent patient selection;  Patient selection should be done via standardised assessment such as the neurological-oncological-mechanical systemic (NOMS) framework; and  The assessment should be carried out by a multidisciplinary team (MDT), which may be inclusive of, but not limited to, radiation oncologists, spine surgeons and interventional radiologists, among others.
Orthopaedics | Spine - Thoracolumbar (TL) and sacral surgery | TL and sacral fusion and fixation implant | TL pedicle screw - Shank, tulip | MEDTRONIC | CDH HA COATED MAS 8.5X50 | 7191850 | Standalone | DE0011389 | As per HSA registered indication(s) except for radiolucent implants which should be used as follows:  in patients with primary or metastatic spinal tumours who would benefit from post-operative high dose high precision beam therapy upon appropriate and stringent patient selection;  Patient selection should be done via standardised assessment such as the neurological-oncological-mechanical systemic (NOMS) framework; and  The assessment should be carried out by a multidisciplinary team (MDT), which may be inclusive of, but not limited to, radiation oncologists, spine surgeons and interventional radiologists, among others.
Orthopaedics | Spine - Thoracolumbar (TL) and sacral surgery | TL and sacral fusion and fixation implant | TL pedicle screw - Shank, tulip | MEDTRONIC | CDH HA COATED MAS 8.5X55 | 7191855 | Standalone | DE0011389 | As per HSA registered indication(s) except for radiolucent implants which should be used as follows:  in patients with primary or metastatic spinal tumours who would benefit from post-operative high dose high precision beam therapy upon appropriate and stringent patient selection;  Patient selection should be done via standardised assessment such as the neurological-oncological-mechanical systemic (NOMS) framework; and  The assessment should be carried out by a multidisciplinary team (MDT), which may be inclusive of, but not limited to, radiation oncologists, spine surgeons and interventional radiologists, among others.
Orthopaedics | Spine - Thoracolumbar (TL) and sacral surgery | TL and sacral fusion and fixation implant | TL pedicle screw - Shank, tulip | MEDTRONIC | CDH HA COATED MAS 8.5X60 | 7191860 | Standalone | DE0011389 | As per HSA registered indication(s) except for radiolucent implants which should be used as follows:  in patients with primary or metastatic spinal tumours who would benefit from post-operative high dose high precision beam therapy upon appropriate and stringent patient selection;  Patient selection should be done via standardised assessment such as the neurological-oncological-mechanical systemic (NOMS) framework; and  The assessment should be carried out by a multidisciplinary team (MDT), which may be inclusive of, but not limited to, radiation oncologists, spine surgeons and interventional radiologists, among others.
Orthopaedics | Spine - Thoracolumbar (TL) and sacral surgery | TL and sacral fusion and fixation implant | TL pedicle screw - Shank, tulip | MEDTRONIC | CDH HA COATED MAS 8.5X65 | 7191865 | Standalone | DE0011389 | As per HSA registered indication(s) except for radiolucent implants which should be used as follows:  in patients with primary or metastatic spinal tumours who would benefit from post-operative high dose high precision beam therapy upon appropriate and stringent patient selection;  Patient selection should be done via standardised assessment such as the neurological-oncological-mechanical systemic (NOMS) framework; and  The assessment should be carried out by a multidisciplinary team (MDT), which may be inclusive of, but not limited to, radiation oncologists, spine surgeons and interventional radiologists, among others.
Orthopaedics | Spine - Thoracolumbar (TL) and sacral surgery | TL vertebral body replacement (VBR) | TL VBR core | MEDTRONIC | CENTERPIECE 9391316 13 X 16MM 13A | 9391316 | Standalone | DE0018836 | As per HSA registered indication(s)
Orthopaedics | Spine - Thoracolumbar (TL) and sacral surgery | TL vertebral body replacement (VBR) | TL VBR core | MEDTRONIC | CENTERPIECE 9391319 13 X 19MM 13B | 9391319 | Standalone | DE0018836 | As per HSA registered indication(s)
Orthopaedics | Spine - Thoracolumbar (TL) and sacral surgery | TL vertebral body replacement (VBR) | TL VBR core | MEDTRONIC | CENTERPIECE 9391322 13 X 22MM 13C | 9391322 | Standalone | DE0018836 | As per HSA registered indication(s)
Orthopaedics | Spine - Thoracolumbar (TL) and sacral surgery | TL vertebral body replacement (VBR) | TL VBR core | MEDTRONIC | CENTERPIECE 9391326 13 X 26MM 13D | 9391326 | Standalone | DE0018836 | As per HSA registered indication(s)
Orthopaedics | Spine - Thoracolumbar (TL) and sacral surgery | TL vertebral body replacement (VBR) | TL VBR core | MEDTRONIC | CENTERPIECE 9391332 13 X 32MM 13E | 9391332 | Standalone | DE0018836 | As per HSA registered indication(s)
Orthopaedics | Spine - Thoracolumbar (TL) and sacral surgery | TL vertebral body replacement (VBR) | TL VBR core | MEDTRONIC | CENTERPIECE 9391341 13 X 41MM 13F | 9391341 | Standalone | DE0018836 | As per HSA registered indication(s)
Orthopaedics | Spine - Thoracolumbar (TL) and sacral surgery | TL vertebral body replacement (VBR) | TL VBR core | MEDTRONIC | CENTERPIECE 9391617 16 X 17MM 16A | 9391617 | Standalone | DE0018836 | As per HSA registered indication(s)
Orthopaedics | Spine - Thoracolumbar (TL) and sacral surgery | TL vertebral body replacement (VBR) | TL VBR core | MEDTRONIC | CENTERPIECE 9391620 16 X 20MM 16B | 9391620 | Standalone | DE0018836 | As per HSA registered indication(s)
Orthopaedics | Spine - Thoracolumbar (TL) and sacral surgery | TL vertebral body replacement (VBR) | TL VBR core | MEDTRONIC | CENTERPIECE 9391623 16 X 23MM 16C | 9391623 | Standalone | DE0018836 | As per HSA registered indication(s)
Orthopaedics | Spine - Thoracolumbar (TL) and sacral surgery | TL vertebral body replacement (VBR) | TL VBR core | MEDTRONIC | CENTERPIECE 9391628 16 X 28MM 16D | 9391628 | Standalone | DE0018836 | As per HSA registered indication(s)
Orthopaedics | Spine - Thoracolumbar (TL) and sacral surgery | TL vertebral body replacement (VBR) | TL VBR core | MEDTRONIC | CENTERPIECE 9391633 16 X 33MM 16E | 9391633 | Standalone | DE0018836 | As per HSA registered indication(s)
Orthopaedics | Spine - Thoracolumbar (TL) and sacral surgery | TL vertebral body replacement (VBR) | TL VBR core | MEDTRONIC | CENTERPIECE 9391641 16 X 41MM 16F | 9391641 | Standalone | DE0018836 | As per HSA registered indication(s)
Orthopaedics | Spine - Thoracolumbar (TL) and sacral surgery | TL vertebral body replacement (VBR) | TL VBR core | MEDTRONIC | CENTERPIECE 9391919 19 X 19MM 19A | 9391919 | Standalone | DE0018836 | As per HSA registered indication(s)
Orthopaedics | Spine - Thoracolumbar (TL) and sacral surgery | TL vertebral body replacement (VBR) | TL VBR core | MEDTRONIC | CENTERPIECE 9391923 19 X 23MM 19B | 9391923 | Standalone | DE0018836 | As per HSA registered indication(s)
Orthopaedics | Spine - Thoracolumbar (TL) and sacral surgery | TL vertebral body replacement (VBR) | TL VBR core | MEDTRONIC | CENTERPIECE 9391928 19 X 28MM 19C | 9391928 | Standalone | DE0018836 | As per HSA registered indication(s)
Orthopaedics | Spine - Thoracolumbar (TL) and sacral surgery | TL vertebral body replacement (VBR) | TL VBR core | MEDTRONIC | CENTERPIECE 9391936 19 X 36MM 19D | 9391936 | Standalone | DE0018836 | As per HSA registered indication(s)
Orthopaedics | Spine - Thoracolumbar (TL) and sacral surgery | TL vertebral body replacement (VBR) | TL VBR core | MEDTRONIC | CENTERPIECE 9391947 19 X 47MM 19E | 9391947 | Standalone | DE0018836 | As per HSA registered indication(s)
Orthopaedics | Spine - Thoracolumbar (TL) and sacral surgery | TL vertebral body replacement (VBR) | TL VBR core | MEDTRONIC | CENTERPIECE 9391969 19 X 69MM 19F | 9391969 | Standalone | DE0018836 | As per HSA registered indication(s)
Orthopaedics | Spine - Thoracolumbar (TL) and sacral surgery | TL vertebral body replacement (VBR) | TL VBR core | MEDTRONIC | CENTERPIECE 9392221 22 X 21MM 22A | 9392221 | Standalone | DE0018836 | As per HSA registered indication(s)
Orthopaedics | Spine - Thoracolumbar (TL) and sacral surgery | TL vertebral body replacement (VBR) | TL VBR core | MEDTRONIC | CENTERPIECE 9392225 22 X 25MM 22B | 9392225 | Standalone | DE0018836 | As per HSA registered indication(s)
Orthopaedics | Spine - Thoracolumbar (TL) and sacral surgery | TL vertebral body replacement (VBR) | TL VBR core | MEDTRONIC | CENTERPIECE 9392231 22 X 31MM 22C | 9392231 | Standalone | DE0018836 | As per HSA registered indication(s)
Orthopaedics | Spine - Thoracolumbar (TL) and sacral surgery | TL vertebral body replacement (VBR) | TL VBR core | MEDTRONIC | CENTERPIECE 9392237 22 X 37MM 22D | 9392237 | Standalone | DE0018836 | As per HSA registered indication(s)
Orthopaedics | Spine - Thoracolumbar (TL) and sacral surgery | TL vertebral body replacement (VBR) | TL VBR core | MEDTRONIC | CENTERPIECE 9392248 22 X 48MM 22E | 9392248 | Standalone | DE0018836 | As per HSA registered indication(s)
Orthopaedics | Spine - Thoracolumbar (TL) and sacral surgery | TL vertebral body replacement (VBR) | TL VBR core | MEDTRONIC | CENTERPIECE 9392268 22 X 68MM 22F | 9392268 | Standalone | DE0018836 | As per HSA registered indication(s)
Orthopaedics | Spine - Thoracolumbar (TL) and sacral surgery | TL vertebral body replacement (VBR) | TL VBR core | MEDTRONIC | CENTERPIECE 9392521 25 X 21MM 25A | 9392521 | Standalone | DE0018836 | As per HSA registered indication(s)
Orthopaedics | Spine - Thoracolumbar (TL) and sacral surgery | TL vertebral body replacement (VBR) | TL VBR core | MEDTRONIC | CENTERPIECE 9392525 25 X 25MM 25B | 9392525 | Standalone | DE0018836 | As per HSA registered indication(s)
Orthopaedics | Spine - Thoracolumbar (TL) and sacral surgery | TL vertebral body replacement (VBR) | TL VBR core | MEDTRONIC | CENTERPIECE 9392531 25 X 31MM 25C | 9392531 | Standalone | DE0018836 | As per HSA registered indication(s)
Orthopaedics | Spine - Thoracolumbar (TL) and sacral surgery | TL vertebral body replacement (VBR) | TL VBR core | MEDTRONIC | CENTERPIECE 9392537 25 X 37MM 25D | 9392537 | Standalone | DE0018836 | As per HSA registered indication(s)
Orthopaedics | Spine - Thoracolumbar (TL) and sacral surgery | TL vertebral body replacement (VBR) | TL VBR core | MEDTRONIC | CENTERPIECE 9392548 25 X 48MM 25E | 9392548 | Standalone | DE0018836 | As per HSA registered indication(s)
Orthopaedics | Spine - Thoracolumbar (TL) and sacral surgery | TL vertebral body replacement (VBR) | TL VBR core | MEDTRONIC | CENTERPIECE 9392568 25 X 68MM 25F | 9392568 | Standalone | DE0018836 | As per HSA registered indication(s)
Orthopaedics | Spine - Thoracolumbar (TL) and sacral surgery | TL interbody cage | TL interbody core - Integrated | K2M | CHESAPEAKE HYPERLORDOTIC ALIF CAGES Implant 24x30x11 mm, 20DEG | 2013-21130L20 | Standalone | DE0014083 | As per HSA registered indication(s)
Orthopaedics | Spine - Thoracolumbar (TL) and sacral surgery | TL interbody cage | TL interbody core - Integrated | K2M | CHESAPEAKE HYPERLORDOTIC ALIF CAGES Implant 24x30x11 mm, 25DEG | 2013-21130L25 | Standalone | DE0014083 | As per HSA registered indication(s)
Orthopaedics | Spine - Thoracolumbar (TL) and sacral surgery | TL interbody cage | TL interbody core - Integrated | K2M | CHESAPEAKE HYPERLORDOTIC ALIF CAGES Implant 24x30x13 mm, 20DEG | 2013-21330L20 | Standalone | DE0014083 | As per HSA registered indication(s)
Orthopaedics | Spine - Thoracolumbar (TL) and sacral surgery | TL interbody cage | TL interbody core - Integrated | K2M | CHESAPEAKE HYPERLORDOTIC ALIF CAGES Implant 24x30x13 mm, 25DEG | 2013-21330L25 | Standalone | DE0014083 | As per HSA registered indication(s)
Orthopaedics | Spine - Thoracolumbar (TL) and sacral surgery | TL interbody cage | TL interbody core - Integrated | K2M | CHESAPEAKE HYPERLORDOTIC ALIF CAGES Implant 24x30x13 mm, 30DEG | 2013-21330L30 | Standalone | DE0014083 | As per HSA registered indication(s)
Orthopaedics | Spine - Thoracolumbar (TL) and sacral surgery | TL interbody cage | TL interbody core - Integrated | K2M | CHESAPEAKE HYPERLORDOTIC ALIF CAGES Implant 24x30x15 mm, 20DEG | 2013-21530L20 | Standalone | DE0014083 | As per HSA registered indication(s)
Orthopaedics | Spine - Thoracolumbar (TL) and sacral surgery | TL interbody cage | TL interbody core - Integrated | K2M | CHESAPEAKE HYPERLORDOTIC ALIF CAGES Implant 24x30x15 mm, 25DEG | 2013-21530L25 | Standalone | DE0014083 | As per HSA registered indication(s)
Orthopaedics | Spine - Thoracolumbar (TL) and sacral surgery | TL interbody cage | TL interbody core - Integrated | K2M | CHESAPEAKE HYPERLORDOTIC ALIF CAGES Implant 24x30x15 mm, 30DEG | 2013-21530L30 | Standalone | DE0014083 | As per HSA registered indication(s)
Orthopaedics | Spine - Thoracolumbar (TL) and sacral surgery | TL interbody cage | TL interbody core - Integrated | K2M | CHESAPEAKE HYPERLORDOTIC ALIF CAGES Implant 24x30x17 mm, 20DEG | 2013-21730L20 | Standalone | DE0014083 | As per HSA registered indication(s)
Orthopaedics | Spine - Thoracolumbar (TL) and sacral surgery | TL interbody cage | TL interbody core - Integrated | K2M | CHESAPEAKE HYPERLORDOTIC ALIF CAGES Implant 24x30x17 mm, 25DEG | 2013-21730L25 | Standalone | DE0014083 | As per HSA registered indication(s)
Orthopaedics | Spine - Thoracolumbar (TL) and sacral surgery | TL interbody cage | TL interbody core - Integrated | K2M | CHESAPEAKE HYPERLORDOTIC ALIF CAGES Implant 24x30x17 mm, 30DEG | 2013-21730L30 | Standalone | DE0014083 | As per HSA registered indication(s)
Orthopaedics | Spine - Thoracolumbar (TL) and sacral surgery | TL interbody cage | TL interbody core - Integrated | K2M | CHESAPEAKE HYPERLORDOTIC ALIF CAGES Implant 24x30x19 mm, 20DEG | 2013-21930L20 | Standalone | DE0014083 | As per HSA registered indication(s)
Orthopaedics | Spine - Thoracolumbar (TL) and sacral surgery | TL interbody cage | TL interbody core - Integrated | K2M | CHESAPEAKE HYPERLORDOTIC ALIF CAGES Implant 24x30x19 mm, 25DEG | 2013-21930L25 | Standalone | DE0014083 | As per HSA registered indication(s)
Orthopaedics | Spine - Thoracolumbar (TL) and sacral surgery | TL interbody cage | TL interbody core - Integrated | K2M | CHESAPEAKE HYPERLORDOTIC ALIF CAGES Implant 24x30x19 mm, 30DEG | 2013-21930L30 | Standalone | DE0014083 | As per HSA registered indication(s)
Orthopaedics | Spine - Thoracolumbar (TL) and sacral surgery | TL interbody cage | TL interbody core - Integrated | K2M | CHESAPEAKE HYPERLORDOTIC ALIF CAGES Implant 28x36x11 mm, 20DEG | 2013-21136L20 | Standalone | DE0014083 | As per HSA registered indication(s)
Orthopaedics | Spine - Thoracolumbar (TL) and sacral surgery | TL interbody cage | TL interbody core - Integrated | K2M | CHESAPEAKE HYPERLORDOTIC ALIF CAGES Implant 28x36x11 mm, 25DEG | 2013-21136L25 | Standalone | DE0014083 | As per HSA registered indication(s)
Orthopaedics | Spine - Thoracolumbar (TL) and sacral surgery | TL interbody cage | TL interbody core - Integrated | K2M | CHESAPEAKE HYPERLORDOTIC ALIF CAGES Implant 28x36x11 mm, 30DEG | 2013-21136L30 | Standalone | DE0014083 | As per HSA registered indication(s)
Orthopaedics | Spine - Thoracolumbar (TL) and sacral surgery | TL interbody cage | TL interbody core - Integrated | K2M | CHESAPEAKE HYPERLORDOTIC ALIF CAGES Implant 28x36x13 mm, 20DEG | 2013-21336L20 | Standalone | DE0014083 | As per HSA registered indication(s)
Orthopaedics | Spine - Thoracolumbar (TL) and sacral surgery | TL interbody cage | TL interbody core - Integrated | K2M | CHESAPEAKE HYPERLORDOTIC ALIF CAGES Implant 28x36x13 mm, 25DEG | 2013-21336L25 | Standalone | DE0014083 | As per HSA registered indication(s)
Orthopaedics | Spine - Thoracolumbar (TL) and sacral surgery | TL interbody cage | TL interbody core - Integrated | K2M | CHESAPEAKE HYPERLORDOTIC ALIF CAGES Implant 28x36x13 mm, 30DEG | 2013-21336L30 | Standalone | DE0014083 | As per HSA registered indication(s)
Orthopaedics | Spine - Thoracolumbar (TL) and sacral surgery | TL interbody cage | TL interbody core - Integrated | K2M | CHESAPEAKE HYPERLORDOTIC ALIF CAGES Implant 28x36x15 mm, 20DEG | 2013-21536L20 | Standalone | DE0014083 | As per HSA registered indication(s)
Orthopaedics | Spine - Thoracolumbar (TL) and sacral surgery | TL interbody cage | TL interbody core - Integrated | K2M | CHESAPEAKE HYPERLORDOTIC ALIF CAGES Implant 28x36x15 mm, 25DEG | 2013-21536L25 | Standalone | DE0014083 | As per HSA registered indication(s)
Orthopaedics | Spine - Thoracolumbar (TL) and sacral surgery | TL interbody cage | TL interbody core - Integrated | K2M | CHESAPEAKE HYPERLORDOTIC ALIF CAGES Implant 28x36x15 mm, 30DEG | 2013-21536L30 | Standalone | DE0014083 | As per HSA registered indication(s)
Orthopaedics | Spine - Thoracolumbar (TL) and sacral surgery | TL interbody cage | TL interbody core - Integrated | K2M | CHESAPEAKE HYPERLORDOTIC ALIF CAGES Implant 28x36x17 mm, 20DEG | 2013-21736L20 | Standalone | DE0014083 | As per HSA registered indication(s)
Orthopaedics | Spine - Thoracolumbar (TL) and sacral surgery | TL interbody cage | TL interbody core - Integrated | K2M | CHESAPEAKE HYPERLORDOTIC ALIF CAGES Implant 28x36x17 mm, 25DEG | 2013-21736L25 | Standalone | DE0014083 | As per HSA registered indication(s)
Orthopaedics | Spine - Thoracolumbar (TL) and sacral surgery | TL interbody cage | TL interbody core - Integrated | K2M | CHESAPEAKE HYPERLORDOTIC ALIF CAGES Implant 28x36x17 mm, 30DEG | 2013-21736L30 | Standalone | DE0014083 | As per HSA registered indication(s)
Orthopaedics | Spine - Thoracolumbar (TL) and sacral surgery | TL interbody cage | TL interbody core - Integrated | K2M | CHESAPEAKE HYPERLORDOTIC ALIF CAGES Implant 28x36x19 mm, 20DEG | 2013-21936L20 | Standalone | DE0014083 | As per HSA registered indication(s)
Orthopaedics | Spine - Thoracolumbar (TL) and sacral surgery | TL interbody cage | TL interbody core - Integrated | K2M | CHESAPEAKE HYPERLORDOTIC ALIF CAGES Implant 28x36x19 mm, 25DEG | 2013-21936L25 | Standalone | DE0014083 | As per HSA registered indication(s)
Orthopaedics | Spine - Thoracolumbar (TL) and sacral surgery | TL interbody cage | TL interbody core - Integrated | K2M | CHESAPEAKE HYPERLORDOTIC ALIF CAGES Implant 28x36x19 mm, 30DEG | 2013-21936L30 | Standalone | DE0014083 | As per HSA registered indication(s)
Orthopaedics | Spine - Thoracolumbar (TL) and sacral surgery | TL interbody cage | TL interbody core - Integrated | K2M | CHESAPEAKE HYPERLORDOTIC ALIF CAGES Implant 30x40x13 mm, 20DEG | 2013-21340L20 | Standalone | DE0014083 | As per HSA registered indication(s)
Orthopaedics | Spine - Thoracolumbar (TL) and sacral surgery | TL interbody cage | TL interbody core - Integrated | K2M | CHESAPEAKE HYPERLORDOTIC ALIF CAGES Implant 30x40x13 mm, 25DEG | 2013-21340L25 | Standalone | DE0014083 | As per HSA registered indication(s)
Orthopaedics | Spine - Thoracolumbar (TL) and sacral surgery | TL interbody cage | TL interbody core - Integrated | K2M | CHESAPEAKE HYPERLORDOTIC ALIF CAGES Implant 30x40x13 mm, 30DEG | 2013-21340L30 | Standalone | DE0014083 | As per HSA registered indication(s)
Orthopaedics | Spine - Thoracolumbar (TL) and sacral surgery | TL interbody cage | TL interbody core - Integrated | K2M | CHESAPEAKE HYPERLORDOTIC ALIF CAGES Implant 30x40x15 mm, 20DEG | 2013-21540L20 | Standalone | DE0014083 | As per HSA registered indication(s)
Orthopaedics | Spine - Thoracolumbar (TL) and sacral surgery | TL interbody cage | TL interbody core - Integrated | K2M | CHESAPEAKE HYPERLORDOTIC ALIF CAGES Implant 30x40x15 mm, 25DEG | 2013-21540L25 | Standalone | DE0014083 | As per HSA registered indication(s)
Orthopaedics | Spine - Thoracolumbar (TL) and sacral surgery | TL interbody cage | TL interbody core - Integrated | K2M | CHESAPEAKE HYPERLORDOTIC ALIF CAGES Implant 30x40x15 mm, 30DEG | 2013-21540L30 | Standalone | DE0014083 | As per HSA registered indication(s)
Orthopaedics | Spine - Thoracolumbar (TL) and sacral surgery | TL interbody cage | TL interbody core - Integrated | K2M | CHESAPEAKE HYPERLORDOTIC ALIF CAGES Implant 30x40x17 mm, 20DEG | 2013-21740L20 | Standalone | DE0014083 | As per HSA registered indication(s)
Orthopaedics | Spine - Thoracolumbar (TL) and sacral surgery | TL interbody cage | TL interbody core - Integrated | K2M | CHESAPEAKE HYPERLORDOTIC ALIF CAGES Implant 30x40x17 mm, 25DEG | 2013-21740L25 | Standalone | DE0014083 | As per HSA registered indication(s)
Orthopaedics | Spine - Thoracolumbar (TL) and sacral surgery | TL interbody cage | TL interbody core - Integrated | K2M | CHESAPEAKE HYPERLORDOTIC ALIF CAGES Implant 30x40x17 mm, 30DEG | 2013-21740L30 | Standalone | DE0014083 | As per HSA registered indication(s)
Orthopaedics | Spine - Thoracolumbar (TL) and sacral surgery | TL interbody cage | TL interbody core - Integrated | K2M | CHESAPEAKE HYPERLORDOTIC ALIF CAGES Implant 30x40x19 mm, 20DEG | 2013-21940L20 | Standalone | DE0014083 | As per HSA registered indication(s)
Orthopaedics | Spine - Thoracolumbar (TL) and sacral surgery | TL interbody cage | TL interbody core - Integrated | K2M | CHESAPEAKE HYPERLORDOTIC ALIF CAGES Implant 30x40x19 mm, 25DEG | 2013-21940L25 | Standalone | DE0014083 | As per HSA registered indication(s)
Orthopaedics | Spine - Thoracolumbar (TL) and sacral surgery | TL interbody cage | TL interbody core - Integrated | K2M | CHESAPEAKE HYPERLORDOTIC ALIF CAGES Implant 30x40x19 mm, 30DEG | 2013-21940L30 | Standalone | DE0014083 | As per HSA registered indication(s)
Orthopaedics | Spine - Thoracolumbar (TL) and sacral surgery | TL interbody cage | TL interbody core - Integrated | K2M | CHESAPEAKE Implant 24x30x11 mm, 10DEG | 2013-21130L10 | Standalone | DE0014083 | As per HSA registered indication(s)
Orthopaedics | Spine - Thoracolumbar (TL) and sacral surgery | TL interbody cage | TL interbody core - Integrated | K2M | CHESAPEAKE Implant 24x30x11 mm, 15DEG | 2013-21130L15 | Standalone | DE0014083 | As per HSA registered indication(s)
Orthopaedics | Spine - Thoracolumbar (TL) and sacral surgery | TL interbody cage | TL interbody core - Integrated | K2M | CHESAPEAKE Implant 24x30x11 mm, 5DEG | 2013-21130L5 | Standalone | DE0014083 | As per HSA registered indication(s)
Orthopaedics | Spine - Thoracolumbar (TL) and sacral surgery | TL interbody cage | TL interbody core - Integrated | K2M | CHESAPEAKE Implant 24x30x13 mm, 10DEG | 2013-21330L10 | Standalone | DE0014083 | As per HSA registered indication(s)
Orthopaedics | Spine - Thoracolumbar (TL) and sacral surgery | TL interbody cage | TL interbody core - Integrated | K2M | CHESAPEAKE Implant 24x30x13 mm, 15DEG | 2013-21330L15 | Standalone | DE0014083 | As per HSA registered indication(s)
Orthopaedics | Spine - Thoracolumbar (TL) and sacral surgery | TL interbody cage | TL interbody core - Integrated | K2M | CHESAPEAKE Implant 24x30x13 mm, 5DEG | 2013-21330L5 | Standalone | DE0014083 | As per HSA registered indication(s)
Orthopaedics | Spine - Thoracolumbar (TL) and sacral surgery | TL interbody cage | TL interbody core - Integrated | K2M | CHESAPEAKE Implant 24x30x15 mm, 10DEG | 2013-21530L10 | Standalone | DE0014083 | As per HSA registered indication(s)
Orthopaedics | Spine - Thoracolumbar (TL) and sacral surgery | TL interbody cage | TL interbody core - Integrated | K2M | CHESAPEAKE Implant 24x30x15 mm, 15DEG | 2013-21530L15 | Standalone | DE0014083 | As per HSA registered indication(s)
Orthopaedics | Spine - Thoracolumbar (TL) and sacral surgery | TL interbody cage | TL interbody core - Integrated | K2M | CHESAPEAKE Implant 24x30x15 mm, 5DEG | 2013-21530L5 | Standalone | DE0014083 | As per HSA registered indication(s)
Orthopaedics | Spine - Thoracolumbar (TL) and sacral surgery | TL interbody cage | TL interbody core - Integrated | K2M | CHESAPEAKE Implant 24x30x17 mm, 10DEG | 2013-21730L10 | Standalone | DE0014083 | As per HSA registered indication(s)
Orthopaedics | Spine - Thoracolumbar (TL) and sacral surgery | TL interbody cage | TL interbody core - Integrated | K2M | CHESAPEAKE Implant 24x30x17 mm, 15DEG | 2013-21730L15 | Standalone | DE0014083 | As per HSA registered indication(s)
Orthopaedics | Spine - Thoracolumbar (TL) and sacral surgery | TL interbody cage | TL interbody core - Integrated | K2M | CHESAPEAKE Implant 24x30x17 mm, 5DEG | 2013-21730L5 | Standalone | DE0014083 | As per HSA registered indication(s)
Orthopaedics | Spine - Thoracolumbar (TL) and sacral surgery | TL interbody cage | TL interbody core - Integrated | K2M | CHESAPEAKE Implant 24x30x19 mm, 10DEG | 2013-21930L10 | Standalone | DE0014083 | As per HSA registered indication(s)
Orthopaedics | Spine - Thoracolumbar (TL) and sacral surgery | TL interbody cage | TL interbody core - Integrated | K2M | CHESAPEAKE Implant 24x30x19 mm, 15DEG | 2013-21930L15 | Standalone | DE0014083 | As per HSA registered indication(s)
Orthopaedics | Spine - Thoracolumbar (TL) and sacral surgery | TL interbody cage | TL interbody core - Integrated | K2M | CHESAPEAKE Implant 24x30x19 mm, 5DEG | 2013-21930L5 | Standalone | DE0014083 | As per HSA registered indication(s)
Orthopaedics | Spine - Thoracolumbar (TL) and sacral surgery | TL interbody cage | TL interbody core - Integrated | K2M | CHESAPEAKE Implant 28x36x11 mm, 10DEG | 2013-21136L10 | Standalone | DE0014083 | As per HSA registered indication(s)
Orthopaedics | Spine - Thoracolumbar (TL) and sacral surgery | TL interbody cage | TL interbody core - Integrated | K2M | CHESAPEAKE Implant 28x36x11 mm, 15DEG | 2013-21136L15 | Standalone | DE0014083 | As per HSA registered indication(s)
Orthopaedics | Spine - Thoracolumbar (TL) and sacral surgery | TL interbody cage | TL interbody core - Integrated | K2M | CHESAPEAKE Implant 28x36x11 mm, 5DEG | 2013-21136L5 | Standalone | DE0014083 | As per HSA registered indication(s)
Orthopaedics | Spine - Thoracolumbar (TL) and sacral surgery | TL interbody cage | TL interbody core - Integrated | K2M | CHESAPEAKE Implant 28x36x13 mm, 10DEG | 2013-21336L10 | Standalone | DE0014083 | As per HSA registered indication(s)
Orthopaedics | Spine - Thoracolumbar (TL) and sacral surgery | TL interbody cage | TL interbody core - Integrated | K2M | CHESAPEAKE Implant 28x36x13 mm, 15DEG | 2013-21336L15 | Standalone | DE0014083 | As per HSA registered indication(s)
Orthopaedics | Spine - Thoracolumbar (TL) and sacral surgery | TL interbody cage | TL interbody core - Integrated | K2M | CHESAPEAKE Implant 28x36x13 mm, 5DEG | 2013-21336L5 | Standalone | DE0014083 | As per HSA registered indication(s)
Orthopaedics | Spine - Thoracolumbar (TL) and sacral surgery | TL interbody cage | TL interbody core - Integrated | K2M | CHESAPEAKE Implant 28x36x15 mm, 10DEG | 2013-21536L10 | Standalone | DE0014083 | As per HSA registered indication(s)
Orthopaedics | Spine - Thoracolumbar (TL) and sacral surgery | TL interbody cage | TL interbody core - Integrated | K2M | CHESAPEAKE Implant 28x36x15 mm, 15DEG | 2013-21536L15 | Standalone | DE0014083 | As per HSA registered indication(s)
Orthopaedics | Spine - Thoracolumbar (TL) and sacral surgery | TL interbody cage | TL interbody core - Integrated | K2M | CHESAPEAKE Implant 28x36x15 mm, 5DEG | 2013-21536L5 | Standalone | DE0014083 | As per HSA registered indication(s)
Orthopaedics | Spine - Thoracolumbar (TL) and sacral surgery | TL interbody cage | TL interbody core - Integrated | K2M | CHESAPEAKE Implant 28x36x17 mm, 10DEG | 2013-21736L10 | Standalone | DE0014083 | As per HSA registered indication(s)
Orthopaedics | Spine - Thoracolumbar (TL) and sacral surgery | TL interbody cage | TL interbody core - Integrated | K2M | CHESAPEAKE Implant 28x36x17 mm, 15DEG | 2013-21736L15 | Standalone | DE0014083 | As per HSA registered indication(s)
Orthopaedics | Spine - Thoracolumbar (TL) and sacral surgery | TL interbody cage | TL interbody core - Integrated | K2M | CHESAPEAKE Implant 28x36x17 mm, 5DEG | 2013-21736L5 | Standalone | DE0014083 | As per HSA registered indication(s)
Orthopaedics | Spine - Thoracolumbar (TL) and sacral surgery | TL interbody cage | TL interbody core - Integrated | K2M | CHESAPEAKE Implant 28x36x19 mm, 10DEG | 2013-21936L10 | Standalone | DE0014083 | As per HSA registered indication(s)
Orthopaedics | Spine - Thoracolumbar (TL) and sacral surgery | TL interbody cage | TL interbody core - Integrated | K2M | CHESAPEAKE Implant 28x36x19 mm, 15DEG | 2013-21936L15 | Standalone | DE0014083 | As per HSA registered indication(s)
Orthopaedics | Spine - Thoracolumbar (TL) and sacral surgery | TL interbody cage | TL interbody core - Integrated | K2M | CHESAPEAKE Implant 28x36x19 mm, 5DEG | 2013-21936L5 | Standalone | DE0014083 | As per HSA registered indication(s)
Orthopaedics | Spine - Thoracolumbar (TL) and sacral surgery | TL interbody cage | TL interbody fixation accessories | K2M | CHESAPEAKE Screw D5.5x20 mm | 2001-15520 | Standalone | DE0014083 | As per HSA registered indication(s)
Orthopaedics | Spine - Thoracolumbar (TL) and sacral surgery | TL interbody cage | TL interbody fixation accessories | K2M | CHESAPEAKE Screw D5.5x25 mm | 2001-15525 | Standalone | DE0014083 | As per HSA registered indication(s)
Orthopaedics | Spine - Thoracolumbar (TL) and sacral surgery | TL interbody cage | TL interbody fixation accessories | K2M | CHESAPEAKE Screw D5.5x30 mm | 2001-15530 | Standalone | DE0014083 | As per HSA registered indication(s)
Orthopaedics | Spine - Occipito-cervical (OC) surgery | Cervical interbody cage | Cervical interbody core - Integrated | K2M | Chesapeake Titanium 12 x 17 mm 3-Screw 5 mm | 3608-205123W | Standalone | DE0014083 | As per HSA registered indication(s)
Orthopaedics | Spine - Occipito-cervical (OC) surgery | Cervical interbody cage | Cervical interbody core - Integrated | K2M | Chesapeake Titanium 12 x 17 mm 3-Screw 6 mm | 3608-206123W | Standalone | DE0014083 | As per HSA registered indication(s)
Orthopaedics | Spine - Occipito-cervical (OC) surgery | Cervical interbody cage | Cervical interbody core - Integrated | K2M | Chesapeake Titanium 12 x 17 mm 3-Screw 7 mm | 3608-207123W | Standalone | DE0014083 | As per HSA registered indication(s)
Orthopaedics | Spine - Occipito-cervical (OC) surgery | Cervical interbody cage | Cervical interbody core - Integrated | K2M | Chesapeake Titanium 12 x 17 mm 3-Screw 8 mm | 3608-208123W | Standalone | DE0014083 | As per HSA registered indication(s)
Orthopaedics | Spine - Occipito-cervical (OC) surgery | Cervical interbody cage | Cervical interbody core - Integrated | K2M | Chesapeake Titanium 12 x 17 mm 3-Screw 9 mm | 3608-209123W | Standalone | DE0014083 | As per HSA registered indication(s)
Orthopaedics | Spine - Occipito-cervical (OC) surgery | Cervical interbody cage | Cervical interbody core - Integrated | K2M | Chesapeake Titanium 12 x 17 mm 3-Screw 10 mm | 3608-210123W | Standalone | DE0014083 | As per HSA registered indication(s)
Orthopaedics | Spine - Occipito-cervical (OC) surgery | Cervical interbody cage | Cervical interbody core - Integrated | K2M | Chesapeake Titanium 13 x 18mm 3-Screw 5 mm | 3608-205133W | Standalone | DE0014083 | As per HSA registered indication(s)
Orthopaedics | Spine - Occipito-cervical (OC) surgery | Cervical interbody cage | Cervical interbody core - Integrated | K2M | Chesapeake Titanium 13 x 18mm 3-Screw 6 mm | 3608-206133W | Standalone | DE0014083 | As per HSA registered indication(s)
Orthopaedics | Spine - Occipito-cervical (OC) surgery | Cervical interbody cage | Cervical interbody core - Integrated | K2M | Chesapeake Titanium 13 x 18mm 3-Screw 7 mm | 3608-207133W | Standalone | DE0014083 | As per HSA registered indication(s)
Orthopaedics | Spine - Occipito-cervical (OC) surgery | Cervical interbody cage | Cervical interbody core - Integrated | K2M | Chesapeake Titanium 13 x 18mm 3-Screw 8 mm | 3608-208133W | Standalone | DE0014083 | As per HSA registered indication(s)
Orthopaedics | Spine - Occipito-cervical (OC) surgery | Cervical interbody cage | Cervical interbody core - Integrated | K2M | Chesapeake Titanium 13 x 18mm 3-Screw 9 mm | 3608-209133W | Standalone | DE0014083 | As per HSA registered indication(s)
Orthopaedics | Spine - Occipito-cervical (OC) surgery | Cervical interbody cage | Cervical interbody core - Integrated | K2M | Chesapeake Titanium 13 x 18mm 3-Screw 10 mm | 3608-210133W | Standalone | DE0014083 | As per HSA registered indication(s)
Orthopaedics | Spine - Occipito-cervical (OC) surgery | Cervical interbody cage | Cervical interbody fixation accessories | K2M | CHESAPEAKE TITANIUM D3.5 mm Self-Tapping Screw, 12 mm | 3601-13512 | Standalone | DE0014083 | As per HSA registered indication(s)
Orthopaedics | Spine - Occipito-cervical (OC) surgery | Cervical interbody cage | Cervical interbody fixation accessories | K2M | CHESAPEAKE TITANIUM D3.5 mm Self-Tapping Screw, 14 mm | 3601-13514 | Standalone | DE0014083 | As per HSA registered indication(s)
Orthopaedics | Spine - Occipito-cervical (OC) surgery | Cervical interbody cage | Cervical interbody fixation accessories | K2M | CHESAPEAKE TITANIUM D3.5 mm Self-Tapping Screw, 16 mm | 3601-13516 | Standalone | DE0014083 | As per HSA registered indication(s)
Orthopaedics | Spine - Occipito-cervical (OC) surgery | Cervical interbody cage | Cervical interbody fixation accessories | K2M | CHESAPEAKE TITANIUM D3.5 mm Self-Tapping Screw, 18 mm | 3601-13518 | Standalone | DE0014083 | As per HSA registered indication(s)
Orthopaedics | Spine - Occipito-cervical (OC) surgery | Cervical interbody cage | Cervical interbody fixation accessories | K2M | CHESAPEAKE TITANIUM D3.85 mm Self-Tapping Screw, 12 mm | 3601-13812 | Standalone | DE0014083 | As per HSA registered indication(s)
Orthopaedics | Spine - Occipito-cervical (OC) surgery | Cervical interbody cage | Cervical interbody fixation accessories | K2M | CHESAPEAKE TITANIUM D3.85 mm Self-Tapping Screw, 14 mm | 3601-13814 | Standalone | DE0014083 | As per HSA registered indication(s)
Orthopaedics | Spine - Occipito-cervical (OC) surgery | Cervical interbody cage | Cervical interbody fixation accessories | K2M | CHESAPEAKE TITANIUM D3.85 mm Self-Tapping Screw, 16 mm | 3601-13816 | Standalone | DE0014083 | As per HSA registered indication(s)
Orthopaedics | Spine - Occipito-cervical (OC) surgery | Cervical interbody cage | Cervical interbody fixation accessories | K2M | CHESAPEAKE TITANIUM D3.85 mm Self-Tapping Screw, 18 mm | 3601-13818 | Standalone | DE0014083 | As per HSA registered indication(s)
Orthopaedics | Spine - Thoracolumbar (TL) and sacral surgery | TL and sacral fusion and fixation implant | TL hook set, clamp, staple, staple locking screw | K2M | Closed Lumbar Laminar Hooks, Large Standard | 101-80013G | Standalone | DE0016947 | As per HSA registered indication(s)
Orthopaedics | Spine - Thoracolumbar (TL) and sacral surgery | TL and sacral fusion and fixation implant | TL hook set, clamp, staple, staple locking screw | K2M | Closed Lumbar Laminar Hooks, Medium Standard | 101-80012G | Standalone | DE0016947 | As per HSA registered indication(s)
Orthopaedics | Spine - Thoracolumbar (TL) and sacral surgery | TL and sacral fusion and fixation implant | TL hook set, clamp, staple, staple locking screw | K2M | Closed Lumbar Laminar Hooks, Offset, Left | 101-80016G | Standalone | DE0016947 | As per HSA registered indication(s)
Orthopaedics | Spine - Thoracolumbar (TL) and sacral surgery | TL and sacral fusion and fixation implant | TL hook set, clamp, staple, staple locking screw | K2M | Closed Lumbar Laminar Hooks, Offset, Right | 101-80017G | Standalone | DE0016947 | As per HSA registered indication(s)
Orthopaedics | Spine - Occipito-cervical (OC) surgery | OC fusion and fixation implant | Cervical pedicle/lateral mass screw - Locking screw | Zimmer Biomet | Closure Top - Standard | 07.01728.001 | Standalone | DE0506515 | As per HSA registered indication(s)
Orthopaedics | Spine - Thoracolumbar (TL) and sacral surgery | TL and sacral fusion and fixation implant | TL pedicle screw - Shank, tulip | MEDTRONIC | CNMAS 4.5 X 30 CC | 54840014530 | Standalone | DE0008698 | As per HSA registered indication(s) except for radiolucent implants which should be used as follows:  in patients with primary or metastatic spinal tumours who would benefit from post-operative high dose high precision beam therapy upon appropriate and stringent patient selection;  Patient selection should be done via standardised assessment such as the neurological-oncological-mechanical systemic (NOMS) framework; and  The assessment should be carried out by a multidisciplinary team (MDT), which may be inclusive of, but not limited to, radiation oncologists, spine surgeons and interventional radiologists, among others.
Orthopaedics | Spine - Thoracolumbar (TL) and sacral surgery | TL and sacral fusion and fixation implant | TL pedicle screw - Shank, tulip | MEDTRONIC | CNMAS 4.5 X 35 CC | 54840014535 | Standalone | DE0008698 | As per HSA registered indication(s) except for radiolucent implants which should be used as follows:  in patients with primary or metastatic spinal tumours who would benefit from post-operative high dose high precision beam therapy upon appropriate and stringent patient selection;  Patient selection should be done via standardised assessment such as the neurological-oncological-mechanical systemic (NOMS) framework; and  The assessment should be carried out by a multidisciplinary team (MDT), which may be inclusive of, but not limited to, radiation oncologists, spine surgeons and interventional radiologists, among others.
Orthopaedics | Spine - Thoracolumbar (TL) and sacral surgery | TL and sacral fusion and fixation implant | TL pedicle screw - Shank, tulip | MEDTRONIC | CNMAS 4.5 X 40 CC | 54840014540 | Standalone | DE0008698 | As per HSA registered indication(s) except for radiolucent implants which should be used as follows:  in patients with primary or metastatic spinal tumours who would benefit from post-operative high dose high precision beam therapy upon appropriate and stringent patient selection;  Patient selection should be done via standardised assessment such as the neurological-oncological-mechanical systemic (NOMS) framework; and  The assessment should be carried out by a multidisciplinary team (MDT), which may be inclusive of, but not limited to, radiation oncologists, spine surgeons and interventional radiologists, among others.
Orthopaedics | Spine - Occipito-cervical (OC) surgery | Cervical interbody cage | Cervical interbody fixation accessories | GLOBUS MEDICAL | COALITION MIS Anchor, 12mm | 1136.2012 | Standalone | DE0500939 | As per HSA registered indication(s)
Orthopaedics | Spine - Occipito-cervical (OC) surgery | Cervical interbody cage | Cervical interbody fixation accessories | GLOBUS MEDICAL | COALITION MIS Anchor, 14mm | 1136.2014 | Standalone | DE0500939 | As per HSA registered indication(s)
Orthopaedics | Spine - Occipito-cervical (OC) surgery | Cervical interbody cage | Cervical interbody core - Integrated | GLOBUS MEDICAL | COALITION MIS Spacer, 12 x 14, 7DEG, 5mm | 3136.1105 | Standalone | DE0500939 | As per HSA registered indication(s)
Orthopaedics | Spine - Occipito-cervical (OC) surgery | Cervical interbody cage | Cervical interbody core - Integrated | GLOBUS MEDICAL | COALITION MIS Spacer, 12 x 14, 7DEG, 6mm | 3136.1106 | Standalone | DE0500939 | As per HSA registered indication(s)
Orthopaedics | Spine - Occipito-cervical (OC) surgery | Cervical interbody cage | Cervical interbody core - Integrated | GLOBUS MEDICAL | COALITION MIS Spacer, 12 x 14, 7DEG, 7mm | 3136.1107 | Standalone | DE0500939 | As per HSA registered indication(s)
Orthopaedics | Spine - Occipito-cervical (OC) surgery | Cervical interbody cage | Cervical interbody core - Integrated | GLOBUS MEDICAL | COALITION MIS Spacer, 12 x 14, 7DEG, 8mm | 3136.1108 | Standalone | DE0500939 | As per HSA registered indication(s)
Orthopaedics | Spine - Occipito-cervical (OC) surgery | Cervical interbody cage | Cervical interbody core - Integrated | GLOBUS MEDICAL | COALITION MIS Spacer, 12 x 14, 7DEG, 9mm | 3136.1109 | Standalone | DE0500939 | As per HSA registered indication(s)
Orthopaedics | Spine - Occipito-cervical (OC) surgery | Cervical interbody cage | Cervical interbody core - Integrated | GLOBUS MEDICAL | COALITION MIS Spacer, 14 x 16, 7DEG, 5mm | 3136.2105 | Standalone | DE0500939 | As per HSA registered indication(s)
Orthopaedics | Spine - Occipito-cervical (OC) surgery | Cervical interbody cage | Cervical interbody core - Integrated | GLOBUS MEDICAL | COALITION MIS Spacer, 14 x 16, 7DEG, 6mm | 3136.2106 | Standalone | DE0500939 | As per HSA registered indication(s)
Orthopaedics | Spine - Occipito-cervical (OC) surgery | Cervical interbody cage | Cervical interbody core - Integrated | GLOBUS MEDICAL | COALITION MIS Spacer, 14 x 16, 7DEG, 7mm | 3136.2107 | Standalone | DE0500939 | As per HSA registered indication(s)
Orthopaedics | Spine - Occipito-cervical (OC) surgery | Cervical interbody cage | Cervical interbody core - Integrated | GLOBUS MEDICAL | COALITION MIS Spacer, 14 x 16, 7DEG, 8mm | 3136.2108 | Standalone | DE0500939 | As per HSA registered indication(s)
Orthopaedics | Spine - Occipito-cervical (OC) surgery | Cervical interbody cage | Cervical interbody core - Integrated | GLOBUS MEDICAL | COALITION MIS Spacer, 14 x 16, 7DEG, 9mm | 3136.2109 | Standalone | DE0500939 | As per HSA registered indication(s)
Orthopaedics | Spine - Occipito-cervical (OC) surgery | Cervical interbody cage | Cervical interbody core - Integrated | GLOBUS MEDICAL | COALITION MIS Spacer, 15 x 18, 12DEG, 6mm | 3136.4606 | Standalone | DE0500939 | As per HSA registered indication(s)
Orthopaedics | Spine - Occipito-cervical (OC) surgery | Cervical interbody cage | Cervical interbody core - Integrated | GLOBUS MEDICAL | COALITION MIS Spacer, 15 x 18, 12DEG, 7mm | 3136.4607 | Standalone | DE0500939 | As per HSA registered indication(s)
Orthopaedics | Spine - Occipito-cervical (OC) surgery | Cervical interbody cage | Cervical interbody core - Integrated | GLOBUS MEDICAL | COALITION MIS Spacer, 15 x 18, 12DEG, 8mm | 3136.4608 | Standalone | DE0500939 | As per HSA registered indication(s)
Orthopaedics | Spine - Occipito-cervical (OC) surgery | Cervical interbody cage | Cervical interbody core - Integrated | GLOBUS MEDICAL | COALITION MIS Spacer, 15 x 18, 12DEG, 9mm | 3136.4609 | Standalone | DE0500939 | As per HSA registered indication(s)
Orthopaedics | Spine - Occipito-cervical (OC) surgery | Cervical interbody cage | Cervical interbody core - Integrated | GLOBUS MEDICAL | COALITION MIS Spacer, 15 x 18, 7DEG, 5mm | 3136.4105 | Standalone | DE0500939 | As per HSA registered indication(s)
Orthopaedics | Spine - Occipito-cervical (OC) surgery | Cervical interbody cage | Cervical interbody core - Integrated | GLOBUS MEDICAL | COALITION MIS Spacer, 15 x 18, 7DEG, 6mm | 3136.4106 | Standalone | DE0500939 | As per HSA registered indication(s)
Orthopaedics | Spine - Occipito-cervical (OC) surgery | Cervical interbody cage | Cervical interbody core - Integrated | GLOBUS MEDICAL | COALITION MIS Spacer, 15 x 18, 7DEG, 7mm | 3136.4107 | Standalone | DE0500939 | As per HSA registered indication(s)
Orthopaedics | Spine - Occipito-cervical (OC) surgery | Cervical interbody cage | Cervical interbody core - Integrated | GLOBUS MEDICAL | COALITION MIS Spacer, 15 x 18, 7DEG, 8mm | 3136.4108 | Standalone | DE0500939 | As per HSA registered indication(s)
Orthopaedics | Spine - Occipito-cervical (OC) surgery | Cervical interbody cage | Cervical interbody core - Integrated | GLOBUS MEDICAL | COALITION MIS Spacer, 15 x 18, 7DEG, 9mm | 3136.4109 | Standalone | DE0500939 | As per HSA registered indication(s)
Orthopaedics | Spine - Occipito-cervical (OC) surgery | Cervical interbody cage | Cervical interbody core - Integrated | GLOBUS MEDICAL | COALITION Spacer, 12mm x 14mm, 7DEG, 5mm | 384.105 | Standalone | DE0500939 | As per HSA registered indication(s)
Orthopaedics | Spine - Occipito-cervical (OC) surgery | Cervical interbody cage | Cervical interbody core - Integrated | GLOBUS MEDICAL | COALITION Spacer, 12mm x 14mm, 7DEG, 6mm | 384.106 | Standalone | DE0500939 | As per HSA registered indication(s)
Orthopaedics | Spine - Occipito-cervical (OC) surgery | Cervical interbody cage | Cervical interbody core - Integrated | GLOBUS MEDICAL | COALITION Spacer, 12mm x 14mm, 7DEG, 7mm | 384.107 | Standalone | DE0500939 | As per HSA registered indication(s)
Orthopaedics | Spine - Occipito-cervical (OC) surgery | Cervical interbody cage | Cervical interbody core - Integrated | GLOBUS MEDICAL | COALITION Spacer, 12mm x 14mm, 7DEG, 8mm | 384.108 | Standalone | DE0500939 | As per HSA registered indication(s)
Orthopaedics | Spine - Occipito-cervical (OC) surgery | Cervical interbody cage | Cervical interbody core - Integrated | GLOBUS MEDICAL | COALITION Spacer, 12mm x 14mm, 7DEG, 9mm | 384.109 | Standalone | DE0500939 | As per HSA registered indication(s)
Orthopaedics | Spine - Occipito-cervical (OC) surgery | Cervical interbody cage | Cervical interbody core - Integrated | GLOBUS MEDICAL | COALITION Spacer, 14mm x 16mm, 7DEG, 5mm | 384.305 | Standalone | DE0500939 | As per HSA registered indication(s)
Orthopaedics | Spine - Occipito-cervical (OC) surgery | Cervical interbody cage | Cervical interbody core - Integrated | GLOBUS MEDICAL | COALITION Spacer, 14mm x 16mm, 7DEG, 6mm | 384.306 | Standalone | DE0500939 | As per HSA registered indication(s)
Orthopaedics | Spine - Occipito-cervical (OC) surgery | Cervical interbody cage | Cervical interbody core - Integrated | GLOBUS MEDICAL | COALITION Spacer, 14mm x 16mm, 7DEG, 7mm | 384.307 | Standalone | DE0500939 | As per HSA registered indication(s)
Orthopaedics | Spine - Occipito-cervical (OC) surgery | Cervical interbody cage | Cervical interbody core - Integrated | GLOBUS MEDICAL | COALITION Spacer, 14mm x 16mm, 7DEG, 8mm | 384.308 | Standalone | DE0500939 | As per HSA registered indication(s)
Orthopaedics | Spine - Occipito-cervical (OC) surgery | Cervical interbody cage | Cervical interbody core - Integrated | GLOBUS MEDICAL | COALITION Spacer, 14mm x 16mm, 7DEG, 9mm | 384.309 | Standalone | DE0500939 | As per HSA registered indication(s)
Orthopaedics | Spine - Occipito-cervical (OC) surgery | Cervical interbody cage | Cervical interbody fixation accessories | GLOBUS MEDICAL | Coaltion MIS Anchor, 15mm | 1136.2015 | Standalone | DE0500939 | As per HSA registered indication(s)
Orthopaedics | Spine - Occipito-cervical (OC) surgery | OC fusion and fixation implant | OC rod | GLOBUS MEDICAL | CoCr Tapered Rod, 3.5mm to 5.5mm, 350mm | 782.983 | Standalone | DE0501901 | As per HSA registered indication(s)
Orthopaedics | Spine - Occipito-cervical (OC) surgery | OC fusion and fixation implant | OC rod | GLOBUS MEDICAL | CoCr Tapered Rod, 3.5mm to 5.5mm, 500mm | 782.989 | Standalone | DE0501901 | As per HSA registered indication(s)
Orthopaedics | Spine - Occipito-cervical (OC) surgery | OC fusion and fixation implant | OC rod | Zimmer Biomet | CoCr, D3.5 mm x 400 mm | 07.01715.002 | Standalone | DE0506515 | As per HSA registered indication(s)
Orthopaedics | Spine - Occipito-cervical (OC) surgery | Cervical interbody cage | Cervical interbody core - Non-integrated | GLOBUS MEDICAL | COLONIAL ACDF Spacer, Large, Lordotic, 5mm | 365.405 | Standalone | DE0501296 | As per HSA registered indication(s)
Orthopaedics | Spine - Occipito-cervical (OC) surgery | Cervical interbody cage | Cervical interbody core - Non-integrated | GLOBUS MEDICAL | COLONIAL ACDF Spacer, Large, Lordotic, 6mm | 365.406 | Standalone | DE0501296 | As per HSA registered indication(s)
Orthopaedics | Spine - Occipito-cervical (OC) surgery | Cervical interbody cage | Cervical interbody core - Non-integrated | GLOBUS MEDICAL | COLONIAL ACDF Spacer, Large, Lordotic, 7mm | 365.407 | Standalone | DE0501296 | As per HSA registered indication(s)
Orthopaedics | Spine - Occipito-cervical (OC) surgery | Cervical interbody cage | Cervical interbody core - Non-integrated | GLOBUS MEDICAL | COLONIAL ACDF Spacer, Large, Lordotic, 8mm | 365.408 | Standalone | DE0501296 | As per HSA registered indication(s)
Orthopaedics | Spine - Occipito-cervical (OC) surgery | Cervical interbody cage | Cervical interbody core - Non-integrated | GLOBUS MEDICAL | COLONIAL ACDF Spacer, Large, Lordotic, 9mm | 365.409 | Standalone | DE0501296 | As per HSA registered indication(s)
Orthopaedics | Spine - Occipito-cervical (OC) surgery | Cervical interbody cage | Cervical interbody core - Non-integrated | GLOBUS MEDICAL | COLONIAL ACDF Spacer, X-Large, Lordotic, 5mm | 365.705 | Standalone | DE0501296 | As per HSA registered indication(s)
Orthopaedics | Spine - Occipito-cervical (OC) surgery | Cervical interbody cage | Cervical interbody core - Non-integrated | GLOBUS MEDICAL | COLONIAL ACDF Spacer, X-Large, Lordotic, 6mm | 365.706 | Standalone | DE0501296 | As per HSA registered indication(s)
Orthopaedics | Spine - Occipito-cervical (OC) surgery | Cervical interbody cage | Cervical interbody core - Non-integrated | GLOBUS MEDICAL | COLONIAL ACDF Spacer, X-Large, Lordotic, 7mm | 365.707 | Standalone | DE0501296 | As per HSA registered indication(s)
Orthopaedics | Spine - Occipito-cervical (OC) surgery | Cervical interbody cage | Cervical interbody core - Non-integrated | GLOBUS MEDICAL | COLONIAL ACDF Spacer, X-Large, Lordotic, 8mm | 365.708 | Standalone | DE0501296 | As per HSA registered indication(s)
Orthopaedics | Spine - Occipito-cervical (OC) surgery | Cervical interbody cage | Cervical interbody core - Non-integrated | GLOBUS MEDICAL | COLONIAL ACDF Spacer, X-Large, Lordotic, 9mm | 365.709 | Standalone | DE0501296 | As per HSA registered indication(s)
Orthopaedics | Spine - Occipito-cervical (OC) surgery | OC fusion and fixation implant | OC rod connector system excluding locking screw | MEDTRONIC | CONNECTOR LATERAL OPEN 13MM | G3602513 | Standalone | DE0503898 | As per HSA registered indication(s)
Orthopaedics | Spine - Occipito-cervical (OC) surgery | OC fusion and fixation implant | OC rod connector system excluding locking screw | MEDTRONIC | CONNECTOR 3600300 OC EYELET STANDARD | 3600300 | Standalone | DE0503897 | As per HSA registered indication(s)
Orthopaedics | Spine - Occipito-cervical (OC) surgery | OC fusion and fixation implant | OC rod connector system excluding locking screw | MEDTRONIC | CONNECTOR 3600301 OC EYELET OFFSET | 3600301 | Standalone | DE0503897 | As per HSA registered indication(s)
Orthopaedics | Spine - Occipito-cervical (OC) surgery | OC fusion and fixation implant | OC rod connector system excluding locking screw | MEDTRONIC | CONNECTOR 3601510 LATERAL CLOSED 10MM | 3601510 | Standalone | DE0503897 | As per HSA registered indication(s)
Orthopaedics | Spine - Occipito-cervical (OC) surgery | OC fusion and fixation implant | OC rod connector system excluding locking screw | MEDTRONIC | CONNECTOR 3602510 LATERAL OPEN 10MM | 3602510 | Standalone | DE0503897 | As per HSA registered indication(s)
Orthopaedics | Spine - Occipito-cervical (OC) surgery | OC fusion and fixation implant | OC rod connector system excluding locking screw | MEDTRONIC | CONNECTOR 3602519 LATERAL OPEN 19MM | G3602519 | Standalone | DE0503898 | As per HSA registered indication(s)
Orthopaedics | Spine - Occipito-cervical (OC) surgery | OC fusion and fixation implant | OC rod connector system excluding locking screw | MEDTRONIC | CONNECTOR 3602519A LTRL OPEN ANGLED 19MM | 3602519A | Standalone | DE0503897 | As per HSA registered indication(s)
Orthopaedics | Spine - Thoracolumbar (TL) and sacral surgery | TL and sacral fusion and fixation implant | TL rod connector system excluding locking screw | MEDTRONIC | CONNECTOR 5564370 5/6-6.0 TOP LAT 70 | 5564370 | Standalone | DE0500843 | As per HSA registered indication(s)
Orthopaedics | Spine - Thoracolumbar (TL) and sacral surgery | TL and sacral fusion and fixation implant | TL rod connector system excluding locking screw | MEDTRONIC | CONNECTOR 7042210 LAT CONN TI 4.5 12MM | 7042210 | Standalone | DE0012449 | As per HSA registered indication(s)
Orthopaedics | Spine - Thoracolumbar (TL) and sacral surgery | TL and sacral fusion and fixation implant | TL rod connector system excluding locking screw | MEDTRONIC | CONNECTOR 7042230 LAT CONN TI 4.5 32MM | 7042230 | Standalone | DE0012449 | As per HSA registered indication(s)
Orthopaedics | Spine - Thoracolumbar (TL) and sacral surgery | TL and sacral fusion and fixation implant | TL rod connector system excluding locking screw | MEDTRONIC | CONNECTOR 7042310 LAT CONN TI 5.5 12MM | 7042310 | Standalone | DE0012449 | As per HSA registered indication(s)
Orthopaedics | Spine - Thoracolumbar (TL) and sacral surgery | TL and sacral fusion and fixation implant | TL rod connector system excluding locking screw | MEDTRONIC | CONNECTOR 7042330 LAT CONN TI 5.5 32MM | 7042330 | Standalone | DE0012449 | As per HSA registered indication(s)
Orthopaedics | Spine - Thoracolumbar (TL) and sacral surgery | TL and sacral fusion and fixation implant | TL rod connector system excluding locking screw | MEDTRONIC | CONNECTOR 7042410 LAT CONN TI 6.35 12MM | 7042410 | Standalone | DE0012449 | As per HSA registered indication(s)
Orthopaedics | Spine - Thoracolumbar (TL) and sacral surgery | TL and sacral fusion and fixation implant | TL rod connector system excluding locking screw | MEDTRONIC | CONNECTOR 7042430 LAT CONN TI 6.35 32MM | 7042430 | Standalone | DE0012449 | As per HSA registered indication(s)
Orthopaedics | Spine - Thoracolumbar (TL) and sacral surgery | TL and sacral fusion and fixation implant | TL rod connector system excluding locking screw | MEDTRONIC | CONNECTOR 778114545 TI AXL CL4.5 OP4.5 | 778114545 | Standalone | DE0012449 | As per HSA registered indication(s)
Orthopaedics | Spine - Thoracolumbar (TL) and sacral surgery | TL and sacral fusion and fixation implant | TL rod connector system excluding locking screw | MEDTRONIC | CONNECTOR 778116555 TI AXL CL6.35 OP5.5 | 778116555 | Standalone | DE0012449 | As per HSA registered indication(s)
Orthopaedics | Spine - Thoracolumbar (TL) and sacral surgery | TL and sacral fusion and fixation implant | TL rod connector system excluding locking screw | MEDTRONIC | CONNECTOR 778116565 TI AXL CL6.35 OP6.35 | 778116565 | Standalone | DE0012449 | As per HSA registered indication(s)
Orthopaedics | Spine - Thoracolumbar (TL) and sacral surgery | TL and sacral fusion and fixation implant | TL rod connector system excluding locking screw | MEDTRONIC | CONNECTOR 778124545 TI DOM CL4.5 CL4.5 | 778124545 | Standalone | DE0012449 | As per HSA registered indication(s)
Orthopaedics | Spine - Thoracolumbar (TL) and sacral surgery | TL and sacral fusion and fixation implant | TL rod connector system excluding locking screw | MEDTRONIC | CONNECTOR 778126565 TI DM CL6.35 CL6.35 | 778126565 | Standalone | DE0012449 | As per HSA registered indication(s)
Orthopaedics | Spine - Thoracolumbar (TL) and sacral surgery | TL and sacral fusion and fixation implant | TL rod connector system excluding locking screw | MEDTRONIC | CONNECTOR 778144545 TI SDLD SD4.5 CL4.5 | 778144545 | Standalone | DE0012449 | As per HSA registered indication(s)
Orthopaedics | Spine - Thoracolumbar (TL) and sacral surgery | TL and sacral fusion and fixation implant | TL rod connector system excluding locking screw | MEDTRONIC | CONNECTOR 778145545 TI SDLD SD5.5 CL 4.5 | 778145545 | Standalone | DE0012449 | As per HSA registered indication(s)
Orthopaedics | Spine - Thoracolumbar (TL) and sacral surgery | TL and sacral fusion and fixation implant | TL rod connector system excluding locking screw | MEDTRONIC | CONNECTOR 778146565 TI DOM SD6.35 CL6.35 | 778146565 | Standalone | DE0012449 | As per HSA registered indication(s)
Orthopaedics | Spine - Thoracolumbar (TL) and sacral surgery | TL and sacral fusion and fixation implant | TL rod connector system excluding locking screw | MEDTRONIC | CONNECTOR 779115545 TI AXL CL 5.5 OP 4.5 | 779115545 | Standalone | DE0012449 | As per HSA registered indication(s)
Orthopaedics | Spine - Thoracolumbar (TL) and sacral surgery | TL and sacral fusion and fixation implant | TL rod connector system excluding locking screw | MEDTRONIC | CONNECTOR 779115555 TI AXL CL 5.5 OP 5.5 | 779115555 | Standalone | DE0012449 | As per HSA registered indication(s)
Orthopaedics | Spine - Thoracolumbar (TL) and sacral surgery | TL and sacral fusion and fixation implant | TL rod connector system excluding locking screw | MEDTRONIC | CONNECTOR 779124555 TI DOM CL 4.5 CL 5.5 | 779124555 | Standalone | DE0012449 | As per HSA registered indication(s)
Orthopaedics | Spine - Thoracolumbar (TL) and sacral surgery | TL and sacral fusion and fixation implant | TL rod connector system excluding locking screw | MEDTRONIC | CONNECTOR 779125555 TI DOM CL 5.5 CL 5.5 | 779125555 | Standalone | DE0012449 | As per HSA registered indication(s)
Orthopaedics | Spine - Thoracolumbar (TL) and sacral surgery | TL and sacral fusion and fixation implant | TL rod connector system excluding locking screw | MEDTRONIC | CONNECTOR 779125565 TI DOM CL 6.35 CL5.5 | 779125565 | Standalone | DE0012449 | As per HSA registered indication(s)
Orthopaedics | Spine - Thoracolumbar (TL) and sacral surgery | TL and sacral fusion and fixation implant | TL rod connector system excluding locking screw | MEDTRONIC | CONNECTOR 779145555 TI SDLD SD 5.5 CL5.5 | 779145555 | Standalone | DE0012449 | As per HSA registered indication(s)
Orthopaedics | Spine - Thoracolumbar (TL) and sacral surgery | TL and sacral fusion and fixation implant | TL rod connector system excluding locking screw | MEDTRONIC | CONNECTOR 779146555 TI SDLD SD6.35 CL5.5 | 779146555 | Standalone | DE0012449 | As per HSA registered indication(s)
Orthopaedics | Spine - Occipito-cervical (OC) surgery | OC fusion and fixation implant | OC rod connector system excluding locking screw | MEDTRONIC | Connector Lateral Closed 13mm | G3601513 | Standalone | DE0503898 | As per HSA registered indication(s)
Orthopaedics | Spine - Occipito-cervical (OC) surgery | OC fusion and fixation implant | OC rod connector system excluding locking screw | MEDTRONIC | Connector Lateral Closed 19mm | G3601519 | Standalone | DE0503898 | As per HSA registered indication(s)
Orthopaedics | Spine - Occipito-cervical (OC) surgery | OC fusion and fixation implant | OC rod | K2M | Contoured Rod; Size D3.5x100 mm | 7601-635100 | Standalone | DE0502861 | As per HSA registered indication(s)
Orthopaedics | Spine - Occipito-cervical (OC) surgery | OC fusion and fixation implant | OC rod | K2M | Contoured Rod; Size D3.5x100 mm, CoCr | 7611-635100 | Standalone | DE0502861 | As per HSA registered indication(s)
Orthopaedics | Spine - Occipito-cervical (OC) surgery | OC fusion and fixation implant | OC rod | K2M | Contoured Rod; Size D3.5x105 mm | 7601-635105 | Standalone | DE0502861 | As per HSA registered indication(s)
Orthopaedics | Spine - Occipito-cervical (OC) surgery | OC fusion and fixation implant | OC rod | K2M | Contoured Rod; Size D3.5x110 mm | 7601-635110 | Standalone | DE0502861 | As per HSA registered indication(s)
Orthopaedics | Spine - Occipito-cervical (OC) surgery | OC fusion and fixation implant | OC rod | K2M | Contoured Rod; Size D3.5x110 mm, CoCr | 7611-635110 | Standalone | DE0502861 | As per HSA registered indication(s)
Orthopaedics | Spine - Occipito-cervical (OC) surgery | OC fusion and fixation implant | OC rod | K2M | Contoured Rod; Size D3.5x115 mm | 7601-635115 | Standalone | DE0502861 | As per HSA registered indication(s)
Orthopaedics | Spine - Occipito-cervical (OC) surgery | OC fusion and fixation implant | OC rod | K2M | Contoured Rod; Size D3.5x120 mm | 7601-635120 | Standalone | DE0502861 | As per HSA registered indication(s)
Orthopaedics | Spine - Occipito-cervical (OC) surgery | OC fusion and fixation implant | OC rod | K2M | Contoured Rod; Size D3.5x120 mm, CoCr | 7611-635120 | Standalone | DE0502861 | As per HSA registered indication(s)
Orthopaedics | Spine - Occipito-cervical (OC) surgery | OC fusion and fixation implant | OC rod | K2M | Contoured Rod; Size D3.5x50 mm | 7601-63550 | Standalone | DE0502861 | As per HSA registered indication(s)
Orthopaedics | Spine - Occipito-cervical (OC) surgery | OC fusion and fixation implant | OC rod | K2M | Contoured Rod; Size D3.5x50 mm, CoCr | 7611-63550 | Standalone | DE0502861 | As per HSA registered indication(s)
Orthopaedics | Spine - Occipito-cervical (OC) surgery | OC fusion and fixation implant | OC rod | K2M | Contoured Rod; Size D3.5x60 mm | 7601-63560 | Standalone | DE0502861 | As per HSA registered indication(s)
Orthopaedics | Spine - Occipito-cervical (OC) surgery | OC fusion and fixation implant | OC rod | K2M | Contoured Rod; Size D3.5x70 mm, CoCr | 7611-63570 | Standalone | DE0502861 | As per HSA registered indication(s)
Orthopaedics | Spine - Occipito-cervical (OC) surgery | OC fusion and fixation implant | OC rod | K2M | Contoured Rod; Size D3.5x80 mm, CoCr | 7611-63580 | Standalone | DE0502861 | As per HSA registered indication(s)
Orthopaedics | Spine - Occipito-cervical (OC) surgery | OC fusion and fixation implant | OC rod | K2M | Contoured Rod; Size D3.5x85 mm | 7601-63585 | Standalone | DE0502861 | As per HSA registered indication(s)
Orthopaedics | Spine - Occipito-cervical (OC) surgery | OC fusion and fixation implant | OC rod | K2M | Contoured Rod; Size D3.5x90 mm | 7601-63590 | Standalone | DE0502861 | As per HSA registered indication(s)
Orthopaedics | Spine - Occipito-cervical (OC) surgery | OC fusion and fixation implant | OC rod | K2M | Contoured Rod; Size D3.5x90 mm, CoCr | 7611-63590 | Standalone | DE0502861 | As per HSA registered indication(s)
Orthopaedics | Spine - Occipito-cervical (OC) surgery | OC fusion and fixation implant | OC rod | K2M | Contoured Rod; Size D3.5x95 mm | 7601-63595 | Standalone | DE0502861 | As per HSA registered indication(s)
Orthopaedics | Spine - Occipito-cervical (OC) surgery | OC fusion and fixation implant | OC rod | K2M | Contoured Rod; Size D4.0x120 mm | 7601-640120 | Standalone | DE0502861 | As per HSA registered indication(s)
Orthopaedics | Spine - Thoracolumbar (TL) and sacral surgery | TL interbody cage | TL interbody core - Non-integrated | NuVasive Inc. | CoRoent Ant TLIF PEEK, 10x11x30mm 0DEG | 5101300 | Standalone | DE0005750 | As per HSA registered indication(s)
Orthopaedics | Spine - Thoracolumbar (TL) and sacral surgery | TL interbody cage | TL interbody core - Non-integrated | NuVasive Inc. | CoRoent Ant TLIF PEEK, 10x11x30mm 12DEG | 5101302 | Standalone | DE0005750 | As per HSA registered indication(s)
Orthopaedics | Spine - Thoracolumbar (TL) and sacral surgery | TL interbody cage | TL interbody core - Non-integrated | NuVasive Inc. | CoRoent Ant TLIF PEEK, 10x11x30mm 8DEG | 5101308 | Standalone | DE0005750 | As per HSA registered indication(s)
Orthopaedics | Spine - Thoracolumbar (TL) and sacral surgery | TL interbody cage | TL interbody core - Non-integrated | NuVasive Inc. | CoRoent Ant TLIF PEEK, 10x14x30mm 0DEG | 5104300 | Standalone | DE0005750 | As per HSA registered indication(s)
Orthopaedics | Spine - Thoracolumbar (TL) and sacral surgery | TL interbody cage | TL interbody core - Non-integrated | NuVasive Inc. | CoRoent Ant TLIF PEEK, 10x14x30mm 8DEG | 5104308 | Standalone | DE0005750 | As per HSA registered indication(s)
Orthopaedics | Spine - Thoracolumbar (TL) and sacral surgery | TL interbody cage | TL interbody core - Non-integrated | NuVasive Inc. | CoRoent Ant TLIF PEEK, 10x9x30mm 0DEG | 5109300 | Standalone | DE0005750 | As per HSA registered indication(s)
Orthopaedics | Spine - Thoracolumbar (TL) and sacral surgery | TL interbody cage | TL interbody core - Non-integrated | NuVasive Inc. | CoRoent Ant TLIF PEEK, 10x9x30mm 12DEG | 5109302 | Standalone | DE0005750 | As per HSA registered indication(s)
Orthopaedics | Spine - Thoracolumbar (TL) and sacral surgery | TL interbody cage | TL interbody core - Non-integrated | NuVasive Inc. | CoRoent Ant TLIF PEEK, 10x9x30mm 8DEG | 5109308 | Standalone | DE0005750 | As per HSA registered indication(s)
Orthopaedics | Spine - Thoracolumbar (TL) and sacral surgery | TL interbody cage | TL interbody core - Non-integrated | NuVasive Inc. | CoRoent Ant TLIF PEEK, 11x11x30mm 0DEG | 5111300 | Standalone | DE0005750 | As per HSA registered indication(s)
Orthopaedics | Spine - Thoracolumbar (TL) and sacral surgery | TL interbody cage | TL interbody core - Non-integrated | NuVasive Inc. | CoRoent Ant TLIF PEEK, 11x11x30mm 12DEG | 5111302 | Standalone | DE0005750 | As per HSA registered indication(s)
Orthopaedics | Spine - Thoracolumbar (TL) and sacral surgery | TL interbody cage | TL interbody core - Non-integrated | NuVasive Inc. | CoRoent Ant TLIF PEEK, 11x11x30mm 8DEG | 5111308 | Standalone | DE0005750 | As per HSA registered indication(s)
Orthopaedics | Spine - Thoracolumbar (TL) and sacral surgery | TL interbody cage | TL interbody core - Non-integrated | NuVasive Inc. | CoRoent Ant TLIF PEEK, 11x9x30mm 0DEG | 5119300 | Standalone | DE0005750 | As per HSA registered indication(s)
Orthopaedics | Spine - Thoracolumbar (TL) and sacral surgery | TL interbody cage | TL interbody core - Non-integrated | NuVasive Inc. | CoRoent Ant TLIF PEEK, 11x9x30mm 12DEG | 5119302 | Standalone | DE0005750 | As per HSA registered indication(s)
Orthopaedics | Spine - Thoracolumbar (TL) and sacral surgery | TL interbody cage | TL interbody core - Non-integrated | NuVasive Inc. | CoRoent Ant TLIF PEEK, 11x9x30mm 8DEG | 5119308 | Standalone | DE0005750 | As per HSA registered indication(s)
Orthopaedics | Spine - Thoracolumbar (TL) and sacral surgery | TL interbody cage | TL interbody core - Non-integrated | NuVasive Inc. | CoRoent Ant TLIF PEEK, 12x11x30mm 0DEG | 5121300 | Standalone | DE0005750 | As per HSA registered indication(s)
Orthopaedics | Spine - Thoracolumbar (TL) and sacral surgery | TL interbody cage | TL interbody core - Non-integrated | NuVasive Inc. | CoRoent Ant TLIF PEEK, 12x11x30mm 12DEG | 5121302 | Standalone | DE0005750 | As per HSA registered indication(s)
Orthopaedics | Spine - Thoracolumbar (TL) and sacral surgery | TL interbody cage | TL interbody core - Non-integrated | NuVasive Inc. | CoRoent Ant TLIF PEEK, 12x11x30mm 8DEG | 5121308 | Standalone | DE0005750 | As per HSA registered indication(s)
Orthopaedics | Spine - Thoracolumbar (TL) and sacral surgery | TL interbody cage | TL interbody core - Non-integrated | NuVasive Inc. | CoRoent Ant TLIF PEEK, 12x14x30mm 0DEG | 5124300 | Standalone | DE0005750 | As per HSA registered indication(s)
Orthopaedics | Spine - Thoracolumbar (TL) and sacral surgery | TL interbody cage | TL interbody core - Non-integrated | NuVasive Inc. | CoRoent Ant TLIF PEEK, 12x14x30mm 8DEG | 5124308 | Standalone | DE0005750 | As per HSA registered indication(s)
Orthopaedics | Spine - Thoracolumbar (TL) and sacral surgery | TL interbody cage | TL interbody core - Non-integrated | NuVasive Inc. | CoRoent Ant TLIF PEEK, 12x9x30mm 0DEG | 5129300 | Standalone | DE0005750 | As per HSA registered indication(s)
Orthopaedics | Spine - Thoracolumbar (TL) and sacral surgery | TL interbody cage | TL interbody core - Non-integrated | NuVasive Inc. | CoRoent Ant TLIF PEEK, 12x9x30mm 12DEG | 5129302 | Standalone | DE0005750 | As per HSA registered indication(s)
Orthopaedics | Spine - Thoracolumbar (TL) and sacral surgery | TL interbody cage | TL interbody core - Non-integrated | NuVasive Inc. | CoRoent Ant TLIF PEEK, 12x9x30mm 8DEG | 5129308 | Standalone | DE0005750 | As per HSA registered indication(s)
Orthopaedics | Spine - Thoracolumbar (TL) and sacral surgery | TL interbody cage | TL interbody core - Non-integrated | NuVasive Inc. | CoRoent Ant TLIF PEEK, 14x11x30mm 0DEG | 5141300 | Standalone | DE0005750 | As per HSA registered indication(s)
Orthopaedics | Spine - Thoracolumbar (TL) and sacral surgery | TL interbody cage | TL interbody core - Non-integrated | NuVasive Inc. | CoRoent Ant TLIF PEEK, 14x11x30mm 12DEG | 5141302 | Standalone | DE0005750 | As per HSA registered indication(s)
Orthopaedics | Spine - Thoracolumbar (TL) and sacral surgery | TL interbody cage | TL interbody core - Non-integrated | NuVasive Inc. | CoRoent Ant TLIF PEEK, 14x11x30mm 8DEG | 5141308 | Standalone | DE0005750 | As per HSA registered indication(s)
Orthopaedics | Spine - Thoracolumbar (TL) and sacral surgery | TL interbody cage | TL interbody core - Non-integrated | NuVasive Inc. | CoRoent Ant TLIF PEEK, 14x14x30mm 0DEG | 5144300 | Standalone | DE0005750 | As per HSA registered indication(s)
Orthopaedics | Spine - Thoracolumbar (TL) and sacral surgery | TL interbody cage | TL interbody core - Non-integrated | NuVasive Inc. | CoRoent Ant TLIF PEEK, 14x14x30mm 8DEG | 5144308 | Standalone | DE0005750 | As per HSA registered indication(s)
Orthopaedics | Spine - Thoracolumbar (TL) and sacral surgery | TL interbody cage | TL interbody core - Non-integrated | NuVasive Inc. | CoRoent Ant TLIF PEEK, 14x9x30mm 0DEG | 5149300 | Standalone | DE0005750 | As per HSA registered indication(s)
Orthopaedics | Spine - Thoracolumbar (TL) and sacral surgery | TL interbody cage | TL interbody core - Non-integrated | NuVasive Inc. | CoRoent Ant TLIF PEEK, 14x9x30mm 12DEG | 5149302 | Standalone | DE0005750 | As per HSA registered indication(s)
Orthopaedics | Spine - Thoracolumbar (TL) and sacral surgery | TL interbody cage | TL interbody core - Non-integrated | NuVasive Inc. | CoRoent Ant TLIF PEEK, 14x9x30mm 8DEG | 5149308 | Standalone | DE0005750 | As per HSA registered indication(s)
Orthopaedics | Spine - Thoracolumbar (TL) and sacral surgery | TL interbody cage | TL interbody core - Non-integrated | NuVasive Inc. | CoRoent Ant TLIF PEEK, 8x11x30mm 0DEG | 5181300 | Standalone | DE0005750 | As per HSA registered indication(s)
Orthopaedics | Spine - Thoracolumbar (TL) and sacral surgery | TL interbody cage | TL interbody core - Non-integrated | NuVasive Inc. | CoRoent Ant TLIF PEEK, 8x11x30mm 12DEG | 5181302 | Standalone | DE0005750 | As per HSA registered indication(s)
Orthopaedics | Spine - Thoracolumbar (TL) and sacral surgery | TL interbody cage | TL interbody core - Non-integrated | NuVasive Inc. | CoRoent Ant TLIF PEEK, 8x11x30mm 8DEG | 5181308 | Standalone | DE0005750 | As per HSA registered indication(s)
Orthopaedics | Spine - Thoracolumbar (TL) and sacral surgery | TL interbody cage | TL interbody core - Non-integrated | NuVasive Inc. | CoRoent Ant TLIF PEEK, 8x14x30mm 0DEG | 5184300 | Standalone | DE0005750 | As per HSA registered indication(s)
Orthopaedics | Spine - Thoracolumbar (TL) and sacral surgery | TL interbody cage | TL interbody core - Non-integrated | NuVasive Inc. | CoRoent Ant TLIF PEEK, 8x14x30mm 8DEG | 5184308 | Standalone | DE0005750 | As per HSA registered indication(s)
Orthopaedics | Spine - Thoracolumbar (TL) and sacral surgery | TL interbody cage | TL interbody core - Non-integrated | NuVasive Inc. | CoRoent Ant TLIF PEEK, 8x9x30mm 0DEG | 5189300 | Standalone | DE0005750 | As per HSA registered indication(s)
Orthopaedics | Spine - Thoracolumbar (TL) and sacral surgery | TL interbody cage | TL interbody core - Non-integrated | NuVasive Inc. | CoRoent Ant TLIF PEEK, 8x9x30mm 12DEG | 5189302 | Standalone | DE0005750 | As per HSA registered indication(s)
Orthopaedics | Spine - Thoracolumbar (TL) and sacral surgery | TL interbody cage | TL interbody core - Non-integrated | NuVasive Inc. | CoRoent Ant TLIF PEEK, 8x9x30mm 8DEG | 5189308 | Standalone | DE0005750 | As per HSA registered indication(s)
Orthopaedics | Spine - Thoracolumbar (TL) and sacral surgery | TL interbody cage | TL interbody core - Non-integrated | NuVasive Inc. | CoRoent Ant TLIF PEEK, 9x11x30mm 0DEG | 5191300 | Standalone | DE0005750 | As per HSA registered indication(s)
Orthopaedics | Spine - Thoracolumbar (TL) and sacral surgery | TL interbody cage | TL interbody core - Non-integrated | NuVasive Inc. | CoRoent Ant TLIF PEEK, 9x11x30mm 12DEG | 5191302 | Standalone | DE0005750 | As per HSA registered indication(s)
Orthopaedics | Spine - Thoracolumbar (TL) and sacral surgery | TL interbody cage | TL interbody core - Non-integrated | NuVasive Inc. | CoRoent Ant TLIF PEEK, 9x11x30mm 8DEG | 5191308 | Standalone | DE0005750 | As per HSA registered indication(s)
Orthopaedics | Spine - Thoracolumbar (TL) and sacral surgery | TL interbody cage | TL interbody core - Non-integrated | NuVasive Inc. | CoRoent Ant TLIF PEEK, 9x9x30mm 0DEG | 5199300 | Standalone | DE0005750 | As per HSA registered indication(s)
Orthopaedics | Spine - Thoracolumbar (TL) and sacral surgery | TL interbody cage | TL interbody core - Non-integrated | NuVasive Inc. | CoRoent Ant TLIF PEEK, 9x9x30mm 12DEG | 5199302 | Standalone | DE0005750 | As per HSA registered indication(s)
Orthopaedics | Spine - Thoracolumbar (TL) and sacral surgery | TL interbody cage | TL interbody core - Non-integrated | NuVasive Inc. | CoRoent Ant TLIF PEEK, 9x9x30mm 8DEG | 5199308 | Standalone | DE0005750 | As per HSA registered indication(s)
Orthopaedics | Spine - Thoracolumbar (TL) and sacral surgery | TL interbody cage | TL interbody core - Non-integrated | NuVasive Inc. | CoRoent Large MP, 10x9x23 12DEG | 6121023 | Standalone | DE0005750 | As per HSA registered indication(s)
Orthopaedics | Spine - Thoracolumbar (TL) and sacral surgery | TL interbody cage | TL interbody core - Non-integrated | NuVasive Inc. | CoRoent Large MP, 10x9x23 4DEG | 6041023 | Standalone | DE0005750 | As per HSA registered indication(s)
Orthopaedics | Spine - Thoracolumbar (TL) and sacral surgery | TL interbody cage | TL interbody core - Non-integrated | NuVasive Inc. | CoRoent Large MP, 10x9x23 8DEG | 6081023 | Standalone | DE0005750 | As per HSA registered indication(s)
Orthopaedics | Spine - Thoracolumbar (TL) and sacral surgery | TL interbody cage | TL interbody core - Non-integrated | NuVasive Inc. | CoRoent Large MP, 10x9x23mm 15DEG | 6151023 | Standalone | DE0005750 | As per HSA registered indication(s)
Orthopaedics | Spine - Thoracolumbar (TL) and sacral surgery | TL interbody cage | TL interbody core - Non-integrated | NuVasive Inc. | CoRoent Large MP, 10x9x28 12DEG | 6121028 | Standalone | DE0005750 | As per HSA registered indication(s)
Orthopaedics | Spine - Thoracolumbar (TL) and sacral surgery | TL interbody cage | TL interbody core - Non-integrated | NuVasive Inc. | CoRoent Large MP, 10x9x28 4DEG | 6041028 | Standalone | DE0005750 | As per HSA registered indication(s)
Orthopaedics | Spine - Thoracolumbar (TL) and sacral surgery | TL interbody cage | TL interbody core - Non-integrated | NuVasive Inc. | CoRoent Large MP, 10x9x28 8DEG | 6081028 | Standalone | DE0005750 | As per HSA registered indication(s)
Orthopaedics | Spine - Thoracolumbar (TL) and sacral surgery | TL interbody cage | TL interbody core - Non-integrated | NuVasive Inc. | CoRoent Large MP, 10x9x28mm 15DEG | 6151028 | Standalone | DE0005750 | As per HSA registered indication(s)
Orthopaedics | Spine - Thoracolumbar (TL) and sacral surgery | TL interbody cage | TL interbody core - Non-integrated | NuVasive Inc. | CoRoent Large MP, 11x9x23 12DEG | 6121123 | Standalone | DE0005750 | As per HSA registered indication(s)
Orthopaedics | Spine - Thoracolumbar (TL) and sacral surgery | TL interbody cage | TL interbody core - Non-integrated | NuVasive Inc. | CoRoent Large MP, 11x9x23 4DEG | 6041123 | Standalone | DE0005750 | As per HSA registered indication(s)
Orthopaedics | Spine - Thoracolumbar (TL) and sacral surgery | TL interbody cage | TL interbody core - Non-integrated | NuVasive Inc. | CoRoent Large MP, 11x9x23 8DEG | 6081123 | Standalone | DE0005750 | As per HSA registered indication(s)
Orthopaedics | Spine - Thoracolumbar (TL) and sacral surgery | TL interbody cage | TL interbody core - Non-integrated | NuVasive Inc. | CoRoent Large MP, 11x9x23mm 15DEG | 6151123 | Standalone | DE0005750 | As per HSA registered indication(s)
Orthopaedics | Spine - Thoracolumbar (TL) and sacral surgery | TL interbody cage | TL interbody core - Non-integrated | NuVasive Inc. | CoRoent Large MP, 11x9x28 12 | 6121128 | Standalone | DE0005750 | As per HSA registered indication(s)
Orthopaedics | Spine - Thoracolumbar (TL) and sacral surgery | TL interbody cage | TL interbody core - Non-integrated | NuVasive Inc. | CoRoent Large MP, 11x9x28 4DEG | 6041128 | Standalone | DE0005750 | As per HSA registered indication(s)
Orthopaedics | Spine - Thoracolumbar (TL) and sacral surgery | TL interbody cage | TL interbody core - Non-integrated | NuVasive Inc. | CoRoent Large MP, 11x9x28 8DEG | 6081128 | Standalone | DE0005750 | As per HSA registered indication(s)
Orthopaedics | Spine - Thoracolumbar (TL) and sacral surgery | TL interbody cage | TL interbody core - Non-integrated | NuVasive Inc. | CoRoent Large MP, 11x9x28mm 15DEG | 6151128 | Standalone | DE0005750 | As per HSA registered indication(s)
Orthopaedics | Spine - Thoracolumbar (TL) and sacral surgery | TL interbody cage | TL interbody core - Non-integrated | NuVasive Inc. | CoRoent Large MP, 12x9x23 12DEG | 6121223 | Standalone | DE0005750 | As per HSA registered indication(s)
Orthopaedics | Spine - Thoracolumbar (TL) and sacral surgery | TL interbody cage | TL interbody core - Non-integrated | NuVasive Inc. | CoRoent Large MP, 12x9x23 4DEG | 6041223 | Standalone | DE0005750 | As per HSA registered indication(s)
Orthopaedics | Spine - Thoracolumbar (TL) and sacral surgery | TL interbody cage | TL interbody core - Non-integrated | NuVasive Inc. | CoRoent Large MP, 12x9x23 8DEG | 6081223 | Standalone | DE0005750 | As per HSA registered indication(s)
Orthopaedics | Spine - Thoracolumbar (TL) and sacral surgery | TL interbody cage | TL interbody core - Non-integrated | NuVasive Inc. | CoRoent Large MP, 12x9x23mm 15DEG | 6151223 | Standalone | DE0005750 | As per HSA registered indication(s)
Orthopaedics | Spine - Thoracolumbar (TL) and sacral surgery | TL interbody cage | TL interbody core - Non-integrated | NuVasive Inc. | CoRoent Large MP, 12x9x28 12DEG | 6121228 | Standalone | DE0005750 | As per HSA registered indication(s)
Orthopaedics | Spine - Thoracolumbar (TL) and sacral surgery | TL interbody cage | TL interbody core - Non-integrated | NuVasive Inc. | CoRoent Large MP, 12x9x28 4DEG | 6041228 | Standalone | DE0005750 | As per HSA registered indication(s)
Orthopaedics | Spine - Thoracolumbar (TL) and sacral surgery | TL interbody cage | TL interbody core - Non-integrated | NuVasive Inc. | CoRoent Large MP, 12x9x28 8DEG | 6081228 | Standalone | DE0005750 | As per HSA registered indication(s)
Orthopaedics | Spine - Thoracolumbar (TL) and sacral surgery | TL interbody cage | TL interbody core - Non-integrated | NuVasive Inc. | CoRoent Large MP, 12x9x28mm 15DEG | 6151228 | Standalone | DE0005750 | As per HSA registered indication(s)
Orthopaedics | Spine - Thoracolumbar (TL) and sacral surgery | TL interbody cage | TL interbody core - Non-integrated | NuVasive Inc. | CoRoent Large MP, 13x9x23 4DEG | 6041323 | Standalone | DE0005750 | As per HSA registered indication(s)
Orthopaedics | Spine - Thoracolumbar (TL) and sacral surgery | TL interbody cage | TL interbody core - Non-integrated | NuVasive Inc. | CoRoent Large MP, 13x9x23 8DEG | 6081323 | Standalone | DE0005750 | As per HSA registered indication(s)
Orthopaedics | Spine - Thoracolumbar (TL) and sacral surgery | TL interbody cage | TL interbody core - Non-integrated | NuVasive Inc. | CoRoent Large MP, 13x9x28 4DEG | 6041328 | Standalone | DE0005750 | As per HSA registered indication(s)
Orthopaedics | Spine - Thoracolumbar (TL) and sacral surgery | TL interbody cage | TL interbody core - Non-integrated | NuVasive Inc. | CoRoent Large MP, 13x9x28 8DEG | 6081328 | Standalone | DE0005750 | As per HSA registered indication(s)
Orthopaedics | Spine - Thoracolumbar (TL) and sacral surgery | TL interbody cage | TL interbody core - Non-integrated | NuVasive Inc. | CoRoent Large MP, 14x9x23 4DEG | 6041423 | Standalone | DE0005750 | As per HSA registered indication(s)
Orthopaedics | Spine - Thoracolumbar (TL) and sacral surgery | TL interbody cage | TL interbody core - Non-integrated | NuVasive Inc. | CoRoent Large MP, 14x9x23 8DEG | 6081423 | Standalone | DE0005750 | As per HSA registered indication(s)
Orthopaedics | Spine - Thoracolumbar (TL) and sacral surgery | TL interbody cage | TL interbody core - Non-integrated | NuVasive Inc. | CoRoent Large MP, 14x9x28 4DEG | 6041428 | Standalone | DE0005750 | As per HSA registered indication(s)
Orthopaedics | Spine - Thoracolumbar (TL) and sacral surgery | TL interbody cage | TL interbody core - Non-integrated | NuVasive Inc. | CoRoent Large MP, 14x9x28 8DEG | 6081428 | Standalone | DE0005750 | As per HSA registered indication(s)
Orthopaedics | Spine - Thoracolumbar (TL) and sacral surgery | TL interbody cage | TL interbody core - Non-integrated | NuVasive Inc. | CoRoent Large MP, 8x9x23 12DEG | 6120823 | Standalone | DE0005750 | As per HSA registered indication(s)
Orthopaedics | Spine - Thoracolumbar (TL) and sacral surgery | TL interbody cage | TL interbody core - Non-integrated | NuVasive Inc. | CoRoent Large MP, 8x9x23 4DEG | 6040823 | Standalone | DE0005750 | As per HSA registered indication(s)
Orthopaedics | Spine - Thoracolumbar (TL) and sacral surgery | TL interbody cage | TL interbody core - Non-integrated | NuVasive Inc. | CoRoent Large MP, 8x9x23 8DEG | 6080823 | Standalone | DE0005750 | As per HSA registered indication(s)
Orthopaedics | Spine - Thoracolumbar (TL) and sacral surgery | TL interbody cage | TL interbody core - Non-integrated | NuVasive Inc. | CoRoent Large MP, 8x9x23mm 15DEG | 6150823 | Standalone | DE0005750 | As per HSA registered indication(s)
Orthopaedics | Spine - Thoracolumbar (TL) and sacral surgery | TL interbody cage | TL interbody core - Non-integrated | NuVasive Inc. | CoRoent Large MP, 8x9x28 12DEG | 6120828 | Standalone | DE0005750 | As per HSA registered indication(s)
Orthopaedics | Spine - Thoracolumbar (TL) and sacral surgery | TL interbody cage | TL interbody core - Non-integrated | NuVasive Inc. | CoRoent Large MP, 8x9x28 4DEG | 6040828 | Standalone | DE0005750 | As per HSA registered indication(s)
Orthopaedics | Spine - Thoracolumbar (TL) and sacral surgery | TL interbody cage | TL interbody core - Non-integrated | NuVasive Inc. | CoRoent Large MP, 8x9x28 8DEG | 6080828 | Standalone | DE0005750 | As per HSA registered indication(s)
Orthopaedics | Spine - Thoracolumbar (TL) and sacral surgery | TL interbody cage | TL interbody core - Non-integrated | NuVasive Inc. | CoRoent Large MP, 8x9x28mm 15DEG | 6150828 | Standalone | DE0005750 | As per HSA registered indication(s)
Orthopaedics | Spine - Thoracolumbar (TL) and sacral surgery | TL interbody cage | TL interbody core - Non-integrated | NuVasive Inc. | CoRoent Large MP, 9x9x23 12DEG | 6120923 | Standalone | DE0005750 | As per HSA registered indication(s)
Orthopaedics | Spine - Thoracolumbar (TL) and sacral surgery | TL interbody cage | TL interbody core - Non-integrated | NuVasive Inc. | CoRoent Large MP, 9x9x23 4DEG | 6040923 | Standalone | DE0005750 | As per HSA registered indication(s)
Orthopaedics | Spine - Thoracolumbar (TL) and sacral surgery | TL interbody cage | TL interbody core - Non-integrated | NuVasive Inc. | CoRoent Large MP, 9x9x23 8DEG | 6080923 | Standalone | DE0005750 | As per HSA registered indication(s)
Orthopaedics | Spine - Thoracolumbar (TL) and sacral surgery | TL interbody cage | TL interbody core - Non-integrated | NuVasive Inc. | CoRoent Large MP, 9x9x23mm 15DEG | 6150923 | Standalone | DE0005750 | As per HSA registered indication(s)
Orthopaedics | Spine - Thoracolumbar (TL) and sacral surgery | TL interbody cage | TL interbody core - Non-integrated | NuVasive Inc. | CoRoent Large MP, 9x9x28 12DEG | 6120928 | Standalone | DE0005750 | As per HSA registered indication(s)
Orthopaedics | Spine - Thoracolumbar (TL) and sacral surgery | TL interbody cage | TL interbody core - Non-integrated | NuVasive Inc. | CoRoent Large MP, 9x9x28 4DEG | 6040928 | Standalone | DE0005750 | As per HSA registered indication(s)
Orthopaedics | Spine - Thoracolumbar (TL) and sacral surgery | TL interbody cage | TL interbody core - Non-integrated | NuVasive Inc. | CoRoent Large MP, 9x9x28 8DEG | 6080928 | Standalone | DE0005750 | As per HSA registered indication(s)
Orthopaedics | Spine - Thoracolumbar (TL) and sacral surgery | TL interbody cage | TL interbody core - Non-integrated | NuVasive Inc. | CoRoent Large MP, 9x9x28mm 15DEG | 6150928 | Standalone | DE0005750 | As per HSA registered indication(s)
Orthopaedics | Spine - Thoracolumbar (TL) and sacral surgery | TL interbody cage | TL interbody core - Non-integrated | NuVasive Inc. | CoRoent LC, 10x11x25 8DEG | 6610125 | Standalone | DE0005750 | As per HSA registered indication(s)
Orthopaedics | Spine - Thoracolumbar (TL) and sacral surgery | TL interbody cage | TL interbody core - Non-integrated | NuVasive Inc. | CoRoent LC, 10x9x25 8DEG | 6610925 | Standalone | DE0005750 | As per HSA registered indication(s)
Orthopaedics | Spine - Thoracolumbar (TL) and sacral surgery | TL interbody cage | TL interbody core - Non-integrated | NuVasive Inc. | CoRoent LC, 12x11x25 8DEG | 6612125 | Standalone | DE0005750 | As per HSA registered indication(s)
Orthopaedics | Spine - Thoracolumbar (TL) and sacral surgery | TL interbody cage | TL interbody core - Non-integrated | NuVasive Inc. | CoRoent LC, 12x9x25 8DEG | 6612925 | Standalone | DE0005750 | As per HSA registered indication(s)
Orthopaedics | Spine - Thoracolumbar (TL) and sacral surgery | TL interbody cage | TL interbody core - Non-integrated | NuVasive Inc. | CoRoent LC, 14x11x25 8DEG | 6614125 | Standalone | DE0005750 | As per HSA registered indication(s)
Orthopaedics | Spine - Thoracolumbar (TL) and sacral surgery | TL interbody cage | TL interbody core - Non-integrated | NuVasive Inc. | CoRoent LC, 14x9x25 8DEG | 6614925 | Standalone | DE0005750 | As per HSA registered indication(s)
Orthopaedics | Spine - Thoracolumbar (TL) and sacral surgery | TL interbody cage | TL interbody core - Non-integrated | NuVasive Inc. | CoRoent LC, 8x11x25 8DEG | 6608125 | Standalone | DE0005750 | As per HSA registered indication(s)
Orthopaedics | Spine - Thoracolumbar (TL) and sacral surgery | TL interbody cage | TL interbody core - Non-integrated | NuVasive Inc. | CoRoent LC, 8x9x25 8DEG | 6608925 | Standalone | DE0005750 | As per HSA registered indication(s)
Orthopaedics | Spine - Thoracolumbar (TL) and sacral surgery | TL interbody cage | TL interbody core - Non-integrated | NuVasive Inc. | CoRoent LI, 10x11x20mm 4DEG | 6710120 | Standalone | DE0005750 | As per HSA registered indication(s)
Orthopaedics | Spine - Thoracolumbar (TL) and sacral surgery | TL interbody cage | TL interbody core - Non-integrated | NuVasive Inc. | CoRoent LI, 10x11x26mm 4DEG | 6710126 | Standalone | DE0005750 | As per HSA registered indication(s)
Orthopaedics | Spine - Thoracolumbar (TL) and sacral surgery | TL interbody cage | TL interbody core - Non-integrated | NuVasive Inc. | CoRoent LI, 10x11x32mm 4DEG | 6710132 | Standalone | DE0005750 | As per HSA registered indication(s)
Orthopaedics | Spine - Thoracolumbar (TL) and sacral surgery | TL interbody cage | TL interbody core - Non-integrated | NuVasive Inc. | CoRoent LI, 10x9x20mm 4DEG | 6710920 | Standalone | DE0005750 | As per HSA registered indication(s)
Orthopaedics | Spine - Thoracolumbar (TL) and sacral surgery | TL interbody cage | TL interbody core - Non-integrated | NuVasive Inc. | CoRoent LI, 10x9x26mm 4DEG | 6710926 | Standalone | DE0005750 | As per HSA registered indication(s)
Orthopaedics | Spine - Thoracolumbar (TL) and sacral surgery | TL interbody cage | TL interbody core - Non-integrated | NuVasive Inc. | CoRoent LI, 10x9x32mm 4DEG | 6710932 | Standalone | DE0005750 | As per HSA registered indication(s)
Orthopaedics | Spine - Thoracolumbar (TL) and sacral surgery | TL interbody cage | TL interbody core - Non-integrated | NuVasive Inc. | CoRoent LI, 11x11x20mm 4DEG | 6711120 | Standalone | DE0005750 | As per HSA registered indication(s)
Orthopaedics | Spine - Thoracolumbar (TL) and sacral surgery | TL interbody cage | TL interbody core - Non-integrated | NuVasive Inc. | CoRoent LI, 11x11x26mm 4DEG | 6711126 | Standalone | DE0005750 | As per HSA registered indication(s)
Orthopaedics | Spine - Thoracolumbar (TL) and sacral surgery | TL interbody cage | TL interbody core - Non-integrated | NuVasive Inc. | CoRoent LI, 11x11x32mm 4DEG | 6711132 | Standalone | DE0005750 | As per HSA registered indication(s)
Orthopaedics | Spine - Thoracolumbar (TL) and sacral surgery | TL interbody cage | TL interbody core - Non-integrated | NuVasive Inc. | CoRoent LI, 11x9x20mm 4DEG | 6711920 | Standalone | DE0005750 | As per HSA registered indication(s)
Orthopaedics | Spine - Thoracolumbar (TL) and sacral surgery | TL interbody cage | TL interbody core - Non-integrated | NuVasive Inc. | CoRoent LI, 11x9x26mm 4DEG | 6711926 | Standalone | DE0005750 | As per HSA registered indication(s)
Orthopaedics | Spine - Thoracolumbar (TL) and sacral surgery | TL interbody cage | TL interbody core - Non-integrated | NuVasive Inc. | CoRoent LI, 11x9x32mm 4DEG | 6711932 | Standalone | DE0005750 | As per HSA registered indication(s)
Orthopaedics | Spine - Thoracolumbar (TL) and sacral surgery | TL interbody cage | TL interbody core - Non-integrated | NuVasive Inc. | CoRoent LI, 12x11x20mm 4DEG | 6712120 | Standalone | DE0005750 | As per HSA registered indication(s)
Orthopaedics | Spine - Thoracolumbar (TL) and sacral surgery | TL interbody cage | TL interbody core - Non-integrated | NuVasive Inc. | CoRoent LI, 12x11x26mm 4DEG | 6712126 | Standalone | DE0005750 | As per HSA registered indication(s)
Orthopaedics | Spine - Thoracolumbar (TL) and sacral surgery | TL interbody cage | TL interbody core - Non-integrated | NuVasive Inc. | CoRoent LI, 12x11x32mm 4DEG | 6712132 | Standalone | DE0005750 | As per HSA registered indication(s)
Orthopaedics | Spine - Thoracolumbar (TL) and sacral surgery | TL interbody cage | TL interbody core - Non-integrated | NuVasive Inc. | CoRoent LI, 12x9x20mm 4DEG | 6712920 | Standalone | DE0005750 | As per HSA registered indication(s)
Orthopaedics | Spine - Thoracolumbar (TL) and sacral surgery | TL interbody cage | TL interbody core - Non-integrated | NuVasive Inc. | CoRoent LI, 12x9x26mm 4DEG | 6712926 | Standalone | DE0005750 | As per HSA registered indication(s)
Orthopaedics | Spine - Thoracolumbar (TL) and sacral surgery | TL interbody cage | TL interbody core - Non-integrated | NuVasive Inc. | CoRoent LI, 12x9x32mm 4DEG | 6712932 | Standalone | DE0005750 | As per HSA registered indication(s)
Orthopaedics | Spine - Thoracolumbar (TL) and sacral surgery | TL interbody cage | TL interbody core - Non-integrated | NuVasive Inc. | CoRoent LI, 13x11x20mm 4DEG | 6713120 | Standalone | DE0005750 | As per HSA registered indication(s)
Orthopaedics | Spine - Thoracolumbar (TL) and sacral surgery | TL interbody cage | TL interbody core - Non-integrated | NuVasive Inc. | CoRoent LI, 13x11x26mm 4DEG | 6713126 | Standalone | DE0005750 | As per HSA registered indication(s)
Orthopaedics | Spine - Thoracolumbar (TL) and sacral surgery | TL interbody cage | TL interbody core - Non-integrated | NuVasive Inc. | CoRoent LI, 13x11x32mm 4DEG | 6713132 | Standalone | DE0005750 | As per HSA registered indication(s)
Orthopaedics | Spine - Thoracolumbar (TL) and sacral surgery | TL interbody cage | TL interbody core - Non-integrated | NuVasive Inc. | CoRoent LI, 13x9x20mm 4DEG | 6713920 | Standalone | DE0005750 | As per HSA registered indication(s)
Orthopaedics | Spine - Thoracolumbar (TL) and sacral surgery | TL interbody cage | TL interbody core - Non-integrated | NuVasive Inc. | CoRoent LI, 13x9x26mm 4DEG | 6713926 | Standalone | DE0005750 | As per HSA registered indication(s)
Orthopaedics | Spine - Thoracolumbar (TL) and sacral surgery | TL interbody cage | TL interbody core - Non-integrated | NuVasive Inc. | CoRoent LI, 13x9x32mm 4DEG | 6713932 | Standalone | DE0005750 | As per HSA registered indication(s)
Orthopaedics | Spine - Thoracolumbar (TL) and sacral surgery | TL interbody cage | TL interbody core - Non-integrated | NuVasive Inc. | CoRoent LI, 14x11x20mm 4DEG | 6714120 | Standalone | DE0005750 | As per HSA registered indication(s)
Orthopaedics | Spine - Thoracolumbar (TL) and sacral surgery | TL interbody cage | TL interbody core - Non-integrated | NuVasive Inc. | CoRoent LI, 14x11x26mm 4DEG | 6714126 | Standalone | DE0005750 | As per HSA registered indication(s)
Orthopaedics | Spine - Thoracolumbar (TL) and sacral surgery | TL interbody cage | TL interbody core - Non-integrated | NuVasive Inc. | CoRoent LI, 14x11x32mm 4DEG | 6714132 | Standalone | DE0005750 | As per HSA registered indication(s)
Orthopaedics | Spine - Thoracolumbar (TL) and sacral surgery | TL interbody cage | TL interbody core - Non-integrated | NuVasive Inc. | CoRoent LI, 14x9x20mm 4DEG | 6714920 | Standalone | DE0005750 | As per HSA registered indication(s)
Orthopaedics | Spine - Thoracolumbar (TL) and sacral surgery | TL interbody cage | TL interbody core - Non-integrated | NuVasive Inc. | CoRoent LI, 14x9x26mm 4DEG | 6714926 | Standalone | DE0005750 | As per HSA registered indication(s)
Orthopaedics | Spine - Thoracolumbar (TL) and sacral surgery | TL interbody cage | TL interbody core - Non-integrated | NuVasive Inc. | CoRoent LI, 14x9x32mm 4DEG | 6714932 | Standalone | DE0005750 | As per HSA registered indication(s)
Orthopaedics | Spine - Thoracolumbar (TL) and sacral surgery | TL interbody cage | TL interbody core - Non-integrated | NuVasive Inc. | CoRoent LI, 8x11x20mm 4DEG | 6708120 | Standalone | DE0005750 | As per HSA registered indication(s)
Orthopaedics | Spine - Thoracolumbar (TL) and sacral surgery | TL interbody cage | TL interbody core - Non-integrated | NuVasive Inc. | CoRoent LI, 8x11x26mm 4DEG | 6708126 | Standalone | DE0005750 | As per HSA registered indication(s)
Orthopaedics | Spine - Thoracolumbar (TL) and sacral surgery | TL interbody cage | TL interbody core - Non-integrated | NuVasive Inc. | CoRoent LI, 8x11x32mm 4DEG | 6708132 | Standalone | DE0005750 | As per HSA registered indication(s)
Orthopaedics | Spine - Thoracolumbar (TL) and sacral surgery | TL interbody cage | TL interbody core - Non-integrated | NuVasive Inc. | CoRoent LI, 8x9x20mm 4DEG | 6708920 | Standalone | DE0005750 | As per HSA registered indication(s)
Orthopaedics | Spine - Thoracolumbar (TL) and sacral surgery | TL interbody cage | TL interbody core - Non-integrated | NuVasive Inc. | CoRoent LI, 8x9x26mm 4DEG | 6708926 | Standalone | DE0005750 | As per HSA registered indication(s)
Orthopaedics | Spine - Thoracolumbar (TL) and sacral surgery | TL interbody cage | TL interbody core - Non-integrated | NuVasive Inc. | CoRoent LI, 8x9x32mm 4DEG | 6708932 | Standalone | DE0005750 | As per HSA registered indication(s)
Orthopaedics | Spine - Thoracolumbar (TL) and sacral surgery | TL interbody cage | TL interbody core - Non-integrated | NuVasive Inc. | CoRoent LI, 9x11x20mm 4DEG | 6709120 | Standalone | DE0005750 | As per HSA registered indication(s)
Orthopaedics | Spine - Thoracolumbar (TL) and sacral surgery | TL interbody cage | TL interbody core - Non-integrated | NuVasive Inc. | CoRoent LI, 9x11x26mm 4DEG | 6709126 | Standalone | DE0005750 | As per HSA registered indication(s)
Orthopaedics | Spine - Thoracolumbar (TL) and sacral surgery | TL interbody cage | TL interbody core - Non-integrated | NuVasive Inc. | CoRoent LI, 9x11x32mm 4DEG | 6709132 | Standalone | DE0005750 | As per HSA registered indication(s)
Orthopaedics | Spine - Thoracolumbar (TL) and sacral surgery | TL interbody cage | TL interbody core - Non-integrated | NuVasive Inc. | CoRoent LI, 9x9x20mm 4DEG | 6709920 | Standalone | DE0005750 | As per HSA registered indication(s)
Orthopaedics | Spine - Thoracolumbar (TL) and sacral surgery | TL interbody cage | TL interbody core - Non-integrated | NuVasive Inc. | CoRoent LI, 9x9x26mm 4DEG | 6709926 | Standalone | DE0005750 | As per HSA registered indication(s)
Orthopaedics | Spine - Thoracolumbar (TL) and sacral surgery | TL interbody cage | TL interbody core - Non-integrated | NuVasive Inc. | CoRoent LI, 9x9x32mm 4DEG | 6709932 | Standalone | DE0005750 | As per HSA registered indication(s)
Orthopaedics | Spine - Thoracolumbar (TL) and sacral surgery | TL interbody cage | TL interbody core - Non-integrated | NuVasive Inc. | CoRoent LO, 10x10x25mm 5DEG | 6851010 | Standalone | DE0005750 | As per HSA registered indication(s)
Orthopaedics | Spine - Thoracolumbar (TL) and sacral surgery | TL interbody cage | TL interbody core - Non-integrated | NuVasive Inc. | CoRoent LO, 10x10x30mm 5DEG | 6851011 | Standalone | DE0005750 | As per HSA registered indication(s)
Orthopaedics | Spine - Thoracolumbar (TL) and sacral surgery | TL interbody cage | TL interbody core - Non-integrated | NuVasive Inc. | CoRoent LO, 10x10x35mm 5DEG | 6851012 | Standalone | DE0005750 | As per HSA registered indication(s)
Orthopaedics | Spine - Thoracolumbar (TL) and sacral surgery | TL interbody cage | TL interbody core - Non-integrated | NuVasive Inc. | CoRoent LO, 10x10x40mm 5DEG | 6851013 | Standalone | DE0005750 | As per HSA registered indication(s)
Orthopaedics | Spine - Thoracolumbar (TL) and sacral surgery | TL interbody cage | TL interbody core - Non-integrated | NuVasive Inc. | CoRoent LO, 12x10x25mm 5DEG | 6851210 | Standalone | DE0005750 | As per HSA registered indication(s)
Orthopaedics | Spine - Thoracolumbar (TL) and sacral surgery | TL interbody cage | TL interbody core - Non-integrated | NuVasive Inc. | CoRoent LO, 12x10x30mm 5DEG | 6851211 | Standalone | DE0005750 | As per HSA registered indication(s)
Orthopaedics | Spine - Thoracolumbar (TL) and sacral surgery | TL interbody cage | TL interbody core - Non-integrated | NuVasive Inc. | CoRoent LO, 12x10x35mm 5DEG | 6851212 | Standalone | DE0005750 | As per HSA registered indication(s)
Orthopaedics | Spine - Thoracolumbar (TL) and sacral surgery | TL interbody cage | TL interbody core - Non-integrated | NuVasive Inc. | CoRoent LO, 12x10x40mm 5DEG | 6851213 | Standalone | DE0005750 | As per HSA registered indication(s)
Orthopaedics | Spine - Thoracolumbar (TL) and sacral surgery | TL interbody cage | TL interbody core - Non-integrated | NuVasive Inc. | CoRoent LO, 14x10x25mm 5DEG | 6851410 | Standalone | DE0005750 | As per HSA registered indication(s)
Orthopaedics | Spine - Thoracolumbar (TL) and sacral surgery | TL interbody cage | TL interbody core - Non-integrated | NuVasive Inc. | CoRoent LO, 14x10x30mm 5DEG | 6851411 | Standalone | DE0005750 | As per HSA registered indication(s)
Orthopaedics | Spine - Thoracolumbar (TL) and sacral surgery | TL interbody cage | TL interbody core - Non-integrated | NuVasive Inc. | CoRoent LO, 14x10x35mm 5DEG | 6851412 | Standalone | DE0005750 | As per HSA registered indication(s)
Orthopaedics | Spine - Thoracolumbar (TL) and sacral surgery | TL interbody cage | TL interbody core - Non-integrated | NuVasive Inc. | CoRoent LO, 14x10x40mm 5DEG | 6851413 | Standalone | DE0005750 | As per HSA registered indication(s)
Orthopaedics | Spine - Thoracolumbar (TL) and sacral surgery | TL interbody cage | TL interbody core - Non-integrated | NuVasive Inc. | CoRoent LO, 8x10x25mm 5DEG | 6850810 | Standalone | DE0005750 | As per HSA registered indication(s)
Orthopaedics | Spine - Thoracolumbar (TL) and sacral surgery | TL interbody cage | TL interbody core - Non-integrated | NuVasive Inc. | CoRoent LO, 8x10x30mm 5DEG | 6850811 | Standalone | DE0005750 | As per HSA registered indication(s)
Orthopaedics | Spine - Thoracolumbar (TL) and sacral surgery | TL interbody cage | TL interbody core - Non-integrated | NuVasive Inc. | CoRoent LO, 8x10x35mm 5DEG | 6850812 | Standalone | DE0005750 | As per HSA registered indication(s)
Orthopaedics | Spine - Thoracolumbar (TL) and sacral surgery | TL interbody cage | TL interbody core - Non-integrated | NuVasive Inc. | CoRoent LO, 8x10x40mm 5DEG | 6850813 | Standalone | DE0005750 | As per HSA registered indication(s)
Orthopaedics | Spine - Thoracolumbar (TL) and sacral surgery | TL interbody cage | TL interbody core - Non-integrated | NuVasive Inc. | CoRoent LW, 10x11x25mm | 6810125 | Standalone | DE0005750 | As per HSA registered indication(s)
Orthopaedics | Spine - Thoracolumbar (TL) and sacral surgery | TL interbody cage | TL interbody core - Non-integrated | NuVasive Inc. | CoRoent LW, 10x11x30mm | 6810130 | Standalone | DE0005750 | As per HSA registered indication(s)
Orthopaedics | Spine - Thoracolumbar (TL) and sacral surgery | TL interbody cage | TL interbody core - Non-integrated | NuVasive Inc. | CoRoent LW, 12x11x25mm | 6812125 | Standalone | DE0005750 | As per HSA registered indication(s)
Orthopaedics | Spine - Thoracolumbar (TL) and sacral surgery | TL interbody cage | TL interbody core - Non-integrated | NuVasive Inc. | CoRoent LW, 12x11x30mm | 6812130 | Standalone | DE0005750 | As per HSA registered indication(s)
Orthopaedics | Spine - Thoracolumbar (TL) and sacral surgery | TL interbody cage | TL interbody core - Non-integrated | NuVasive Inc. | CoRoent LW, 14x11x25mm | 6814125 | Standalone | DE0005750 | As per HSA registered indication(s)
Orthopaedics | Spine - Thoracolumbar (TL) and sacral surgery | TL interbody cage | TL interbody core - Non-integrated | NuVasive Inc. | CoRoent LW, 14x11x30mm | 6814130 | Standalone | DE0005750 | As per HSA registered indication(s)
Orthopaedics | Spine - Thoracolumbar (TL) and sacral surgery | TL interbody cage | TL interbody core - Non-integrated | NuVasive Inc. | CoRoent LW, 8x11x25mm | 6808125 | Standalone | DE0005750 | As per HSA registered indication(s)
Orthopaedics | Spine - Thoracolumbar (TL) and sacral surgery | TL interbody cage | TL interbody core - Non-integrated | NuVasive Inc. | CoRoent LW, 8x11x30mm | 6808130 | Standalone | DE0005750 | As per HSA registered indication(s)
Orthopaedics | Spine - Occipito-cervical (OC) surgery | Cervical interbody cage | Cervical interbody fixation accessories | NuVasive Inc. | CoRoent SI Screw, 4.5x12mm Rescue | 6791812 | Standalone | DE0016779 | As per HSA registered indication(s)
Orthopaedics | Spine - Occipito-cervical (OC) surgery | Cervical interbody cage | Cervical interbody fixation accessories | NuVasive Inc. | CoRoent SI Screw, 4.5x13mm Rescue | 6791813 | Standalone | DE0016779 | As per HSA registered indication(s)
Orthopaedics | Spine - Occipito-cervical (OC) surgery | Cervical interbody cage | Cervical interbody fixation accessories | NuVasive Inc. | CoRoent SI Screw, 4.5x14mm Rescue | 6791814 | Standalone | DE0016779 | As per HSA registered indication(s)
Orthopaedics | Spine - Occipito-cervical (OC) surgery | Cervical interbody cage | Cervical interbody fixation accessories | NuVasive Inc. | CoRoent SI Screw, 4.5x15mm Rescue | 6791815 | Standalone | DE0016779 | As per HSA registered indication(s)
Orthopaedics | Spine - Occipito-cervical (OC) surgery | Cervical interbody cage | Cervical interbody fixation accessories | NuVasive Inc. | CoRoent SI Screw, 4.5x16mm Rescue | 6791816 | Standalone | DE0016779 | As per HSA registered indication(s)
Orthopaedics | Spine - Occipito-cervical (OC) surgery | Cervical interbody cage | Cervical interbody fixation accessories | NuVasive Inc. | CoRoent SI Screw, 4x12mm Self-Tap | 6791712 | Standalone | DE0016779 | As per HSA registered indication(s)
Orthopaedics | Spine - Occipito-cervical (OC) surgery | Cervical interbody cage | Cervical interbody fixation accessories | NuVasive Inc. | CoRoent SI Screw, 4x13mm Self-Tap | 6791713 | Standalone | DE0016779 | As per HSA registered indication(s)
Orthopaedics | Spine - Occipito-cervical (OC) surgery | Cervical interbody cage | Cervical interbody fixation accessories | NuVasive Inc. | CoRoent SI Screw, 4x14mm Self-Tap | 6791714 | Standalone | DE0016779 | As per HSA registered indication(s)
Orthopaedics | Spine - Occipito-cervical (OC) surgery | Cervical interbody cage | Cervical interbody fixation accessories | NuVasive Inc. | CoRoent SI Screw, 4x15mm Self-Tap | 6791715 | Standalone | DE0016779 | As per HSA registered indication(s)
Orthopaedics | Spine - Occipito-cervical (OC) surgery | Cervical interbody cage | Cervical interbody fixation accessories | NuVasive Inc. | CoRoent SI Screw, 4x16mm Self-Tap | 6791716 | Standalone | DE0016779 | As per HSA registered indication(s)
Orthopaedics | Spine - Occipito-cervical (OC) surgery | Cervical interbody cage | Cervical interbody core - Non-integrated | NuVasive Inc. | CoRoent Sm ACR, 4x17x12mm 7DEG Ta Mark | 6717104 | Standalone | DE0005751 | As per HSA registered indication(s)
Orthopaedics | Spine - Occipito-cervical (OC) surgery | Cervical interbody cage | Cervical interbody core - Non-integrated | NuVasive Inc. | CoRoent Sm ACR, 4x19x14mm 7DEG Ta Mark | 6719104 | Standalone | DE0005751 | As per HSA registered indication(s)
Orthopaedics | Spine - Occipito-cervical (OC) surgery | Cervical interbody cage | Cervical interbody core - Non-integrated | NuVasive Inc. | CoRoent Sm ACR, 5x17x12mm 7DEG Ta Mark | 6717105 | Standalone | DE0005751 | As per HSA registered indication(s)
Orthopaedics | Spine - Occipito-cervical (OC) surgery | Cervical interbody cage | Cervical interbody core - Non-integrated | NuVasive Inc. | CoRoent Sm ACR, 5x19x14mm 7DEG Ta Mark | 6719105 | Standalone | DE0005751 | As per HSA registered indication(s)
Orthopaedics | Spine - Occipito-cervical (OC) surgery | Cervical interbody cage | Cervical interbody core - Non-integrated | NuVasive Inc. | CoRoent Sm ACR, 6x17x12mm 7DEG Ta Mark | 6717106 | Standalone | DE0005751 | As per HSA registered indication(s)
Orthopaedics | Spine - Occipito-cervical (OC) surgery | Cervical interbody cage | Cervical interbody core - Non-integrated | NuVasive Inc. | CoRoent Sm ACR, 6x19x14mm 7DEG Ta Mark | 6719106 | Standalone | DE0005751 | As per HSA registered indication(s)
Orthopaedics | Spine - Occipito-cervical (OC) surgery | Cervical interbody cage | Cervical interbody core - Non-integrated | NuVasive Inc. | CoRoent Sm ACR, 7x17x12mm 7DEG Ta Mark | 6717107 | Standalone | DE0005751 | As per HSA registered indication(s)
Orthopaedics | Spine - Occipito-cervical (OC) surgery | Cervical interbody cage | Cervical interbody core - Non-integrated | NuVasive Inc. | CoRoent Sm ACR, 7x19x14mm 7DEG Ta Mark | 6719107 | Standalone | DE0005751 | As per HSA registered indication(s)
Orthopaedics | Spine - Occipito-cervical (OC) surgery | Cervical interbody cage | Cervical interbody core - Non-integrated | NuVasive Inc. | CoRoent Sm ACR, 8x17x12mm 7DEG Ta Mark | 6717108 | Standalone | DE0005751 | As per HSA registered indication(s)
Orthopaedics | Spine - Occipito-cervical (OC) surgery | Cervical interbody cage | Cervical interbody core - Non-integrated | NuVasive Inc. | CoRoent Sm ACR, 8x19x14mm 7DEG Ta Mark | 6719108 | Standalone | DE0005751 | As per HSA registered indication(s)
Orthopaedics | Spine - Occipito-cervical (OC) surgery | Cervical interbody cage | Cervical interbody core - Non-integrated | NuVasive Inc. | CoRoent Sm, 10x11x14mm 5DEG Lordotic | 6810714 | Standalone | DE0005750 | As per HSA registered indication(s)
Orthopaedics | Spine - Occipito-cervical (OC) surgery | Cervical interbody cage | Cervical interbody core - Non-integrated | NuVasive Inc. | CoRoent Sm, 6x11x14mm 5DEG Lordotic | 6806714 | Standalone | DE0005750 | As per HSA registered indication(s)
Orthopaedics | Spine - Occipito-cervical (OC) surgery | Cervical interbody cage | Cervical interbody core - Non-integrated | NuVasive Inc. | CoRoent Sm, 7x11x14mm 5DEG Lordotic | 6807714 | Standalone | DE0005750 | As per HSA registered indication(s)
Orthopaedics | Spine - Occipito-cervical (OC) surgery | Cervical interbody cage | Cervical interbody core - Non-integrated | NuVasive Inc. | CoRoent Sm, 8x11x14mm 5DEG Lordotic | 6808714 | Standalone | DE0005750 | As per HSA registered indication(s)
Orthopaedics | Spine - Occipito-cervical (OC) surgery | Cervical interbody cage | Cervical interbody core - Non-integrated | NuVasive Inc. | CoRoent Sm, 9x11x14mm 5DEG Lordotic | 6809714 | Standalone | DE0005750 | As per HSA registered indication(s)
Orthopaedics | Spine - Occipito-cervical (OC) surgery | Cervical interbody cage | Cervical interbody core - Non-integrated | NuVasive Inc. | CoRoent Small Contoured, M4 | 6850204 | Standalone | DE0005751 | As per HSA registered indication(s)
Orthopaedics | Spine - Occipito-cervical (OC) surgery | Cervical interbody cage | Cervical interbody core - Non-integrated | NuVasive Inc. | CoRoent Small Contoured, M5 | 6850205 | Standalone | DE0005751 | As per HSA registered indication(s)
Orthopaedics | Spine - Occipito-cervical (OC) surgery | Cervical interbody cage | Cervical interbody core - Non-integrated | NuVasive Inc. | CoRoent Small Contoured, M6 | 6850206 | Standalone | DE0005751 | As per HSA registered indication(s)
Orthopaedics | Spine - Occipito-cervical (OC) surgery | Cervical interbody cage | Cervical interbody core - Non-integrated | NuVasive Inc. | CoRoent Small Contoured, M7 | 6850207 | Standalone | DE0005751 | As per HSA registered indication(s)
Orthopaedics | Spine - Occipito-cervical (OC) surgery | Cervical interbody cage | Cervical interbody core - Non-integrated | NuVasive Inc. | CoRoent Small Contoured, M8 | 6850208 | Standalone | DE0005751 | As per HSA registered indication(s)
Orthopaedics | Spine - Occipito-cervical (OC) surgery | Cervical interbody cage | Cervical interbody core - Non-integrated | NuVasive Inc. | CoRoent Small Contoured, S4 | 6850104 | Standalone | DE0005751 | As per HSA registered indication(s)
Orthopaedics | Spine - Occipito-cervical (OC) surgery | Cervical interbody cage | Cervical interbody core - Non-integrated | NuVasive Inc. | CoRoent Small Contoured, S5 | 6850105 | Standalone | DE0005751 | As per HSA registered indication(s)
Orthopaedics | Spine - Occipito-cervical (OC) surgery | Cervical interbody cage | Cervical interbody core - Non-integrated | NuVasive Inc. | CoRoent Small Contoured, S6 | 6850106 | Standalone | DE0005751 | As per HSA registered indication(s)
Orthopaedics | Spine - Occipito-cervical (OC) surgery | Cervical interbody cage | Cervical interbody core - Non-integrated | NuVasive Inc. | CoRoent Small Contoured, S7 | 6850107 | Standalone | DE0005751 | As per HSA registered indication(s)
Orthopaedics | Spine - Occipito-cervical (OC) surgery | Cervical interbody cage | Cervical interbody core - Non-integrated | NuVasive Inc. | CoRoent Small Contoured, S8 | 6850108 | Standalone | DE0005751 | As per HSA registered indication(s)
Orthopaedics | Spine - Occipito-cervical (OC) surgery | Cervical interbody cage | Cervical interbody core - Integrated | NuVasive Inc. | CoRoent Small Interlock, 10x17x14mm 7DEG | 6790230 | Standalone | DE0016779 | As per HSA registered indication(s)
Orthopaedics | Spine - Occipito-cervical (OC) surgery | Cervical interbody cage | Cervical interbody core - Integrated | NuVasive Inc. | CoRoent Small Interlock, 11x17x14mm 7DEG | 6790231 | Standalone | DE0016779 | As per HSA registered indication(s)
Orthopaedics | Spine - Occipito-cervical (OC) surgery | Cervical interbody cage | Cervical interbody core - Integrated | NuVasive Inc. | CoRoent Small Interlock, 12x17x14mm 7DEG | 6790232 | Standalone | DE0016779 | As per HSA registered indication(s)
Orthopaedics | Spine - Occipito-cervical (OC) surgery | Cervical interbody cage | Cervical interbody core - Integrated | NuVasive Inc. | CoRoent Small Interlock, 5x17x14mm 7DEG | 6790225 | Standalone | DE0016779 | As per HSA registered indication(s)
Orthopaedics | Spine - Occipito-cervical (OC) surgery | Cervical interbody cage | Cervical interbody core - Integrated | NuVasive Inc. | CoRoent Small Interlock, 6x17x14mm 7DEG | 6790226 | Standalone | DE0016779 | As per HSA registered indication(s)
Orthopaedics | Spine - Occipito-cervical (OC) surgery | Cervical interbody cage | Cervical interbody core - Integrated | NuVasive Inc. | CoRoent Small Interlock, 7x17x14mm 7DEG | 6790227 | Standalone | DE0016779 | As per HSA registered indication(s)
Orthopaedics | Spine - Occipito-cervical (OC) surgery | Cervical interbody cage | Cervical interbody core - Integrated | NuVasive Inc. | CoRoent Small Interlock, 8x17x14mm 7DEG | 6790228 | Standalone | DE0016779 | As per HSA registered indication(s)
Orthopaedics | Spine - Occipito-cervical (OC) surgery | Cervical interbody cage | Cervical interbody core - Integrated | NuVasive Inc. | CoRoent Small Interlock, 9x17x14mm 7DEG | 6790229 | Standalone | DE0016779 | As per HSA registered indication(s)
Orthopaedics | Spine - Occipito-cervical (OC) surgery | Cervical interbody cage | Cervical interbody core - Non-integrated | NuVasive Inc. | CoRoent Small, 10x11x14mm | 6810115 | Standalone | DE0005751 | As per HSA registered indication(s)
Orthopaedics | Spine - Occipito-cervical (OC) surgery | Cervical interbody cage | Cervical interbody core - Non-integrated | NuVasive Inc. | CoRoent Small, 10x13x15mm Lordotic Plus | 6810815 | Standalone | DE0005751 | As per HSA registered indication(s)
Orthopaedics | Spine - Occipito-cervical (OC) surgery | Cervical interbody cage | Cervical interbody core - Non-integrated | NuVasive Inc. | CoRoent Small, 11x11x14mm | 6811115 | Standalone | DE0005751 | As per HSA registered indication(s)
Orthopaedics | Spine - Occipito-cervical (OC) surgery | Cervical interbody cage | Cervical interbody core - Non-integrated | NuVasive Inc. | CoRoent Small, 11x11x14mm 5DEG Lordotic | 6811714 | Standalone | DE0005750 | As per HSA registered indication(s)
Orthopaedics | Spine - Occipito-cervical (OC) surgery | Cervical interbody cage | Cervical interbody core - Non-integrated | NuVasive Inc. | CoRoent Small, 11x13x15mm Lordotic Plus | 6811815 | Standalone | DE0005751 | As per HSA registered indication(s)
Orthopaedics | Spine - Occipito-cervical (OC) surgery | Cervical interbody cage | Cervical interbody core - Non-integrated | NuVasive Inc. | CoRoent Small, 12x11x14mm | 6812115 | Standalone | DE0005751 | As per HSA registered indication(s)
Orthopaedics | Spine - Occipito-cervical (OC) surgery | Cervical interbody cage | Cervical interbody core - Non-integrated | NuVasive Inc. | CoRoent Small, 12x11x14mm 5DEG Lordotic | 6812714 | Standalone | DE0005750 | As per HSA registered indication(s)
Orthopaedics | Spine - Occipito-cervical (OC) surgery | Cervical interbody cage | Cervical interbody core - Non-integrated | NuVasive Inc. | CoRoent Small, 12x13x15mm Lordotic Plus | 6812815 | Standalone | DE0005751 | As per HSA registered indication(s)
Orthopaedics | Spine - Occipito-cervical (OC) surgery | Cervical interbody cage | Cervical interbody core - Non-integrated | NuVasive Inc. | CoRoent Small, 5x11x14mm | 6805115 | Standalone | DE0005751 | As per HSA registered indication(s)
Orthopaedics | Spine - Occipito-cervical (OC) surgery | Cervical interbody cage | Cervical interbody core - Non-integrated | NuVasive Inc. | CoRoent Small, 5x11x14mm 5DEG Lordotic | 6805714 | Standalone | DE0005750 | As per HSA registered indication(s)
Orthopaedics | Spine - Occipito-cervical (OC) surgery | Cervical interbody cage | Cervical interbody core - Non-integrated | NuVasive Inc. | CoRoent Small, 5x13x15mm Lordotic Plus | 6805815 | Standalone | DE0005751 | As per HSA registered indication(s)
Orthopaedics | Spine - Occipito-cervical (OC) surgery | Cervical interbody cage | Cervical interbody core - Non-integrated | NuVasive Inc. | CoRoent Small, 6x11x14mm | 6806115 | Standalone | DE0005751 | As per HSA registered indication(s)
Orthopaedics | Spine - Occipito-cervical (OC) surgery | Cervical interbody cage | Cervical interbody core - Non-integrated | NuVasive Inc. | CoRoent Small, 6x13x15mm Lordotic Plus | 6806815 | Standalone | DE0005751 | As per HSA registered indication(s)
Orthopaedics | Spine - Occipito-cervical (OC) surgery | Cervical interbody cage | Cervical interbody core - Non-integrated | NuVasive Inc. | CoRoent Small, 7x11x14mm | 6807115 | Standalone | DE0005751 | As per HSA registered indication(s)
Orthopaedics | Spine - Occipito-cervical (OC) surgery | Cervical interbody cage | Cervical interbody core - Non-integrated | NuVasive Inc. | CoRoent Small, 7x13x15mm Lordotic Plus | 6807815 | Standalone | DE0005751 | As per HSA registered indication(s)
Orthopaedics | Spine - Occipito-cervical (OC) surgery | Cervical interbody cage | Cervical interbody core - Non-integrated | NuVasive Inc. | CoRoent Small, 8x11x14mm | 6808115 | Standalone | DE0005751 | As per HSA registered indication(s)
Orthopaedics | Spine - Occipito-cervical (OC) surgery | Cervical interbody cage | Cervical interbody core - Non-integrated | NuVasive Inc. | CoRoent Small, 8x13x15mm Lordotic Plus | 6808815 | Standalone | DE0005751 | As per HSA registered indication(s)
Orthopaedics | Spine - Occipito-cervical (OC) surgery | Cervical interbody cage | Cervical interbody core - Non-integrated | NuVasive Inc. | CoRoent Small, 9x11x14mm | 6809115 | Standalone | DE0005751 | As per HSA registered indication(s)
Orthopaedics | Spine - Occipito-cervical (OC) surgery | Cervical interbody cage | Cervical interbody core - Non-integrated | NuVasive Inc. | CoRoent Small, 9x13x15mm Lordotic Plus | 6809815 | Standalone | DE0005751 | As per HSA registered indication(s)
Orthopaedics | Spine - Thoracolumbar (TL) and sacral surgery | TL interbody cage | TL interbody core - Non-integrated | NuVasive Inc. | CoRoent XL Wide, 10x22x45mm | 6910245 | Standalone | DE0005750 | As per HSA registered indication(s)
Orthopaedics | Spine - Thoracolumbar (TL) and sacral surgery | TL interbody cage | TL interbody core - Non-integrated | NuVasive Inc. | CoRoent XL Wide, 10x22x45mm Lordotic | 6921045 | Standalone | DE0005750 | As per HSA registered indication(s)
Orthopaedics | Spine - Thoracolumbar (TL) and sacral surgery | TL interbody cage | TL interbody core - Non-integrated | NuVasive Inc. | CoRoent XL Wide, 10x22x50mm | 6910250 | Standalone | DE0005750 | As per HSA registered indication(s)
Orthopaedics | Spine - Thoracolumbar (TL) and sacral surgery | TL interbody cage | TL interbody core - Non-integrated | NuVasive Inc. | CoRoent XL Wide, 10x22x50mm Lordotic | 6921050 | Standalone | DE0005750 | As per HSA registered indication(s)
Orthopaedics | Spine - Thoracolumbar (TL) and sacral surgery | TL interbody cage | TL interbody core - Non-integrated | NuVasive Inc. | CoRoent XL Wide, 10x22x55mm | 6910255 | Standalone | DE0005750 | As per HSA registered indication(s)
Orthopaedics | Spine - Thoracolumbar (TL) and sacral surgery | TL interbody cage | TL interbody core - Non-integrated | NuVasive Inc. | CoRoent XL Wide, 10x22x55mm Lordotic | 6921055 | Standalone | DE0005750 | As per HSA registered indication(s)
Orthopaedics | Spine - Thoracolumbar (TL) and sacral surgery | TL interbody cage | TL interbody core - Non-integrated | NuVasive Inc. | CoRoent XL Wide, 10x22x60mm | 6910260 | Standalone | DE0005750 | As per HSA registered indication(s)
Orthopaedics | Spine - Thoracolumbar (TL) and sacral surgery | TL interbody cage | TL interbody core - Non-integrated | NuVasive Inc. | CoRoent XL Wide, 10x22x60mm Lordotic | 6921060 | Standalone | DE0005750 | As per HSA registered indication(s)
Orthopaedics | Spine - Thoracolumbar (TL) and sacral surgery | TL interbody cage | TL interbody core - Non-integrated | NuVasive Inc. | CoRoent XL Wide, 12x22x45mm | 6912245 | Standalone | DE0005750 | As per HSA registered indication(s)
Orthopaedics | Spine - Thoracolumbar (TL) and sacral surgery | TL interbody cage | TL interbody core - Non-integrated | NuVasive Inc. | CoRoent XL Wide, 12x22x45mm Lordotic | 6921245 | Standalone | DE0005750 | As per HSA registered indication(s)
Orthopaedics | Spine - Thoracolumbar (TL) and sacral surgery | TL interbody cage | TL interbody core - Non-integrated | NuVasive Inc. | CoRoent XL Wide, 12x22x50mm | 6912250 | Standalone | DE0005750 | As per HSA registered indication(s)
Orthopaedics | Spine - Thoracolumbar (TL) and sacral surgery | TL interbody cage | TL interbody core - Non-integrated | NuVasive Inc. | CoRoent XL Wide, 12x22x50mm Lordotic | 6921250 | Standalone | DE0005750 | As per HSA registered indication(s)
Orthopaedics | Spine - Thoracolumbar (TL) and sacral surgery | TL interbody cage | TL interbody core - Non-integrated | NuVasive Inc. | CoRoent XL Wide, 12x22x55mm | 6912255 | Standalone | DE0005750 | As per HSA registered indication(s)
Orthopaedics | Spine - Thoracolumbar (TL) and sacral surgery | TL interbody cage | TL interbody core - Non-integrated | NuVasive Inc. | CoRoent XL Wide, 12x22x55mm Lordotic | 6921255 | Standalone | DE0005750 | As per HSA registered indication(s)
Orthopaedics | Spine - Thoracolumbar (TL) and sacral surgery | TL interbody cage | TL interbody core - Non-integrated | NuVasive Inc. | CoRoent XL Wide, 12x22x60mm | 6912260 | Standalone | DE0005750 | As per HSA registered indication(s)
Orthopaedics | Spine - Thoracolumbar (TL) and sacral surgery | TL interbody cage | TL interbody core - Non-integrated | NuVasive Inc. | CoRoent XL Wide, 12x22x60mm Lordotic | 6921260 | Standalone | DE0005750 | As per HSA registered indication(s)
Orthopaedics | Spine - Thoracolumbar (TL) and sacral surgery | TL interbody cage | TL interbody core - Non-integrated | NuVasive Inc. | CoRoent XL Wide, 14x22x45mm | 6914245 | Standalone | DE0005750 | As per HSA registered indication(s)
Orthopaedics | Spine - Thoracolumbar (TL) and sacral surgery | TL interbody cage | TL interbody core - Non-integrated | NuVasive Inc. | CoRoent XL Wide, 14x22x45mm Lordotic | 6921445 | Standalone | DE0005750 | As per HSA registered indication(s)
Orthopaedics | Spine - Thoracolumbar (TL) and sacral surgery | TL interbody cage | TL interbody core - Non-integrated | NuVasive Inc. | CoRoent XL Wide, 14x22x50mm | 6914250 | Standalone | DE0005750 | As per HSA registered indication(s)
Orthopaedics | Spine - Thoracolumbar (TL) and sacral surgery | TL interbody cage | TL interbody core - Non-integrated | NuVasive Inc. | CoRoent XL Wide, 14x22x50mm Lordotic | 6921450 | Standalone | DE0005750 | As per HSA registered indication(s)
Orthopaedics | Spine - Thoracolumbar (TL) and sacral surgery | TL interbody cage | TL interbody core - Non-integrated | NuVasive Inc. | CoRoent XL Wide, 14x22x55mm | 6914255 | Standalone | DE0005750 | As per HSA registered indication(s)
Orthopaedics | Spine - Thoracolumbar (TL) and sacral surgery | TL interbody cage | TL interbody core - Non-integrated | NuVasive Inc. | CoRoent XL Wide, 14x22x55mm Lordotic | 6921455 | Standalone | DE0005750 | As per HSA registered indication(s)
Orthopaedics | Spine - Thoracolumbar (TL) and sacral surgery | TL interbody cage | TL interbody core - Non-integrated | NuVasive Inc. | CoRoent XL Wide, 14x22x60mm | 6914260 | Standalone | DE0005750 | As per HSA registered indication(s)
Orthopaedics | Spine - Thoracolumbar (TL) and sacral surgery | TL interbody cage | TL interbody core - Non-integrated | NuVasive Inc. | CoRoent XL Wide, 14x22x60mm Lordotic | 6921460 | Standalone | DE0005750 | As per HSA registered indication(s)
Orthopaedics | Spine - Thoracolumbar (TL) and sacral surgery | TL interbody cage | TL interbody core - Non-integrated | NuVasive Inc. | CoRoent XL Wide, 16x22x45mm | 6916245 | Standalone | DE0005750 | As per HSA registered indication(s)
Orthopaedics | Spine - Thoracolumbar (TL) and sacral surgery | TL interbody cage | TL interbody core - Non-integrated | NuVasive Inc. | CoRoent XL Wide, 16x22x45mm Lordotic | 6921645 | Standalone | DE0005750 | As per HSA registered indication(s)
Orthopaedics | Spine - Thoracolumbar (TL) and sacral surgery | TL interbody cage | TL interbody core - Non-integrated | NuVasive Inc. | CoRoent XL Wide, 16x22x50mm | 6916250 | Standalone | DE0005750 | As per HSA registered indication(s)
Orthopaedics | Spine - Thoracolumbar (TL) and sacral surgery | TL interbody cage | TL interbody core - Non-integrated | NuVasive Inc. | CoRoent XL Wide, 16x22x50mm Lordotic | 6921650 | Standalone | DE0005750 | As per HSA registered indication(s)
Orthopaedics | Spine - Thoracolumbar (TL) and sacral surgery | TL interbody cage | TL interbody core - Non-integrated | NuVasive Inc. | CoRoent XL Wide, 16x22x55mm | 6916255 | Standalone | DE0005750 | As per HSA registered indication(s)
Orthopaedics | Spine - Thoracolumbar (TL) and sacral surgery | TL interbody cage | TL interbody core - Non-integrated | NuVasive Inc. | CoRoent XL Wide, 16x22x55mm Lordotic | 6921655 | Standalone | DE0005750 | As per HSA registered indication(s)
Orthopaedics | Spine - Thoracolumbar (TL) and sacral surgery | TL interbody cage | TL interbody core - Non-integrated | NuVasive Inc. | CoRoent XL Wide, 16x22x60mm | 6916260 | Standalone | DE0005750 | As per HSA registered indication(s)
Orthopaedics | Spine - Thoracolumbar (TL) and sacral surgery | TL interbody cage | TL interbody core - Non-integrated | NuVasive Inc. | CoRoent XL Wide, 16x22x60mm Lordotic | 6921660 | Standalone | DE0005750 | As per HSA registered indication(s)
Orthopaedics | Spine - Thoracolumbar (TL) and sacral surgery | TL interbody cage | TL interbody core - Non-integrated | NuVasive Inc. | CoRoent XL Wide, 8x22x45mm | 6908245 | Standalone | DE0005750 | As per HSA registered indication(s)
Orthopaedics | Spine - Thoracolumbar (TL) and sacral surgery | TL interbody cage | TL interbody core - Non-integrated | NuVasive Inc. | CoRoent XL Wide, 8x22x45mm Lordotic | 6920845 | Standalone | DE0005750 | As per HSA registered indication(s)
Orthopaedics | Spine - Thoracolumbar (TL) and sacral surgery | TL interbody cage | TL interbody core - Non-integrated | NuVasive Inc. | CoRoent XL Wide, 8x22x50mm | 6908250 | Standalone | DE0005750 | As per HSA registered indication(s)
Orthopaedics | Spine - Thoracolumbar (TL) and sacral surgery | TL interbody cage | TL interbody core - Non-integrated | NuVasive Inc. | CoRoent XL Wide, 8x22x50mm Lordotic | 6920850 | Standalone | DE0005750 | As per HSA registered indication(s)
Orthopaedics | Spine - Thoracolumbar (TL) and sacral surgery | TL interbody cage | TL interbody core - Non-integrated | NuVasive Inc. | CoRoent XL Wide, 8x22x55mm | 6908255 | Standalone | DE0005750 | As per HSA registered indication(s)
Orthopaedics | Spine - Thoracolumbar (TL) and sacral surgery | TL interbody cage | TL interbody core - Non-integrated | NuVasive Inc. | CoRoent XL Wide, 8x22x55mm Lordotic | 6920855 | Standalone | DE0005750 | As per HSA registered indication(s)
Orthopaedics | Spine - Thoracolumbar (TL) and sacral surgery | TL interbody cage | TL interbody core - Non-integrated | NuVasive Inc. | CoRoent XL Wide, 8x22x60mm | 6908260 | Standalone | DE0005750 | As per HSA registered indication(s)
Orthopaedics | Spine - Thoracolumbar (TL) and sacral surgery | TL interbody cage | TL interbody core - Non-integrated | NuVasive Inc. | CoRoent XL Wide, 8x22x60mm Lordotic | 6920860 | Standalone | DE0005750 | As per HSA registered indication(s)
Orthopaedics | Spine - Thoracolumbar (TL) and sacral surgery | TL interbody cage | TL interbody core - Non-integrated | NuVasive Inc. | CoRoent XL, 10x18x40mm | 6910840 | Standalone | DE0005750 | As per HSA registered indication(s)
Orthopaedics | Spine - Thoracolumbar (TL) and sacral surgery | TL interbody cage | TL interbody core - Non-integrated | NuVasive Inc. | CoRoent XL, 10x18x40mm 10DEG | 6981040 | Standalone | DE0005750 | As per HSA registered indication(s)
Orthopaedics | Spine - Thoracolumbar (TL) and sacral surgery | TL interbody cage | TL interbody core - Non-integrated | NuVasive Inc. | CoRoent XL, 10x18x45mm | 6910845 | Standalone | DE0005750 | As per HSA registered indication(s)
Orthopaedics | Spine - Thoracolumbar (TL) and sacral surgery | TL interbody cage | TL interbody core - Non-integrated | NuVasive Inc. | CoRoent XL, 10x18x45mm 10DEG | 6981045 | Standalone | DE0005750 | As per HSA registered indication(s)
Orthopaedics | Spine - Thoracolumbar (TL) and sacral surgery | TL interbody cage | TL interbody core - Non-integrated | NuVasive Inc. | CoRoent XL, 10x18x50mm | 6910850 | Standalone | DE0005750 | As per HSA registered indication(s)
Orthopaedics | Spine - Thoracolumbar (TL) and sacral surgery | TL interbody cage | TL interbody core - Non-integrated | NuVasive Inc. | CoRoent XL, 10x18x50mm 10DEG | 6981050 | Standalone | DE0005750 | As per HSA registered indication(s)
Orthopaedics | Spine - Thoracolumbar (TL) and sacral surgery | TL interbody cage | TL interbody core - Non-integrated | NuVasive Inc. | CoRoent XL, 10x18x55mm | 6910855 | Standalone | DE0005750 | As per HSA registered indication(s)
Orthopaedics | Spine - Thoracolumbar (TL) and sacral surgery | TL interbody cage | TL interbody core - Non-integrated | NuVasive Inc. | CoRoent XL, 10x18x55mm 10DEG | 6981055 | Standalone | DE0005750 | As per HSA registered indication(s)
Orthopaedics | Spine - Thoracolumbar (TL) and sacral surgery | TL interbody cage | TL interbody core - Non-integrated | NuVasive Inc. | CoRoent XL, 10x18x60mm | 6910860 | Standalone | DE0005750 | As per HSA registered indication(s)
Orthopaedics | Spine - Thoracolumbar (TL) and sacral surgery | TL interbody cage | TL interbody core - Non-integrated | NuVasive Inc. | CoRoent XL, 10x18x60mm 10DEG | 6981060 | Standalone | DE0005750 | As per HSA registered indication(s)
Orthopaedics | Spine - Thoracolumbar (TL) and sacral surgery | TL interbody cage | TL interbody core - Non-integrated | NuVasive Inc. | CoRoent XL, 12x18x40mm | 6912840 | Standalone | DE0005750 | As per HSA registered indication(s)
Orthopaedics | Spine - Thoracolumbar (TL) and sacral surgery | TL interbody cage | TL interbody core - Non-integrated | NuVasive Inc. | CoRoent XL, 12x18x40mm 10DEG | 6981240 | Standalone | DE0005750 | As per HSA registered indication(s)
Orthopaedics | Spine - Thoracolumbar (TL) and sacral surgery | TL interbody cage | TL interbody core - Non-integrated | NuVasive Inc. | CoRoent XL, 12x18x45mm | 6912845 | Standalone | DE0005750 | As per HSA registered indication(s)
Orthopaedics | Spine - Thoracolumbar (TL) and sacral surgery | TL interbody cage | TL interbody core - Non-integrated | NuVasive Inc. | CoRoent XL, 12x18x45mm 10DEG | 6981245 | Standalone | DE0005750 | As per HSA registered indication(s)
Orthopaedics | Spine - Thoracolumbar (TL) and sacral surgery | TL interbody cage | TL interbody core - Non-integrated | NuVasive Inc. | CoRoent XL, 12x18x50mm | 6912850 | Standalone | DE0005750 | As per HSA registered indication(s)
Orthopaedics | Spine - Thoracolumbar (TL) and sacral surgery | TL interbody cage | TL interbody core - Non-integrated | NuVasive Inc. | CoRoent XL, 12x18x50mm 10DEG | 6981250 | Standalone | DE0005750 | As per HSA registered indication(s)
Orthopaedics | Spine - Thoracolumbar (TL) and sacral surgery | TL interbody cage | TL interbody core - Non-integrated | NuVasive Inc. | CoRoent XL, 12x18x55mm | 6912855 | Standalone | DE0005750 | As per HSA registered indication(s)
Orthopaedics | Spine - Thoracolumbar (TL) and sacral surgery | TL interbody cage | TL interbody core - Non-integrated | NuVasive Inc. | CoRoent XL, 12x18x55mm 10DEG | 6981255 | Standalone | DE0005750 | As per HSA registered indication(s)
Orthopaedics | Spine - Thoracolumbar (TL) and sacral surgery | TL interbody cage | TL interbody core - Non-integrated | NuVasive Inc. | CoRoent XL, 12x18x60mm | 6912860 | Standalone | DE0005750 | As per HSA registered indication(s)
Orthopaedics | Spine - Thoracolumbar (TL) and sacral surgery | TL interbody cage | TL interbody core - Non-integrated | NuVasive Inc. | CoRoent XL, 12x18x60mm 10DEG | 6981260 | Standalone | DE0005750 | As per HSA registered indication(s)
Orthopaedics | Spine - Thoracolumbar (TL) and sacral surgery | TL interbody cage | TL interbody core - Non-integrated | NuVasive Inc. | CoRoent XL, 14x18x40mm | 6914840 | Standalone | DE0005750 | As per HSA registered indication(s)
Orthopaedics | Spine - Thoracolumbar (TL) and sacral surgery | TL interbody cage | TL interbody core - Non-integrated | NuVasive Inc. | CoRoent XL, 14x18x40mm 10DEG | 6981440 | Standalone | DE0005750 | As per HSA registered indication(s)
Orthopaedics | Spine - Thoracolumbar (TL) and sacral surgery | TL interbody cage | TL interbody core - Non-integrated | NuVasive Inc. | CoRoent XL, 14x18x45mm | 6914845 | Standalone | DE0005750 | As per HSA registered indication(s)
Orthopaedics | Spine - Thoracolumbar (TL) and sacral surgery | TL interbody cage | TL interbody core - Non-integrated | NuVasive Inc. | CoRoent XL, 14x18x45mm 10DEG | 6981445 | Standalone | DE0005750 | As per HSA registered indication(s)
Orthopaedics | Spine - Thoracolumbar (TL) and sacral surgery | TL interbody cage | TL interbody core - Non-integrated | NuVasive Inc. | CoRoent XL, 14x18x50mm | 6914850 | Standalone | DE0005750 | As per HSA registered indication(s)
Orthopaedics | Spine - Thoracolumbar (TL) and sacral surgery | TL interbody cage | TL interbody core - Non-integrated | NuVasive Inc. | CoRoent XL, 14x18x50mm 10DEG | 6981450 | Standalone | DE0005750 | As per HSA registered indication(s)
Orthopaedics | Spine - Thoracolumbar (TL) and sacral surgery | TL interbody cage | TL interbody core - Non-integrated | NuVasive Inc. | CoRoent XL, 14x18x55mm | 6914855 | Standalone | DE0005750 | As per HSA registered indication(s)
Orthopaedics | Spine - Thoracolumbar (TL) and sacral surgery | TL interbody cage | TL interbody core - Non-integrated | NuVasive Inc. | CoRoent XL, 14x18x55mm 10DEG | 6981455 | Standalone | DE0005750 | As per HSA registered indication(s)
Orthopaedics | Spine - Thoracolumbar (TL) and sacral surgery | TL interbody cage | TL interbody core - Non-integrated | NuVasive Inc. | CoRoent XL, 14x18x60mm | 6914860 | Standalone | DE0005750 | As per HSA registered indication(s)
Orthopaedics | Spine - Thoracolumbar (TL) and sacral surgery | TL interbody cage | TL interbody core - Non-integrated | NuVasive Inc. | CoRoent XL, 14x18x60mm 10DEG | 6981460 | Standalone | DE0005750 | As per HSA registered indication(s)
Orthopaedics | Spine - Thoracolumbar (TL) and sacral surgery | TL interbody cage | TL interbody core - Non-integrated | NuVasive Inc. | CoRoent XL, 16x18x40mm | 6916840 | Standalone | DE0005750 | As per HSA registered indication(s)
Orthopaedics | Spine - Thoracolumbar (TL) and sacral surgery | TL interbody cage | TL interbody core - Non-integrated | NuVasive Inc. | CoRoent XL, 16x18x40mm 10DEG | 6981640 | Standalone | DE0005750 | As per HSA registered indication(s)
Orthopaedics | Spine - Thoracolumbar (TL) and sacral surgery | TL interbody cage | TL interbody core - Non-integrated | NuVasive Inc. | CoRoent XL, 16x18x45mm | 6916845 | Standalone | DE0005750 | As per HSA registered indication(s)
Orthopaedics | Spine - Thoracolumbar (TL) and sacral surgery | TL interbody cage | TL interbody core - Non-integrated | NuVasive Inc. | CoRoent XL, 16x18x45mm 10DEG | 6981645 | Standalone | DE0005750 | As per HSA registered indication(s)
Orthopaedics | Spine - Thoracolumbar (TL) and sacral surgery | TL interbody cage | TL interbody core - Non-integrated | NuVasive Inc. | CoRoent XL, 16x18x50mm | 6916850 | Standalone | DE0005750 | As per HSA registered indication(s)
Orthopaedics | Spine - Thoracolumbar (TL) and sacral surgery | TL interbody cage | TL interbody core - Non-integrated | NuVasive Inc. | CoRoent XL, 16x18x50mm 10DEG | 6981650 | Standalone | DE0005750 | As per HSA registered indication(s)
Orthopaedics | Spine - Thoracolumbar (TL) and sacral surgery | TL interbody cage | TL interbody core - Non-integrated | NuVasive Inc. | CoRoent XL, 16x18x55mm | 6916855 | Standalone | DE0005750 | As per HSA registered indication(s)
Orthopaedics | Spine - Thoracolumbar (TL) and sacral surgery | TL interbody cage | TL interbody core - Non-integrated | NuVasive Inc. | CoRoent XL, 16x18x55mm 10DEG | 6981655 | Standalone | DE0005750 | As per HSA registered indication(s)
Orthopaedics | Spine - Thoracolumbar (TL) and sacral surgery | TL interbody cage | TL interbody core - Non-integrated | NuVasive Inc. | CoRoent XL, 16x18x60mm | 6916860 | Standalone | DE0005750 | As per HSA registered indication(s)
Orthopaedics | Spine - Thoracolumbar (TL) and sacral surgery | TL interbody cage | TL interbody core - Non-integrated | NuVasive Inc. | CoRoent XL, 16x18x60mm 10DEG | 6981660 | Standalone | DE0005750 | As per HSA registered indication(s)
Orthopaedics | Spine - Thoracolumbar (TL) and sacral surgery | TL interbody cage | TL interbody core - Non-integrated | NuVasive Inc. | CoRoent XL, 8x18x40mm | 6908840 | Standalone | DE0005750 | As per HSA registered indication(s)
Orthopaedics | Spine - Thoracolumbar (TL) and sacral surgery | TL interbody cage | TL interbody core - Non-integrated | NuVasive Inc. | CoRoent XL, 8x18x40mm 10DEG | 6980840 | Standalone | DE0005750 | As per HSA registered indication(s)
Orthopaedics | Spine - Thoracolumbar (TL) and sacral surgery | TL interbody cage | TL interbody core - Non-integrated | NuVasive Inc. | CoRoent XL, 8x18x45mm | 6908845 | Standalone | DE0005750 | As per HSA registered indication(s)
Orthopaedics | Spine - Thoracolumbar (TL) and sacral surgery | TL interbody cage | TL interbody core - Non-integrated | NuVasive Inc. | CoRoent XL, 8x18x45mm 10DEG | 6980845 | Standalone | DE0005750 | As per HSA registered indication(s)
Orthopaedics | Spine - Thoracolumbar (TL) and sacral surgery | TL interbody cage | TL interbody core - Non-integrated | NuVasive Inc. | CoRoent XL, 8x18x50mm | 6908850 | Standalone | DE0005750 | As per HSA registered indication(s)
Orthopaedics | Spine - Thoracolumbar (TL) and sacral surgery | TL interbody cage | TL interbody core - Non-integrated | NuVasive Inc. | CoRoent XL, 8x18x50mm 10DEG | 6980850 | Standalone | DE0005750 | As per HSA registered indication(s)
Orthopaedics | Spine - Thoracolumbar (TL) and sacral surgery | TL interbody cage | TL interbody core - Non-integrated | NuVasive Inc. | CoRoent XL, 8x18x55mm | 6908855 | Standalone | DE0005750 | As per HSA registered indication(s)
Orthopaedics | Spine - Thoracolumbar (TL) and sacral surgery | TL interbody cage | TL interbody core - Non-integrated | NuVasive Inc. | CoRoent XL, 8x18x55mm 10DEG | 6980855 | Standalone | DE0005750 | As per HSA registered indication(s)
Orthopaedics | Spine - Thoracolumbar (TL) and sacral surgery | TL interbody cage | TL interbody core - Non-integrated | NuVasive Inc. | CoRoent XL, 8x18x60mm | 6908860 | Standalone | DE0005750 | As per HSA registered indication(s)
Orthopaedics | Spine - Thoracolumbar (TL) and sacral surgery | TL interbody cage | TL interbody core - Non-integrated | NuVasive Inc. | CoRoent XL, 8x18x60mm 10DEG | 6980860 | Standalone | DE0005750 | As per HSA registered indication(s)
Orthopaedics | Spine - Thoracolumbar (TL) and sacral surgery | TL interbody cage | TL interbody core - Non-integrated | NuVasive Inc. | COROENT XL+ 10x18x40mm | 6010840 | Standalone | DE0005750 | As per HSA registered indication(s)
Orthopaedics | Spine - Thoracolumbar (TL) and sacral surgery | TL interbody cage | TL interbody core - Non-integrated | NuVasive Inc. | COROENT XL+ 10x18x40mm LORDOTIC - 10DEG | 6310840 | Standalone | DE0005750 | As per HSA registered indication(s)
Orthopaedics | Spine - Thoracolumbar (TL) and sacral surgery | TL interbody cage | TL interbody core - Non-integrated | NuVasive Inc. | COROENT XL+ 10x18x45mm | 6010845 | Standalone | DE0005750 | As per HSA registered indication(s)
Orthopaedics | Spine - Thoracolumbar (TL) and sacral surgery | TL interbody cage | TL interbody core - Non-integrated | NuVasive Inc. | COROENT XL+ 10x18x45mm LORDOTIC - 10DEG | 6310845 | Standalone | DE0005750 | As per HSA registered indication(s)
Orthopaedics | Spine - Thoracolumbar (TL) and sacral surgery | TL interbody cage | TL interbody core - Non-integrated | NuVasive Inc. | COROENT XL+ 10x18x50mm | 6010850 | Standalone | DE0005750 | As per HSA registered indication(s)
Orthopaedics | Spine - Thoracolumbar (TL) and sacral surgery | TL interbody cage | TL interbody core - Non-integrated | NuVasive Inc. | COROENT XL+ 10x18x50mm LORDOTIC - 10DEG | 6310850 | Standalone | DE0005750 | As per HSA registered indication(s)
Orthopaedics | Spine - Thoracolumbar (TL) and sacral surgery | TL interbody cage | TL interbody core - Non-integrated | NuVasive Inc. | COROENT XL+ 10x18x55mm | 6010855 | Standalone | DE0005750 | As per HSA registered indication(s)
Orthopaedics | Spine - Thoracolumbar (TL) and sacral surgery | TL interbody cage | TL interbody core - Non-integrated | NuVasive Inc. | COROENT XL+ 10x18x55mm LORDOTIC - 10DEG | 6310855 | Standalone | DE0005750 | As per HSA registered indication(s)
Orthopaedics | Spine - Thoracolumbar (TL) and sacral surgery | TL interbody cage | TL interbody core - Non-integrated | NuVasive Inc. | COROENT XL+ 10x18x60mm | 6010860 | Standalone | DE0005750 | As per HSA registered indication(s)
Orthopaedics | Spine - Thoracolumbar (TL) and sacral surgery | TL interbody cage | TL interbody core - Non-integrated | NuVasive Inc. | COROENT XL+ 10x18x60mm LORDOTIC - 10DEG | 6310860 | Standalone | DE0005750 | As per HSA registered indication(s)
Orthopaedics | Spine - Thoracolumbar (TL) and sacral surgery | TL interbody cage | TL interbody core - Non-integrated | NuVasive Inc. | COROENT XL+ 10x18x65mm | 6010865 | Standalone | DE0005750 | As per HSA registered indication(s)
Orthopaedics | Spine - Thoracolumbar (TL) and sacral surgery | TL interbody cage | TL interbody core - Non-integrated | NuVasive Inc. | COROENT XL+ 10x18x65mm LORDOTIC - 10DEG | 6310865 | Standalone | DE0005750 | As per HSA registered indication(s)
Orthopaedics | Spine - Thoracolumbar (TL) and sacral surgery | TL interbody cage | TL interbody core - Non-integrated | NuVasive Inc. | COROENT XL+ 11x18x40mm | 6011840 | Standalone | DE0005750 | As per HSA registered indication(s)
Orthopaedics | Spine - Thoracolumbar (TL) and sacral surgery | TL interbody cage | TL interbody core - Non-integrated | NuVasive Inc. | COROENT XL+ 11x18x40mm LORDOTIC - 10DEG | 6311840 | Standalone | DE0005750 | As per HSA registered indication(s)
Orthopaedics | Spine - Thoracolumbar (TL) and sacral surgery | TL interbody cage | TL interbody core - Non-integrated | NuVasive Inc. | COROENT XL+ 11x18x45mm | 6011845 | Standalone | DE0005750 | As per HSA registered indication(s)
Orthopaedics | Spine - Thoracolumbar (TL) and sacral surgery | TL interbody cage | TL interbody core - Non-integrated | NuVasive Inc. | COROENT XL+ 11x18x45mm LORDOTIC - 10DEG | 6311845 | Standalone | DE0005750 | As per HSA registered indication(s)
Orthopaedics | Spine - Thoracolumbar (TL) and sacral surgery | TL interbody cage | TL interbody core - Non-integrated | NuVasive Inc. | COROENT XL+ 11x18x50mm | 6011850 | Standalone | DE0005750 | As per HSA registered indication(s)
Orthopaedics | Spine - Thoracolumbar (TL) and sacral surgery | TL interbody cage | TL interbody core - Non-integrated | NuVasive Inc. | COROENT XL+ 11x18x50mm LORDOTIC - 10DEG | 6311850 | Standalone | DE0005750 | As per HSA registered indication(s)
Orthopaedics | Spine - Thoracolumbar (TL) and sacral surgery | TL interbody cage | TL interbody core - Non-integrated | NuVasive Inc. | COROENT XL+ 11x18x55mm | 6011855 | Standalone | DE0005750 | As per HSA registered indication(s)
Orthopaedics | Spine - Thoracolumbar (TL) and sacral surgery | TL interbody cage | TL interbody core - Non-integrated | NuVasive Inc. | COROENT XL+ 11x18x55mm LORDOTIC - 10DEG | 6311855 | Standalone | DE0005750 | As per HSA registered indication(s)
Orthopaedics | Spine - Thoracolumbar (TL) and sacral surgery | TL interbody cage | TL interbody core - Non-integrated | NuVasive Inc. | COROENT XL+ 11x18x60mm | 6011860 | Standalone | DE0005750 | As per HSA registered indication(s)
Orthopaedics | Spine - Thoracolumbar (TL) and sacral surgery | TL interbody cage | TL interbody core - Non-integrated | NuVasive Inc. | COROENT XL+ 11x18x60mm LORDOTIC - 10DEG | 6311860 | Standalone | DE0005750 | As per HSA registered indication(s)
Orthopaedics | Spine - Thoracolumbar (TL) and sacral surgery | TL interbody cage | TL interbody core - Non-integrated | NuVasive Inc. | COROENT XL+ 11x18x65mm | 6011865 | Standalone | DE0005750 | As per HSA registered indication(s)
Orthopaedics | Spine - Thoracolumbar (TL) and sacral surgery | TL interbody cage | TL interbody core - Non-integrated | NuVasive Inc. | COROENT XL+ 11x18x65mm LORDOTIC - 10DEG | 6311865 | Standalone | DE0005750 | As per HSA registered indication(s)
Orthopaedics | Spine - Thoracolumbar (TL) and sacral surgery | TL interbody cage | TL interbody core - Non-integrated | NuVasive Inc. | COROENT XL+ 12x18x40mm LORDOTIC - 10DEG | 6312840 | Standalone | DE0005750 | As per HSA registered indication(s)
Orthopaedics | Spine - Thoracolumbar (TL) and sacral surgery | TL interbody cage | TL interbody core - Non-integrated | NuVasive Inc. | COROENT XL+ 12x18x45mm LORDOTIC - 10DEG | 6312845 | Standalone | DE0005750 | As per HSA registered indication(s)
Orthopaedics | Spine - Thoracolumbar (TL) and sacral surgery | TL interbody cage | TL interbody core - Non-integrated | NuVasive Inc. | COROENT XL+ 12x18x50mm LORDOTIC - 10DEG | 6312850 | Standalone | DE0005750 | As per HSA registered indication(s)
Orthopaedics | Spine - Thoracolumbar (TL) and sacral surgery | TL interbody cage | TL interbody core - Non-integrated | NuVasive Inc. | COROENT XL+ 12x18x55mm LORDOTIC - 10DEG | 6312855 | Standalone | DE0005750 | As per HSA registered indication(s)
Orthopaedics | Spine - Thoracolumbar (TL) and sacral surgery | TL interbody cage | TL interbody core - Non-integrated | NuVasive Inc. | COROENT XL+ 12x18x60mm LORDOTIC - 10DEG | 6312860 | Standalone | DE0005750 | As per HSA registered indication(s)
Orthopaedics | Spine - Thoracolumbar (TL) and sacral surgery | TL interbody cage | TL interbody core - Non-integrated | NuVasive Inc. | COROENT XL+ 12x18x65mm LORDOTIC - 10DEG | 6312865 | Standalone | DE0005750 | As per HSA registered indication(s)
Orthopaedics | Spine - Thoracolumbar (TL) and sacral surgery | TL interbody cage | TL interbody core - Non-integrated | NuVasive Inc. | COROENT XL+ 13x18x40mm LORDOTIC - 10DEG | 6313840 | Standalone | DE0005750 | As per HSA registered indication(s)
Orthopaedics | Spine - Thoracolumbar (TL) and sacral surgery | TL interbody cage | TL interbody core - Non-integrated | NuVasive Inc. | COROENT XL+ 13x18x45mm LORDOTIC - 10DEG | 6313845 | Standalone | DE0005750 | As per HSA registered indication(s)
Orthopaedics | Spine - Thoracolumbar (TL) and sacral surgery | TL interbody cage | TL interbody core - Non-integrated | NuVasive Inc. | COROENT XL+ 13x18x50mm LORDOTIC - 10DEG | 6313850 | Standalone | DE0005750 | As per HSA registered indication(s)
Orthopaedics | Spine - Thoracolumbar (TL) and sacral surgery | TL interbody cage | TL interbody core - Non-integrated | NuVasive Inc. | COROENT XL+ 13x18x55mm LORDOTIC - 10DEG | 6313855 | Standalone | DE0005750 | As per HSA registered indication(s)
Orthopaedics | Spine - Thoracolumbar (TL) and sacral surgery | TL interbody cage | TL interbody core - Non-integrated | NuVasive Inc. | COROENT XL+ 13x18x60mm LORDOTIC - 10DEG | 6313860 | Standalone | DE0005750 | As per HSA registered indication(s)
Orthopaedics | Spine - Thoracolumbar (TL) and sacral surgery | TL interbody cage | TL interbody core - Non-integrated | NuVasive Inc. | COROENT XL+ 13x18x65mm LORDOTIC - 10DEG | 6313865 | Standalone | DE0005750 | As per HSA registered indication(s)
Orthopaedics | Spine - Thoracolumbar (TL) and sacral surgery | TL interbody cage | TL interbody core - Non-integrated | NuVasive Inc. | COROENT XL+ 14x18x40mm LORDOTIC - 10DEG | 6314840 | Standalone | DE0005750 | As per HSA registered indication(s)
Orthopaedics | Spine - Thoracolumbar (TL) and sacral surgery | TL interbody cage | TL interbody core - Non-integrated | NuVasive Inc. | COROENT XL+ 14x18x45mm LORDOTIC - 10DEG | 6314845 | Standalone | DE0005750 | As per HSA registered indication(s)
Orthopaedics | Spine - Thoracolumbar (TL) and sacral surgery | TL interbody cage | TL interbody core - Non-integrated | NuVasive Inc. | COROENT XL+ 14x18x50mm LORDOTIC - 10DEG | 6314850 | Standalone | DE0005750 | As per HSA registered indication(s)
Orthopaedics | Spine - Thoracolumbar (TL) and sacral surgery | TL interbody cage | TL interbody core - Non-integrated | NuVasive Inc. | COROENT XL+ 14x18x55mm LORDOTIC - 10DEG | 6314855 | Standalone | DE0005750 | As per HSA registered indication(s)
Orthopaedics | Spine - Thoracolumbar (TL) and sacral surgery | TL interbody cage | TL interbody core - Non-integrated | NuVasive Inc. | COROENT XL+ 14x18x60mm LORDOTIC - 10DEG | 6314860 | Standalone | DE0005750 | As per HSA registered indication(s)
Orthopaedics | Spine - Thoracolumbar (TL) and sacral surgery | TL interbody cage | TL interbody core - Non-integrated | NuVasive Inc. | COROENT XL+ 14x18x65mm LORDOTIC - 10DEG | 6314865 | Standalone | DE0005750 | As per HSA registered indication(s)
Orthopaedics | Spine - Thoracolumbar (TL) and sacral surgery | TL interbody cage | TL interbody core - Non-integrated | NuVasive Inc. | COROENT XL+ 15x18x40mm LORDOTIC - 10DEG | 6315840 | Standalone | DE0005750 | As per HSA registered indication(s)
Orthopaedics | Spine - Thoracolumbar (TL) and sacral surgery | TL interbody cage | TL interbody core - Non-integrated | NuVasive Inc. | COROENT XL+ 15x18x45mm LORDOTIC - 10DEG | 6315845 | Standalone | DE0005750 | As per HSA registered indication(s)
Orthopaedics | Spine - Thoracolumbar (TL) and sacral surgery | TL interbody cage | TL interbody core - Non-integrated | NuVasive Inc. | COROENT XL+ 15x18x50mm LORDOTIC - 10DEG | 6315850 | Standalone | DE0005750 | As per HSA registered indication(s)
Orthopaedics | Spine - Thoracolumbar (TL) and sacral surgery | TL interbody cage | TL interbody core - Non-integrated | NuVasive Inc. | COROENT XL+ 15x18x55mm LORDOTIC - 10DEG | 6315855 | Standalone | DE0005750 | As per HSA registered indication(s)
Orthopaedics | Spine - Thoracolumbar (TL) and sacral surgery | TL interbody cage | TL interbody core - Non-integrated | NuVasive Inc. | COROENT XL+ 15x18x60mm LORDOTIC - 10DEG | 6315860 | Standalone | DE0005750 | As per HSA registered indication(s)
Orthopaedics | Spine - Thoracolumbar (TL) and sacral surgery | TL interbody cage | TL interbody core - Non-integrated | NuVasive Inc. | COROENT XL+ 15x18x65mm LORDOTIC - 10DEG | 6315865 | Standalone | DE0005750 | As per HSA registered indication(s)
Orthopaedics | Spine - Thoracolumbar (TL) and sacral surgery | TL interbody cage | TL interbody core - Non-integrated | NuVasive Inc. | COROENT XL+ 16x18x40mm LORDOTIC - 10DEG | 6316840 | Standalone | DE0005750 | As per HSA registered indication(s)
Orthopaedics | Spine - Thoracolumbar (TL) and sacral surgery | TL interbody cage | TL interbody core - Non-integrated | NuVasive Inc. | COROENT XL+ 16x18x45mm LORDOTIC - 10DEG | 6316845 | Standalone | DE0005750 | As per HSA registered indication(s)
Orthopaedics | Spine - Thoracolumbar (TL) and sacral surgery | TL interbody cage | TL interbody core - Non-integrated | NuVasive Inc. | COROENT XL+ 16x18x50mm LORDOTIC - 10DEG | 6316850 | Standalone | DE0005750 | As per HSA registered indication(s)
Orthopaedics | Spine - Thoracolumbar (TL) and sacral surgery | TL interbody cage | TL interbody core - Non-integrated | NuVasive Inc. | COROENT XL+ 16x18x55mm LORDOTIC - 10DEG | 6316855 | Standalone | DE0005750 | As per HSA registered indication(s)
Orthopaedics | Spine - Thoracolumbar (TL) and sacral surgery | TL interbody cage | TL interbody core - Non-integrated | NuVasive Inc. | COROENT XL+ 16x18x60mm LORDOTIC - 10DEG | 6316860 | Standalone | DE0005750 | As per HSA registered indication(s)
Orthopaedics | Spine - Thoracolumbar (TL) and sacral surgery | TL interbody cage | TL interbody core - Non-integrated | NuVasive Inc. | COROENT XL+ 16x18x65mm LORDOTIC - 10DEG | 6316865 | Standalone | DE0005750 | As per HSA registered indication(s)
Orthopaedics | Spine - Thoracolumbar (TL) and sacral surgery | TL interbody cage | TL interbody core - Non-integrated | NuVasive Inc. | COROENT XL+ 8x18x65mm | 6008865 | Standalone | DE0005750 | As per HSA registered indication(s)
Orthopaedics | Spine - Thoracolumbar (TL) and sacral surgery | TL interbody cage | TL interbody core - Non-integrated | NuVasive Inc. | COROENT XL+ 8x18x65mm LORDOTIC - 10DEG | 6308865 | Standalone | DE0005750 | As per HSA registered indication(s)
Orthopaedics | Spine - Thoracolumbar (TL) and sacral surgery | TL interbody cage | TL interbody core - Non-integrated | NuVasive Inc. | COROENT XL+ 9x18x40mm | 6009840 | Standalone | DE0005750 | As per HSA registered indication(s)
Orthopaedics | Spine - Thoracolumbar (TL) and sacral surgery | TL interbody cage | TL interbody core - Non-integrated | NuVasive Inc. | COROENT XL+ 9x18x40mm LORDOTIC - 10DEG | 6309840 | Standalone | DE0005750 | As per HSA registered indication(s)
Orthopaedics | Spine - Thoracolumbar (TL) and sacral surgery | TL interbody cage | TL interbody core - Non-integrated | NuVasive Inc. | COROENT XL+ 9x18x45mm | 6009845 | Standalone | DE0005750 | As per HSA registered indication(s)
Orthopaedics | Spine - Thoracolumbar (TL) and sacral surgery | TL interbody cage | TL interbody core - Non-integrated | NuVasive Inc. | COROENT XL+ 9x18x45mm LORDOTIC - 10DEG | 6309845 | Standalone | DE0005750 | As per HSA registered indication(s)
Orthopaedics | Spine - Thoracolumbar (TL) and sacral surgery | TL interbody cage | TL interbody core - Non-integrated | NuVasive Inc. | COROENT XL+ 9x18x50mm | 6009850 | Standalone | DE0005750 | As per HSA registered indication(s)
Orthopaedics | Spine - Thoracolumbar (TL) and sacral surgery | TL interbody cage | TL interbody core - Non-integrated | NuVasive Inc. | COROENT XL+ 9x18x50mm LORDOTIC - 10DEG | 6309850 | Standalone | DE0005750 | As per HSA registered indication(s)
Orthopaedics | Spine - Thoracolumbar (TL) and sacral surgery | TL interbody cage | TL interbody core - Non-integrated | NuVasive Inc. | COROENT XL+ 9x18x55mm | 6009855 | Standalone | DE0005750 | As per HSA registered indication(s)
Orthopaedics | Spine - Thoracolumbar (TL) and sacral surgery | TL interbody cage | TL interbody core - Non-integrated | NuVasive Inc. | COROENT XL+ 9x18x55mm LORDOTIC - 10DEG | 6309855 | Standalone | DE0005750 | As per HSA registered indication(s)
Orthopaedics | Spine - Thoracolumbar (TL) and sacral surgery | TL interbody cage | TL interbody core - Non-integrated | NuVasive Inc. | COROENT XL+ 9x18x60mm | 6009860 | Standalone | DE0005750 | As per HSA registered indication(s)
Orthopaedics | Spine - Thoracolumbar (TL) and sacral surgery | TL interbody cage | TL interbody core - Non-integrated | NuVasive Inc. | COROENT XL+ 9x18x60mm LORDOTIC - 10DEG | 6309860 | Standalone | DE0005750 | As per HSA registered indication(s)
Orthopaedics | Spine - Thoracolumbar (TL) and sacral surgery | TL interbody cage | TL interbody core - Non-integrated | NuVasive Inc. | COROENT XL+ 9x18x65mm | 6009865 | Standalone | DE0005750 | As per HSA registered indication(s)
Orthopaedics | Spine - Thoracolumbar (TL) and sacral surgery | TL interbody cage | TL interbody core - Non-integrated | NuVasive Inc. | COROENT XL+ 9x18x65mm LORDOTIC - 10DEG | 6309865 | Standalone | DE0005750 | As per HSA registered indication(s)
Orthopaedics | Spine - Thoracolumbar (TL) and sacral surgery | TL interbody cage | TL interbody core - Non-integrated | NuVasive Inc. | CoRoent XL+ Wide, 10x22x40mm | 6510240006 | Standalone | DE0005750 | As per HSA registered indication(s)
Orthopaedics | Spine - Thoracolumbar (TL) and sacral surgery | TL interbody cage | TL interbody core - Non-integrated | NuVasive Inc. | CoRoent XL+ Wide, 10x22x40mm 10DEG | 6310240006 | Standalone | DE0005750 | As per HSA registered indication(s)
Orthopaedics | Spine - Thoracolumbar (TL) and sacral surgery | TL interbody cage | TL interbody core - Non-integrated | NuVasive Inc. | CoRoent XL+ Wide, 10x22x45mm | 6510245006 | Standalone | DE0005750 | As per HSA registered indication(s)
Orthopaedics | Spine - Thoracolumbar (TL) and sacral surgery | TL interbody cage | TL interbody core - Non-integrated | NuVasive Inc. | CoRoent XL+ Wide, 10x22x45mm 10DEG | 6310245006 | Standalone | DE0005750 | As per HSA registered indication(s)
Orthopaedics | Spine - Thoracolumbar (TL) and sacral surgery | TL interbody cage | TL interbody core - Non-integrated | NuVasive Inc. | CoRoent XL+ Wide, 10x22x50mm | 6510250006 | Standalone | DE0005750 | As per HSA registered indication(s)
Orthopaedics | Spine - Thoracolumbar (TL) and sacral surgery | TL interbody cage | TL interbody core - Non-integrated | NuVasive Inc. | CoRoent XL+ Wide, 10x22x50mm 10DEG | 6310250006 | Standalone | DE0005750 | As per HSA registered indication(s)
Orthopaedics | Spine - Thoracolumbar (TL) and sacral surgery | TL interbody cage | TL interbody core - Non-integrated | NuVasive Inc. | CoRoent XL+ Wide, 10x22x55mm | 6510255006 | Standalone | DE0005750 | As per HSA registered indication(s)
Orthopaedics | Spine - Thoracolumbar (TL) and sacral surgery | TL interbody cage | TL interbody core - Non-integrated | NuVasive Inc. | CoRoent XL+ Wide, 10x22x55mm 10DEG | 6310255006 | Standalone | DE0005750 | As per HSA registered indication(s)
Orthopaedics | Spine - Thoracolumbar (TL) and sacral surgery | TL interbody cage | TL interbody core - Non-integrated | NuVasive Inc. | CoRoent XL+ Wide, 10x22x60mm | 6510260006 | Standalone | DE0005750 | As per HSA registered indication(s)
Orthopaedics | Spine - Thoracolumbar (TL) and sacral surgery | TL interbody cage | TL interbody core - Non-integrated | NuVasive Inc. | CoRoent XL+ Wide, 10x22x60mm 10DEG | 6310260006 | Standalone | DE0005750 | As per HSA registered indication(s)
Orthopaedics | Spine - Thoracolumbar (TL) and sacral surgery | TL interbody cage | TL interbody core - Non-integrated | NuVasive Inc. | CoRoent XL+ Wide, 11x22x40mm | 6511240006 | Standalone | DE0005750 | As per HSA registered indication(s)
Orthopaedics | Spine - Thoracolumbar (TL) and sacral surgery | TL interbody cage | TL interbody core - Non-integrated | NuVasive Inc. | CoRoent XL+ Wide, 11x22x40mm 10DEG | 6311240006 | Standalone | DE0005750 | As per HSA registered indication(s)
Orthopaedics | Spine - Thoracolumbar (TL) and sacral surgery | TL interbody cage | TL interbody core - Non-integrated | NuVasive Inc. | CoRoent XL+ Wide, 11x22x45mm | 6511245006 | Standalone | DE0005750 | As per HSA registered indication(s)
Orthopaedics | Spine - Thoracolumbar (TL) and sacral surgery | TL interbody cage | TL interbody core - Non-integrated | NuVasive Inc. | CoRoent XL+ Wide, 11x22x45mm 10DEG | 6311245006 | Standalone | DE0005750 | As per HSA registered indication(s)
Orthopaedics | Spine - Thoracolumbar (TL) and sacral surgery | TL interbody cage | TL interbody core - Non-integrated | NuVasive Inc. | CoRoent XL+ Wide, 11x22x50mm | 6511250006 | Standalone | DE0005750 | As per HSA registered indication(s)
Orthopaedics | Spine - Thoracolumbar (TL) and sacral surgery | TL interbody cage | TL interbody core - Non-integrated | NuVasive Inc. | CoRoent XL+ Wide, 11x22x50mm 10DEG | 6311250006 | Standalone | DE0005750 | As per HSA registered indication(s)
Orthopaedics | Spine - Thoracolumbar (TL) and sacral surgery | TL interbody cage | TL interbody core - Non-integrated | NuVasive Inc. | CoRoent XL+ Wide, 11x22x55mm | 6511255006 | Standalone | DE0005750 | As per HSA registered indication(s)
Orthopaedics | Spine - Thoracolumbar (TL) and sacral surgery | TL interbody cage | TL interbody core - Non-integrated | NuVasive Inc. | CoRoent XL+ Wide, 11x22x55mm 10DEG | 6311255006 | Standalone | DE0005750 | As per HSA registered indication(s)
Orthopaedics | Spine - Thoracolumbar (TL) and sacral surgery | TL interbody cage | TL interbody core - Non-integrated | NuVasive Inc. | CoRoent XL+ Wide, 11x22x60mm | 6511260006 | Standalone | DE0005750 | As per HSA registered indication(s)
Orthopaedics | Spine - Thoracolumbar (TL) and sacral surgery | TL interbody cage | TL interbody core - Non-integrated | NuVasive Inc. | CoRoent XL+ Wide, 11x22x60mm 10DEG | 6311260006 | Standalone | DE0005750 | As per HSA registered indication(s)
Orthopaedics | Spine - Thoracolumbar (TL) and sacral surgery | TL interbody cage | TL interbody core - Non-integrated | NuVasive Inc. | CoRoent XL+ Wide, 12x22x40mm | 6512240006 | Standalone | DE0005750 | As per HSA registered indication(s)
Orthopaedics | Spine - Thoracolumbar (TL) and sacral surgery | TL interbody cage | TL interbody core - Non-integrated | NuVasive Inc. | CoRoent XL+ Wide, 12x22x40mm 10DEG | 6312240006 | Standalone | DE0005750 | As per HSA registered indication(s)
Orthopaedics | Spine - Thoracolumbar (TL) and sacral surgery | TL interbody cage | TL interbody core - Non-integrated | NuVasive Inc. | CoRoent XL+ Wide, 12x22x45mm | 6512245006 | Standalone | DE0005750 | As per HSA registered indication(s)
Orthopaedics | Spine - Thoracolumbar (TL) and sacral surgery | TL interbody cage | TL interbody core - Non-integrated | NuVasive Inc. | CoRoent XL+ Wide, 12x22x45mm 10DEG | 6312245006 | Standalone | DE0005750 | As per HSA registered indication(s)
Orthopaedics | Spine - Thoracolumbar (TL) and sacral surgery | TL interbody cage | TL interbody core - Non-integrated | NuVasive Inc. | CoRoent XL+ Wide, 12x22x50mm | 6512250006 | Standalone | DE0005750 | As per HSA registered indication(s)
Orthopaedics | Spine - Thoracolumbar (TL) and sacral surgery | TL interbody cage | TL interbody core - Non-integrated | NuVasive Inc. | CoRoent XL+ Wide, 12x22x50mm 10DEG | 6312250006 | Standalone | DE0005750 | As per HSA registered indication(s)
Orthopaedics | Spine - Thoracolumbar (TL) and sacral surgery | TL interbody cage | TL interbody core - Non-integrated | NuVasive Inc. | CoRoent XL+ Wide, 12x22x55mm | 6512255006 | Standalone | DE0005750 | As per HSA registered indication(s)
Orthopaedics | Spine - Thoracolumbar (TL) and sacral surgery | TL interbody cage | TL interbody core - Non-integrated | NuVasive Inc. | CoRoent XL+ Wide, 12x22x55mm 10DEG | 6312255006 | Standalone | DE0005750 | As per HSA registered indication(s)
Orthopaedics | Spine - Thoracolumbar (TL) and sacral surgery | TL interbody cage | TL interbody core - Non-integrated | NuVasive Inc. | CoRoent XL+ Wide, 12x22x60mm | 6512260006 | Standalone | DE0005750 | As per HSA registered indication(s)
Orthopaedics | Spine - Thoracolumbar (TL) and sacral surgery | TL interbody cage | TL interbody core - Non-integrated | NuVasive Inc. | CoRoent XL+ Wide, 12x22x60mm 10DEG | 6312260006 | Standalone | DE0005750 | As per HSA registered indication(s)
Orthopaedics | Spine - Thoracolumbar (TL) and sacral surgery | TL interbody cage | TL interbody core - Non-integrated | NuVasive Inc. | CoRoent XL+ Wide, 14x22x40mm | 6514240006 | Standalone | DE0005750 | As per HSA registered indication(s)
Orthopaedics | Spine - Thoracolumbar (TL) and sacral surgery | TL interbody cage | TL interbody core - Non-integrated | NuVasive Inc. | CoRoent XL+ Wide, 14x22x40mm 10DEG | 6314240006 | Standalone | DE0005750 | As per HSA registered indication(s)
Orthopaedics | Spine - Thoracolumbar (TL) and sacral surgery | TL interbody cage | TL interbody core - Non-integrated | NuVasive Inc. | CoRoent XL+ Wide, 14x22x45mm | 6514245006 | Standalone | DE0005750 | As per HSA registered indication(s)
Orthopaedics | Spine - Thoracolumbar (TL) and sacral surgery | TL interbody cage | TL interbody core - Non-integrated | NuVasive Inc. | CoRoent XL+ Wide, 14x22x45mm 10DEG | 6314245006 | Standalone | DE0005750 | As per HSA registered indication(s)
Orthopaedics | Spine - Thoracolumbar (TL) and sacral surgery | TL interbody cage | TL interbody core - Non-integrated | NuVasive Inc. | CoRoent XL+ Wide, 14x22x50mm | 6514250006 | Standalone | DE0005750 | As per HSA registered indication(s)
Orthopaedics | Spine - Thoracolumbar (TL) and sacral surgery | TL interbody cage | TL interbody core - Non-integrated | NuVasive Inc. | CoRoent XL+ Wide, 14x22x50mm 10DEG | 6314250006 | Standalone | DE0005750 | As per HSA registered indication(s)
Orthopaedics | Spine - Thoracolumbar (TL) and sacral surgery | TL interbody cage | TL interbody core - Non-integrated | NuVasive Inc. | CoRoent XL+ Wide, 14x22x55mm | 6514255006 | Standalone | DE0005750 | As per HSA registered indication(s)
Orthopaedics | Spine - Thoracolumbar (TL) and sacral surgery | TL interbody cage | TL interbody core - Non-integrated | NuVasive Inc. | CoRoent XL+ Wide, 14x22x55mm 10DEG | 6314255006 | Standalone | DE0005750 | As per HSA registered indication(s)
Orthopaedics | Spine - Thoracolumbar (TL) and sacral surgery | TL interbody cage | TL interbody core - Non-integrated | NuVasive Inc. | CoRoent XL+ Wide, 14x22x60mm | 6514260006 | Standalone | DE0005750 | As per HSA registered indication(s)
Orthopaedics | Spine - Thoracolumbar (TL) and sacral surgery | TL interbody cage | TL interbody core - Non-integrated | NuVasive Inc. | CoRoent XL+ Wide, 14x22x60mm 10DEG | 6314260006 | Standalone | DE0005750 | As per HSA registered indication(s)
Orthopaedics | Spine - Thoracolumbar (TL) and sacral surgery | TL interbody cage | TL interbody core - Non-integrated | NuVasive Inc. | CoRoent XL+ Wide, 8x22x40mm | 6508240006 | Standalone | DE0005750 | As per HSA registered indication(s)
Orthopaedics | Spine - Thoracolumbar (TL) and sacral surgery | TL interbody cage | TL interbody core - Non-integrated | NuVasive Inc. | CoRoent XL+ Wide, 8x22x40mm 10DEG | 6308240006 | Standalone | DE0005750 | As per HSA registered indication(s)
Orthopaedics | Spine - Thoracolumbar (TL) and sacral surgery | TL interbody cage | TL interbody core - Non-integrated | NuVasive Inc. | CoRoent XL+ Wide, 8x22x45mm | 6508245006 | Standalone | DE0005750 | As per HSA registered indication(s)
Orthopaedics | Spine - Thoracolumbar (TL) and sacral surgery | TL interbody cage | TL interbody core - Non-integrated | NuVasive Inc. | CoRoent XL+ Wide, 8x22x45mm 10DEG | 6308245006 | Standalone | DE0005750 | As per HSA registered indication(s)
Orthopaedics | Spine - Thoracolumbar (TL) and sacral surgery | TL interbody cage | TL interbody core - Non-integrated | NuVasive Inc. | CoRoent XL+ Wide, 8x22x50mm | 6508250006 | Standalone | DE0005750 | As per HSA registered indication(s)
Orthopaedics | Spine - Thoracolumbar (TL) and sacral surgery | TL interbody cage | TL interbody core - Non-integrated | NuVasive Inc. | CoRoent XL+ Wide, 8x22x50mm 10DEG | 6308250006 | Standalone | DE0005750 | As per HSA registered indication(s)
Orthopaedics | Spine - Thoracolumbar (TL) and sacral surgery | TL interbody cage | TL interbody core - Non-integrated | NuVasive Inc. | CoRoent XL+ Wide, 8x22x55mm | 6508255006 | Standalone | DE0005750 | As per HSA registered indication(s)
Orthopaedics | Spine - Thoracolumbar (TL) and sacral surgery | TL interbody cage | TL interbody core - Non-integrated | NuVasive Inc. | CoRoent XL+ Wide, 8x22x55mm 10DEG | 6308255006 | Standalone | DE0005750 | As per HSA registered indication(s)
Orthopaedics | Spine - Thoracolumbar (TL) and sacral surgery | TL interbody cage | TL interbody core - Non-integrated | NuVasive Inc. | CoRoent XL+ Wide, 8x22x60mm | 6508260006 | Standalone | DE0005750 | As per HSA registered indication(s)
Orthopaedics | Spine - Thoracolumbar (TL) and sacral surgery | TL interbody cage | TL interbody core - Non-integrated | NuVasive Inc. | CoRoent XL+ Wide, 8x22x60mm 10DEG | 6308260006 | Standalone | DE0005750 | As per HSA registered indication(s)
Orthopaedics | Spine - Thoracolumbar (TL) and sacral surgery | TL interbody cage | TL interbody core - Non-integrated | NuVasive Inc. | CoRoent XL+ Wide, 9x22x40mm | 6509240006 | Standalone | DE0005750 | As per HSA registered indication(s)
Orthopaedics | Spine - Thoracolumbar (TL) and sacral surgery | TL interbody cage | TL interbody core - Non-integrated | NuVasive Inc. | CoRoent XL+ Wide, 9x22x40mm 10DEG | 6309240006 | Standalone | DE0005750 | As per HSA registered indication(s)
Orthopaedics | Spine - Thoracolumbar (TL) and sacral surgery | TL interbody cage | TL interbody core - Non-integrated | NuVasive Inc. | CoRoent XL+ Wide, 9x22x45mm | 6509245006 | Standalone | DE0005750 | As per HSA registered indication(s)
Orthopaedics | Spine - Thoracolumbar (TL) and sacral surgery | TL interbody cage | TL interbody core - Non-integrated | NuVasive Inc. | CoRoent XL+ Wide, 9x22x45mm 10DEG | 6309245006 | Standalone | DE0005750 | As per HSA registered indication(s)
Orthopaedics | Spine - Thoracolumbar (TL) and sacral surgery | TL interbody cage | TL interbody core - Non-integrated | NuVasive Inc. | CoRoent XL+ Wide, 9x22x50mm | 6509250006 | Standalone | DE0005750 | As per HSA registered indication(s)
Orthopaedics | Spine - Thoracolumbar (TL) and sacral surgery | TL interbody cage | TL interbody core - Non-integrated | NuVasive Inc. | CoRoent XL+ Wide, 9x22x50mm 10DEG | 6309250006 | Standalone | DE0005750 | As per HSA registered indication(s)
Orthopaedics | Spine - Thoracolumbar (TL) and sacral surgery | TL interbody cage | TL interbody core - Non-integrated | NuVasive Inc. | CoRoent XL+ Wide, 9x22x55mm | 6509255006 | Standalone | DE0005750 | As per HSA registered indication(s)
Orthopaedics | Spine - Thoracolumbar (TL) and sacral surgery | TL interbody cage | TL interbody core - Non-integrated | NuVasive Inc. | CoRoent XL+ Wide, 9x22x55mm 10DEG | 6309255006 | Standalone | DE0005750 | As per HSA registered indication(s)
Orthopaedics | Spine - Thoracolumbar (TL) and sacral surgery | TL interbody cage | TL interbody core - Non-integrated | NuVasive Inc. | CoRoent XL+ Wide, 9x22x60mm | 6509260006 | Standalone | DE0005750 | As per HSA registered indication(s)
Orthopaedics | Spine - Thoracolumbar (TL) and sacral surgery | TL interbody cage | TL interbody core - Non-integrated | NuVasive Inc. | CoRoent XL+ Wide, 9x22x60mm 10DEG | 6309260006 | Standalone | DE0005750 | As per HSA registered indication(s)
Orthopaedics | Spine - Thoracolumbar (TL) and sacral surgery | TL interbody cage | TL interbody core - Non-integrated | NuVasive Inc. | CoRoent XL+, 10x18x40mm 10DEG | 6310840006 | Standalone | DE0005750 | As per HSA registered indication(s)
Orthopaedics | Spine - Thoracolumbar (TL) and sacral surgery | TL interbody cage | TL interbody core - Non-integrated | NuVasive Inc. | CoRoent XL+, 10x18x45mm 10DEG | 6310845006 | Standalone | DE0005750 | As per HSA registered indication(s)
Orthopaedics | Spine - Thoracolumbar (TL) and sacral surgery | TL interbody cage | TL interbody core - Non-integrated | NuVasive Inc. | CoRoent XL+, 10x18x50mm 10DEG | 6310850006 | Standalone | DE0005750 | As per HSA registered indication(s)
Orthopaedics | Spine - Thoracolumbar (TL) and sacral surgery | TL interbody cage | TL interbody core - Non-integrated | NuVasive Inc. | CoRoent XL+, 10x18x55mm 10DEG | 6310855006 | Standalone | DE0005750 | As per HSA registered indication(s)
Orthopaedics | Spine - Thoracolumbar (TL) and sacral surgery | TL interbody cage | TL interbody core - Non-integrated | NuVasive Inc. | CoRoent XL+, 10x18x60mm 10DEG | 6310860006 | Standalone | DE0005750 | As per HSA registered indication(s)
Orthopaedics | Spine - Thoracolumbar (TL) and sacral surgery | TL interbody cage | TL interbody core - Non-integrated | NuVasive Inc. | CoRoent XL+, 11x18x40mm | 6011840006 | Standalone | DE0005750 | As per HSA registered indication(s)
Orthopaedics | Spine - Thoracolumbar (TL) and sacral surgery | TL interbody cage | TL interbody core - Non-integrated | NuVasive Inc. | CoRoent XL+, 11x18x40mm 10DEG | 6311840006 | Standalone | DE0005750 | As per HSA registered indication(s)
Orthopaedics | Spine - Thoracolumbar (TL) and sacral surgery | TL interbody cage | TL interbody core - Non-integrated | NuVasive Inc. | CoRoent XL+, 11x18x45mm | 6011845006 | Standalone | DE0005750 | As per HSA registered indication(s)
Orthopaedics | Spine - Thoracolumbar (TL) and sacral surgery | TL interbody cage | TL interbody core - Non-integrated | NuVasive Inc. | CoRoent XL+, 11x18x45mm 10DEG | 6311845006 | Standalone | DE0005750 | As per HSA registered indication(s)
Orthopaedics | Spine - Thoracolumbar (TL) and sacral surgery | TL interbody cage | TL interbody core - Non-integrated | NuVasive Inc. | CoRoent XL+, 11x18x50mm | 6011850006 | Standalone | DE0005750 | As per HSA registered indication(s)
Orthopaedics | Spine - Thoracolumbar (TL) and sacral surgery | TL interbody cage | TL interbody core - Non-integrated | NuVasive Inc. | CoRoent XL+, 11x18x50mm 10DEG | 6311850006 | Standalone | DE0005750 | As per HSA registered indication(s)
Orthopaedics | Spine - Thoracolumbar (TL) and sacral surgery | TL interbody cage | TL interbody core - Non-integrated | NuVasive Inc. | CoRoent XL+, 11x18x50mm 10DEG | 6311850006P2 | Standalone | DE0005750 | As per HSA registered indication(s)
Orthopaedics | Spine - Thoracolumbar (TL) and sacral surgery | TL interbody cage | TL interbody core - Non-integrated | NuVasive Inc. | CoRoent XL+, 11x18x55mm | 6011855006 | Standalone | DE0005750 | As per HSA registered indication(s)
Orthopaedics | Spine - Thoracolumbar (TL) and sacral surgery | TL interbody cage | TL interbody core - Non-integrated | NuVasive Inc. | CoRoent XL+, 11x18x55mm 10DEG | 6311855006 | Standalone | DE0005750 | As per HSA registered indication(s)
Orthopaedics | Spine - Thoracolumbar (TL) and sacral surgery | TL interbody cage | TL interbody core - Non-integrated | NuVasive Inc. | CoRoent XL+, 11x18x55mm 10DEG | 6311855006P2 | Standalone | DE0005750 | As per HSA registered indication(s)
Orthopaedics | Spine - Thoracolumbar (TL) and sacral surgery | TL interbody cage | TL interbody core - Non-integrated | NuVasive Inc. | CoRoent XL+, 11x18x60mm | 6011860006 | Standalone | DE0005750 | As per HSA registered indication(s)
Orthopaedics | Spine - Thoracolumbar (TL) and sacral surgery | TL interbody cage | TL interbody core - Non-integrated | NuVasive Inc. | CoRoent XL+, 11x18x60mm 10DEG | 6311860006 | Standalone | DE0005750 | As per HSA registered indication(s)
Orthopaedics | Spine - Thoracolumbar (TL) and sacral surgery | TL interbody cage | TL interbody core - Non-integrated | NuVasive Inc. | CoRoent XL+, 12x18x40mm 10DEG | 6312840006 | Standalone | DE0005750 | As per HSA registered indication(s)
Orthopaedics | Spine - Thoracolumbar (TL) and sacral surgery | TL interbody cage | TL interbody core - Non-integrated | NuVasive Inc. | CoRoent XL+, 12x18x45mm 10DEG | 6312845006 | Standalone | DE0005750 | As per HSA registered indication(s)
Orthopaedics | Spine - Thoracolumbar (TL) and sacral surgery | TL interbody cage | TL interbody core - Non-integrated | NuVasive Inc. | CoRoent XL+, 12x18x50mm 10DEG | 6312850006 | Standalone | DE0005750 | As per HSA registered indication(s)
Orthopaedics | Spine - Thoracolumbar (TL) and sacral surgery | TL interbody cage | TL interbody core - Non-integrated | NuVasive Inc. | CoRoent XL+, 12x18x55mm 10DEG | 6312855006 | Standalone | DE0005750 | As per HSA registered indication(s)
Orthopaedics | Spine - Thoracolumbar (TL) and sacral surgery | TL interbody cage | TL interbody core - Non-integrated | NuVasive Inc. | CoRoent XL+, 12x18x60mm 10DEG | 6312860006 | Standalone | DE0005750 | As per HSA registered indication(s)
Orthopaedics | Spine - Thoracolumbar (TL) and sacral surgery | TL interbody cage | TL interbody core - Non-integrated | NuVasive Inc. | CoRoent XL+, 14x18x40mm 10DEG | 6314840006 | Standalone | DE0005750 | As per HSA registered indication(s)
Orthopaedics | Spine - Thoracolumbar (TL) and sacral surgery | TL interbody cage | TL interbody core - Non-integrated | NuVasive Inc. | CoRoent XL+, 14x18x45mm 10DEG | 6314845006 | Standalone | DE0005750 | As per HSA registered indication(s)
Orthopaedics | Spine - Thoracolumbar (TL) and sacral surgery | TL interbody cage | TL interbody core - Non-integrated | NuVasive Inc. | CoRoent XL+, 14x18x50mm 10DEG | 6314850006 | Standalone | DE0005750 | As per HSA registered indication(s)
Orthopaedics | Spine - Thoracolumbar (TL) and sacral surgery | TL interbody cage | TL interbody core - Non-integrated | NuVasive Inc. | CoRoent XL+, 14x18x55mm 10DEG | 6314855006 | Standalone | DE0005750 | As per HSA registered indication(s)
Orthopaedics | Spine - Thoracolumbar (TL) and sacral surgery | TL interbody cage | TL interbody core - Non-integrated | NuVasive Inc. | CoRoent XL+, 14x18x60mm 10DEG | 6314860006 | Standalone | DE0005750 | As per HSA registered indication(s)
Orthopaedics | Spine - Thoracolumbar (TL) and sacral surgery | TL interbody cage | TL interbody core - Non-integrated | NuVasive Inc. | CoRoent XL+, 8x18x40mm 10DEG | 6308840006 | Standalone | DE0005750 | As per HSA registered indication(s)
Orthopaedics | Spine - Thoracolumbar (TL) and sacral surgery | TL interbody cage | TL interbody core - Non-integrated | NuVasive Inc. | CoRoent XL+, 8x18x45mm 10DEG | 6308845006 | Standalone | DE0005750 | As per HSA registered indication(s)
Orthopaedics | Spine - Thoracolumbar (TL) and sacral surgery | TL interbody cage | TL interbody core - Non-integrated | NuVasive Inc. | CoRoent XL+, 8x18x50mm 10DEG | 6308850006 | Standalone | DE0005750 | As per HSA registered indication(s)
Orthopaedics | Spine - Thoracolumbar (TL) and sacral surgery | TL interbody cage | TL interbody core - Non-integrated | NuVasive Inc. | CoRoent XL+, 8x18x55mm 10DEG | 6308855006 | Standalone | DE0005750 | As per HSA registered indication(s)
Orthopaedics | Spine - Thoracolumbar (TL) and sacral surgery | TL interbody cage | TL interbody core - Non-integrated | NuVasive Inc. | CoRoent XL+, 8x18x60mm 10DEG | 6308860006 | Standalone | DE0005750 | As per HSA registered indication(s)
Orthopaedics | Spine - Thoracolumbar (TL) and sacral surgery | TL interbody cage | TL interbody core - Non-integrated | NuVasive Inc. | CoRoent XL+, 9x18x40mm | 6009840006 | Standalone | DE0005750 | As per HSA registered indication(s)
Orthopaedics | Spine - Thoracolumbar (TL) and sacral surgery | TL interbody cage | TL interbody core - Non-integrated | NuVasive Inc. | CoRoent XL+, 9x18x40mm 10DEG | 6309840006 | Standalone | DE0005750 | As per HSA registered indication(s)
Orthopaedics | Spine - Thoracolumbar (TL) and sacral surgery | TL interbody cage | TL interbody core - Non-integrated | NuVasive Inc. | CoRoent XL+, 9x18x45mm | 6009845006 | Standalone | DE0005750 | As per HSA registered indication(s)
Orthopaedics | Spine - Thoracolumbar (TL) and sacral surgery | TL interbody cage | TL interbody core - Non-integrated | NuVasive Inc. | CoRoent XL+, 9x18x45mm 10DEG | 6309845006 | Standalone | DE0005750 | As per HSA registered indication(s)
Orthopaedics | Spine - Thoracolumbar (TL) and sacral surgery | TL interbody cage | TL interbody core - Non-integrated | NuVasive Inc. | CoRoent XL+, 9x18x50mm | 6009850006 | Standalone | DE0005750 | As per HSA registered indication(s)
Orthopaedics | Spine - Thoracolumbar (TL) and sacral surgery | TL interbody cage | TL interbody core - Non-integrated | NuVasive Inc. | CoRoent XL+, 9x18x50mm 10DEG | 6309850006 | Standalone | DE0005750 | As per HSA registered indication(s)
Orthopaedics | Spine - Thoracolumbar (TL) and sacral surgery | TL interbody cage | TL interbody core - Non-integrated | NuVasive Inc. | CoRoent XL+, 9x18x50mm 10DEG | 6309850006P2 | Standalone | DE0005750 | As per HSA registered indication(s)
Orthopaedics | Spine - Thoracolumbar (TL) and sacral surgery | TL interbody cage | TL interbody core - Non-integrated | NuVasive Inc. | CoRoent XL+, 9x18x55mm | 6009855006 | Standalone | DE0005750 | As per HSA registered indication(s)
Orthopaedics | Spine - Thoracolumbar (TL) and sacral surgery | TL interbody cage | TL interbody core - Non-integrated | NuVasive Inc. | CoRoent XL+, 9x18x55mm 10DEG | 6309855006 | Standalone | DE0005750 | As per HSA registered indication(s)
Orthopaedics | Spine - Thoracolumbar (TL) and sacral surgery | TL interbody cage | TL interbody core - Non-integrated | NuVasive Inc. | CoRoent XL+, 9x18x55mm 10DEG | 6309855006P2 | Standalone | DE0005750 | As per HSA registered indication(s)
Orthopaedics | Spine - Thoracolumbar (TL) and sacral surgery | TL interbody cage | TL interbody core - Non-integrated | NuVasive Inc. | CoRoent XL+, 9x18x60mm | 6009860006 | Standalone | DE0005750 | As per HSA registered indication(s)
Orthopaedics | Spine - Thoracolumbar (TL) and sacral surgery | TL interbody cage | TL interbody core - Non-integrated | NuVasive Inc. | CoRoent XL+, 9x18x60mm 10DEG | 6309860006 | Standalone | DE0005750 | As per HSA registered indication(s)
Orthopaedics | Spine - Thoracolumbar (TL) and sacral surgery | TL interbody cage | TL interbody core - Non-integrated | NuVasive Inc. | CoRoent XL+, 9x18x60mm 10DEG | 6309860006P2 | Standalone | DE0005750 | As per HSA registered indication(s)
Orthopaedics | Spine - Thoracolumbar (TL) and sacral surgery | TL interbody cage | TL interbody core - Non-integrated | NuVasive Inc. | CoRoent XLCT, 10x18x45mm | 6101045 | Standalone | DE0005750 | As per HSA registered indication(s)
Orthopaedics | Spine - Thoracolumbar (TL) and sacral surgery | TL interbody cage | TL interbody core - Non-integrated | NuVasive Inc. | CoRoent XLCT, 10x18x45mm 10DEG | 6111045 | Standalone | DE0005750 | As per HSA registered indication(s)
Orthopaedics | Spine - Thoracolumbar (TL) and sacral surgery | TL interbody cage | TL interbody core - Non-integrated | NuVasive Inc. | CoRoent XLCT, 10x18x50mm | 6101050 | Standalone | DE0005750 | As per HSA registered indication(s)
Orthopaedics | Spine - Thoracolumbar (TL) and sacral surgery | TL interbody cage | TL interbody core - Non-integrated | NuVasive Inc. | CoRoent XLCT, 10x18x50mm 10DEG | 6111050 | Standalone | DE0005750 | As per HSA registered indication(s)
Orthopaedics | Spine - Thoracolumbar (TL) and sacral surgery | TL interbody cage | TL interbody core - Non-integrated | NuVasive Inc. | CoRoent XLCT, 10x18x55mm | 6101055 | Standalone | DE0005750 | As per HSA registered indication(s)
Orthopaedics | Spine - Thoracolumbar (TL) and sacral surgery | TL interbody cage | TL interbody core - Non-integrated | NuVasive Inc. | CoRoent XLCT, 10x18x55mm 10DEG | 6111055 | Standalone | DE0005750 | As per HSA registered indication(s)
Orthopaedics | Spine - Thoracolumbar (TL) and sacral surgery | TL interbody cage | TL interbody core - Non-integrated | NuVasive Inc. | CoRoent XLCT, 10x18x60mm | 6101060 | Standalone | DE0005750 | As per HSA registered indication(s)
Orthopaedics | Spine - Thoracolumbar (TL) and sacral surgery | TL interbody cage | TL interbody core - Non-integrated | NuVasive Inc. | CoRoent XLCT, 10x18x60mm 10DEG | 6111060 | Standalone | DE0005750 | As per HSA registered indication(s)
Orthopaedics | Spine - Thoracolumbar (TL) and sacral surgery | TL interbody cage | TL interbody core - Non-integrated | NuVasive Inc. | CoRoent XLCT, 12x18x45mm | 6101245 | Standalone | DE0005750 | As per HSA registered indication(s)
Orthopaedics | Spine - Thoracolumbar (TL) and sacral surgery | TL interbody cage | TL interbody core - Non-integrated | NuVasive Inc. | CoRoent XLCT, 12x18x45mm 10DEG | 6111245 | Standalone | DE0005750 | As per HSA registered indication(s)
Orthopaedics | Spine - Thoracolumbar (TL) and sacral surgery | TL interbody cage | TL interbody core - Non-integrated | NuVasive Inc. | CoRoent XLCT, 12x18x50mm | 6101250 | Standalone | DE0005750 | As per HSA registered indication(s)
Orthopaedics | Spine - Thoracolumbar (TL) and sacral surgery | TL interbody cage | TL interbody core - Non-integrated | NuVasive Inc. | CoRoent XLCT, 12x18x55mm | 6101255 | Standalone | DE0005750 | As per HSA registered indication(s)
Orthopaedics | Spine - Thoracolumbar (TL) and sacral surgery | TL interbody cage | TL interbody core - Non-integrated | NuVasive Inc. | CoRoent XLCT, 12x18x55mm 10DEG | 6111255 | Standalone | DE0005750 | As per HSA registered indication(s)
Orthopaedics | Spine - Thoracolumbar (TL) and sacral surgery | TL interbody cage | TL interbody core - Non-integrated | NuVasive Inc. | CoRoent XLCT, 12x18x60mm | 6101260 | Standalone | DE0005750 | As per HSA registered indication(s)
Orthopaedics | Spine - Thoracolumbar (TL) and sacral surgery | TL interbody cage | TL interbody core - Non-integrated | NuVasive Inc. | CoRoent XLCT, 12x18x60mm 10DEG | 6111260 | Standalone | DE0005750 | As per HSA registered indication(s)
Orthopaedics | Spine - Thoracolumbar (TL) and sacral surgery | TL interbody cage | TL interbody core - Non-integrated | NuVasive Inc. | CoRoent XLCT, 14x18x45mm | 6101445 | Standalone | DE0005750 | As per HSA registered indication(s)
Orthopaedics | Spine - Thoracolumbar (TL) and sacral surgery | TL interbody cage | TL interbody core - Non-integrated | NuVasive Inc. | CoRoent XLCT, 14x18x45mm 10DEG | 6111445 | Standalone | DE0005750 | As per HSA registered indication(s)
Orthopaedics | Spine - Thoracolumbar (TL) and sacral surgery | TL interbody cage | TL interbody core - Non-integrated | NuVasive Inc. | CoRoent XLCT, 14x18x50mm | 6101450 | Standalone | DE0005750 | As per HSA registered indication(s)
Orthopaedics | Spine - Thoracolumbar (TL) and sacral surgery | TL interbody cage | TL interbody core - Non-integrated | NuVasive Inc. | CoRoent XLCT, 14x18x50mm 10DEG | 6111450 | Standalone | DE0005750 | As per HSA registered indication(s)
Orthopaedics | Spine - Thoracolumbar (TL) and sacral surgery | TL interbody cage | TL interbody core - Non-integrated | NuVasive Inc. | CoRoent XLCT, 14x18x55mm | 6101455 | Standalone | DE0005750 | As per HSA registered indication(s)
Orthopaedics | Spine - Thoracolumbar (TL) and sacral surgery | TL interbody cage | TL interbody core - Non-integrated | NuVasive Inc. | CoRoent XLCT, 14x18x55mm 10DEG | 6111455 | Standalone | DE0005750 | As per HSA registered indication(s)
Orthopaedics | Spine - Thoracolumbar (TL) and sacral surgery | TL interbody cage | TL interbody core - Non-integrated | NuVasive Inc. | CoRoent XLCT, 14x18x60mm | 6101460 | Standalone | DE0005750 | As per HSA registered indication(s)
Orthopaedics | Spine - Thoracolumbar (TL) and sacral surgery | TL interbody cage | TL interbody core - Non-integrated | NuVasive Inc. | CoRoent XLCT, 14x18x60mm 10DEG | 6111460 | Standalone | DE0005750 | As per HSA registered indication(s)
Orthopaedics | Spine - Thoracolumbar (TL) and sacral surgery | TL interbody cage | TL interbody core - Non-integrated | NuVasive Inc. | CoRoent XLCT, 16x18x45mm | 6101645 | Standalone | DE0005750 | As per HSA registered indication(s)
Orthopaedics | Spine - Thoracolumbar (TL) and sacral surgery | TL interbody cage | TL interbody core - Non-integrated | NuVasive Inc. | CoRoent XLCT, 16x18x45mm 10DEG | 6111645 | Standalone | DE0005750 | As per HSA registered indication(s)
Orthopaedics | Spine - Thoracolumbar (TL) and sacral surgery | TL interbody cage | TL interbody core - Non-integrated | NuVasive Inc. | CoRoent XLCT, 16x18x50mm | 6101650 | Standalone | DE0005750 | As per HSA registered indication(s)
Orthopaedics | Spine - Thoracolumbar (TL) and sacral surgery | TL interbody cage | TL interbody core - Non-integrated | NuVasive Inc. | CoRoent XLCT, 16x18x50mm 10DEG | 6111650 | Standalone | DE0005750 | As per HSA registered indication(s)
Orthopaedics | Spine - Thoracolumbar (TL) and sacral surgery | TL interbody cage | TL interbody core - Non-integrated | NuVasive Inc. | CoRoent XLCT, 16x18x55mm | 6101655 | Standalone | DE0005750 | As per HSA registered indication(s)
Orthopaedics | Spine - Thoracolumbar (TL) and sacral surgery | TL interbody cage | TL interbody core - Non-integrated | NuVasive Inc. | CoRoent XLCT, 16x18x55mm 10DEG | 6111655 | Standalone | DE0005750 | As per HSA registered indication(s)
Orthopaedics | Spine - Thoracolumbar (TL) and sacral surgery | TL interbody cage | TL interbody core - Non-integrated | NuVasive Inc. | CoRoent XLCT, 16x18x60mm | 6101660 | Standalone | DE0005750 | As per HSA registered indication(s)
Orthopaedics | Spine - Thoracolumbar (TL) and sacral surgery | TL interbody cage | TL interbody core - Non-integrated | NuVasive Inc. | CoRoent XLCT, 16x18x60mm 10DEG | 6111660 | Standalone | DE0005750 | As per HSA registered indication(s)
Orthopaedics | Spine - Thoracolumbar (TL) and sacral surgery | TL interbody cage | TL interbody fixation accessories | NuVasive Inc. | CoRoent XLR-F Screw, 4.5x20mm | 8594520 | Standalone | DE0018315 | As per HSA registered indication(s)
Orthopaedics | Spine - Thoracolumbar (TL) and sacral surgery | TL interbody cage | TL interbody fixation accessories | NuVasive Inc. | CoRoent XLR-F Screw, 4.5x22.5mm | 8594522 | Standalone | DE0018315 | As per HSA registered indication(s)
Orthopaedics | Spine - Thoracolumbar (TL) and sacral surgery | TL interbody cage | TL interbody fixation accessories | NuVasive Inc. | CoRoent XLR-F Screw, 4.5x25mm | 8594525 | Standalone | DE0018315 | As per HSA registered indication(s)
Orthopaedics | Spine - Thoracolumbar (TL) and sacral surgery | TL interbody cage | TL interbody fixation accessories | NuVasive Inc. | CoRoent XLR-F Screw, 4.5x27.5mm | 8594527 | Standalone | DE0018315 | As per HSA registered indication(s)
Orthopaedics | Spine - Thoracolumbar (TL) and sacral surgery | TL interbody cage | TL interbody fixation accessories | NuVasive Inc. | CoRoent XLR-F Screw, 4.5x30mm | 8594530 | Standalone | DE0018315 | As per HSA registered indication(s)
Orthopaedics | Spine - Thoracolumbar (TL) and sacral surgery | TL interbody cage | TL interbody fixation accessories | NuVasive Inc. | CoRoent XLR-F Screw, 4.5x35mm | 8594535 | Standalone | DE0018315 | As per HSA registered indication(s)
Orthopaedics | Spine - Thoracolumbar (TL) and sacral surgery | TL interbody cage | TL interbody fixation accessories | NuVasive Inc. | CoRoent XLR-F Screw, 5.5x20mm | 8595520 | Standalone | DE0018315 | As per HSA registered indication(s)
Orthopaedics | Spine - Thoracolumbar (TL) and sacral surgery | TL interbody cage | TL interbody fixation accessories | NuVasive Inc. | CoRoent XLR-F Screw, 5.5x22.5mm | 8595522 | Standalone | DE0018315 | As per HSA registered indication(s)
Orthopaedics | Spine - Thoracolumbar (TL) and sacral surgery | TL interbody cage | TL interbody fixation accessories | NuVasive Inc. | CoRoent XLR-F Screw, 5.5x25mm | 8595525 | Standalone | DE0018315 | As per HSA registered indication(s)
Orthopaedics | Spine - Thoracolumbar (TL) and sacral surgery | TL interbody cage | TL interbody fixation accessories | NuVasive Inc. | CoRoent XLR-F Screw, 5.5x27.5mm | 8595527 | Standalone | DE0018315 | As per HSA registered indication(s)
Orthopaedics | Spine - Thoracolumbar (TL) and sacral surgery | TL interbody cage | TL interbody fixation accessories | NuVasive Inc. | CoRoent XLR-F Screw, 5.5x30mm | 8595530 | Standalone | DE0018315 | As per HSA registered indication(s)
Orthopaedics | Spine - Thoracolumbar (TL) and sacral surgery | TL interbody cage | TL interbody fixation accessories | NuVasive Inc. | CoRoent XLR-F Screw, 5.5x35mm | 8595535 | Standalone | DE0018315 | As per HSA registered indication(s)
Orthopaedics | Spine - Thoracolumbar (TL) and sacral surgery | TL interbody cage | TL interbody core - Non-integrated | NuVasive Inc. | CoRoent XLT, 10x16x25mm | 6991025 | Standalone | DE0005750 | As per HSA registered indication(s)
Orthopaedics | Spine - Thoracolumbar (TL) and sacral surgery | TL interbody cage | TL interbody core - Non-integrated | NuVasive Inc. | CoRoent XLT, 10x16x30mm | 6991030 | Standalone | DE0005750 | As per HSA registered indication(s)
Orthopaedics | Spine - Thoracolumbar (TL) and sacral surgery | TL interbody cage | TL interbody core - Non-integrated | NuVasive Inc. | CoRoent XLT, 10x16x35mm | 6991035 | Standalone | DE0005750 | As per HSA registered indication(s)
Orthopaedics | Spine - Thoracolumbar (TL) and sacral surgery | TL interbody cage | TL interbody core - Non-integrated | NuVasive Inc. | CoRoent XLT, 10x16x40mm | 6991040 | Standalone | DE0005750 | As per HSA registered indication(s)
Orthopaedics | Spine - Thoracolumbar (TL) and sacral surgery | TL interbody cage | TL interbody core - Non-integrated | NuVasive Inc. | CoRoent XLT, 12x16x25mm | 6991225 | Standalone | DE0005750 | As per HSA registered indication(s)
Orthopaedics | Spine - Thoracolumbar (TL) and sacral surgery | TL interbody cage | TL interbody core - Non-integrated | NuVasive Inc. | CoRoent XLT, 12x16x30mm | 6991230 | Standalone | DE0005750 | As per HSA registered indication(s)
Orthopaedics | Spine - Thoracolumbar (TL) and sacral surgery | TL interbody cage | TL interbody core - Non-integrated | NuVasive Inc. | CoRoent XLT, 12x16x35mm | 6991235 | Standalone | DE0005750 | As per HSA registered indication(s)
Orthopaedics | Spine - Thoracolumbar (TL) and sacral surgery | TL interbody cage | TL interbody core - Non-integrated | NuVasive Inc. | CoRoent XLT, 12x16x40mm | 6991240 | Standalone | DE0005750 | As per HSA registered indication(s)
Orthopaedics | Spine - Thoracolumbar (TL) and sacral surgery | TL interbody cage | TL interbody core - Non-integrated | NuVasive Inc. | CoRoent XLT, 6x16x25mm | 6990625 | Standalone | DE0005750 | As per HSA registered indication(s)
Orthopaedics | Spine - Thoracolumbar (TL) and sacral surgery | TL interbody cage | TL interbody core - Non-integrated | NuVasive Inc. | CoRoent XLT, 6x16x30mm | 6990630 | Standalone | DE0005750 | As per HSA registered indication(s)
Orthopaedics | Spine - Thoracolumbar (TL) and sacral surgery | TL interbody cage | TL interbody core - Non-integrated | NuVasive Inc. | CoRoent XLT, 6x16x35mm | 6990635 | Standalone | DE0005750 | As per HSA registered indication(s)
Orthopaedics | Spine - Thoracolumbar (TL) and sacral surgery | TL interbody cage | TL interbody core - Non-integrated | NuVasive Inc. | CoRoent XLT, 6x16x40mm | 6990640 | Standalone | DE0005750 | As per HSA registered indication(s)
Orthopaedics | Spine - Thoracolumbar (TL) and sacral surgery | TL interbody cage | TL interbody core - Non-integrated | NuVasive Inc. | CoRoent XLT, 8x16x25mm | 6990825 | Standalone | DE0005750 | As per HSA registered indication(s)
Orthopaedics | Spine - Thoracolumbar (TL) and sacral surgery | TL interbody cage | TL interbody core - Non-integrated | NuVasive Inc. | CoRoent XLT, 8x16x30mm | 6990830 | Standalone | DE0005750 | As per HSA registered indication(s)
Orthopaedics | Spine - Thoracolumbar (TL) and sacral surgery | TL interbody cage | TL interbody core - Non-integrated | NuVasive Inc. | CoRoent XLT, 8x16x35mm | 6990835 | Standalone | DE0005750 | As per HSA registered indication(s)
Orthopaedics | Spine - Thoracolumbar (TL) and sacral surgery | TL interbody cage | TL interbody core - Non-integrated | NuVasive Inc. | CoRoent XLT, 8x16x40mm | 6990840 | Standalone | DE0005750 | As per HSA registered indication(s)
Orthopaedics | Spine - Thoracolumbar (TL) and sacral surgery | TL interbody cage | TL interbody core - Non-integrated | NuVasive Inc. | CoRoent XL+ Wide, 6x22x40mm 10DEG | 6306240 | Standalone | DE0005750 | As per HSA registered indication(s)
Orthopaedics | Spine - Thoracolumbar (TL) and sacral surgery | TL interbody cage | TL interbody core - Non-integrated | NuVasive Inc. | CoRoent XL+ Wide, 6x22x45mm 10DEG | 6306245 | Standalone | DE0005750 | As per HSA registered indication(s)
Orthopaedics | Spine - Thoracolumbar (TL) and sacral surgery | TL interbody cage | TL interbody core - Non-integrated | NuVasive Inc. | CoRoent XL+ Wide, 6x22x50mm 10DEG | 6306250 | Standalone | DE0005750 | As per HSA registered indication(s)
Orthopaedics | Spine - Thoracolumbar (TL) and sacral surgery | TL interbody cage | TL interbody core - Non-integrated | NuVasive Inc. | CoRoent XL+ Wide, 6x22x55mm 10DEG | 6306255 | Standalone | DE0005750 | As per HSA registered indication(s)
Orthopaedics | Spine - Thoracolumbar (TL) and sacral surgery | TL interbody cage | TL interbody core - Non-integrated | NuVasive Inc. | CoRoent XL+ Wide, 6x22x60mm 10DEG | 6306260 | Standalone | DE0005750 | As per HSA registered indication(s)
Orthopaedics | Spine - Thoracolumbar (TL) and sacral surgery | TL interbody cage | TL interbody core - Non-integrated | NuVasive Inc. | CoRoent XL+ Wide, 6x22x65mm 10DEG | 6306265 | Standalone | DE0005750 | As per HSA registered indication(s)
Orthopaedics | Spine - Thoracolumbar (TL) and sacral surgery | TL interbody cage | TL interbody core - Non-integrated | NuVasive Inc. | CoRoent XL+ Wide, 7x22x40mm 10DEG | 6307240 | Standalone | DE0005750 | As per HSA registered indication(s)
Orthopaedics | Spine - Thoracolumbar (TL) and sacral surgery | TL interbody cage | TL interbody core - Non-integrated | NuVasive Inc. | CoRoent XL+ Wide, 7x22x45mm 10DEG | 6307245 | Standalone | DE0005750 | As per HSA registered indication(s)
Orthopaedics | Spine - Thoracolumbar (TL) and sacral surgery | TL interbody cage | TL interbody core - Non-integrated | NuVasive Inc. | CoRoent XL+ Wide, 7x22x50mm 10DEG | 6307250 | Standalone | DE0005750 | As per HSA registered indication(s)
Orthopaedics | Spine - Thoracolumbar (TL) and sacral surgery | TL interbody cage | TL interbody core - Non-integrated | NuVasive Inc. | CoRoent XL+ Wide, 7x22x55mm 10DEG | 6307255 | Standalone | DE0005750 | As per HSA registered indication(s)
Orthopaedics | Spine - Thoracolumbar (TL) and sacral surgery | TL interbody cage | TL interbody core - Non-integrated | NuVasive Inc. | CoRoent XL+ Wide, 7x22x60mm 10DEG | 6307260 | Standalone | DE0005750 | As per HSA registered indication(s)
Orthopaedics | Spine - Thoracolumbar (TL) and sacral surgery | TL interbody cage | TL interbody core - Non-integrated | NuVasive Inc. | CoRoent XL+ Wide, 7x22x65mm 10DEG | 6307265 | Standalone | DE0005750 | As per HSA registered indication(s)
Orthopaedics | Spine - Thoracolumbar (TL) and sacral surgery | TL interbody cage | TL interbody core - Non-integrated | NuVasive Inc. | CoRoent XL+, 10x18x45mm | 6010845P | Standalone | DE0016778 | As per HSA registered indication(s)
Orthopaedics | Spine - Thoracolumbar (TL) and sacral surgery | TL interbody cage | TL interbody core - Non-integrated | NuVasive Inc. | CoRoent XL+, 10x18x45mm 10DEG | 6310845P | Standalone | DE0016778 | As per HSA registered indication(s)
Orthopaedics | Spine - Thoracolumbar (TL) and sacral surgery | TL interbody cage | TL interbody core - Non-integrated | NuVasive Inc. | CoRoent XL+, 10x18x45mm, 10DEG Bulleted | 1625459 | Standalone | DE0005750 | As per HSA registered indication(s)
Orthopaedics | Spine - Thoracolumbar (TL) and sacral surgery | TL interbody cage | TL interbody core - Non-integrated | NuVasive Inc. | CoRoent XL+, 10x18x50mm | 6010850P | Standalone | DE0016778 | As per HSA registered indication(s)
Orthopaedics | Spine - Thoracolumbar (TL) and sacral surgery | TL interbody cage | TL interbody core - Non-integrated | NuVasive Inc. | CoRoent XL+, 10x18x50mm 10DEG | 6310850P | Standalone | DE0016778 | As per HSA registered indication(s)
Orthopaedics | Spine - Thoracolumbar (TL) and sacral surgery | TL interbody cage | TL interbody core - Non-integrated | NuVasive Inc. | CoRoent XL+, 10x18x50mm, 10DEG Bulleted | 1625460 | Standalone | DE0005750 | As per HSA registered indication(s)
Orthopaedics | Spine - Thoracolumbar (TL) and sacral surgery | TL interbody cage | TL interbody core - Non-integrated | NuVasive Inc. | CoRoent XL+, 10x18x55mm | 6010855P | Standalone | DE0016778 | As per HSA registered indication(s)
Orthopaedics | Spine - Thoracolumbar (TL) and sacral surgery | TL interbody cage | TL interbody core - Non-integrated | NuVasive Inc. | CoRoent XL+, 10x18x55mm 10DEG | 6310855P | Standalone | DE0016778 | As per HSA registered indication(s)
Orthopaedics | Spine - Thoracolumbar (TL) and sacral surgery | TL interbody cage | TL interbody core - Non-integrated | NuVasive Inc. | CoRoent XL+, 10x18x55mm, 10DEG Bulleted | 1625461 | Standalone | DE0005750 | As per HSA registered indication(s)
Orthopaedics | Spine - Thoracolumbar (TL) and sacral surgery | TL interbody cage | TL interbody core - Non-integrated | NuVasive Inc. | CoRoent XL+, 10x18x60mm | 6010860P | Standalone | DE0016778 | As per HSA registered indication(s)
Orthopaedics | Spine - Thoracolumbar (TL) and sacral surgery | TL interbody cage | TL interbody core - Non-integrated | NuVasive Inc. | CoRoent XL+, 10x18x60mm 10DEG | 6310860P | Standalone | DE0016778 | As per HSA registered indication(s)
Orthopaedics | Spine - Thoracolumbar (TL) and sacral surgery | TL interbody cage | TL interbody core - Non-integrated | NuVasive Inc. | CoRoent XL+, 10x18x60mm, 10DEG Bulleted | 1625462 | Standalone | DE0005750 | As per HSA registered indication(s)
Orthopaedics | Spine - Thoracolumbar (TL) and sacral surgery | TL interbody cage | TL interbody core - Non-integrated | NuVasive Inc. | CoRoent XL+, 11x18x45mm | 6011845P | Standalone | DE0016778 | As per HSA registered indication(s)
Orthopaedics | Spine - Thoracolumbar (TL) and sacral surgery | TL interbody cage | TL interbody core - Non-integrated | NuVasive Inc. | CoRoent XL+, 11x18x45mm 10DEG | 6311845P | Standalone | DE0016778 | As per HSA registered indication(s)
Orthopaedics | Spine - Thoracolumbar (TL) and sacral surgery | TL interbody cage | TL interbody core - Non-integrated | NuVasive Inc. | CoRoent XL+, 11x18x45mm 10DEG Bulleted | 1625463 | Standalone | DE0005750 | As per HSA registered indication(s)
Orthopaedics | Spine - Thoracolumbar (TL) and sacral surgery | TL interbody cage | TL interbody core - Non-integrated | NuVasive Inc. | CoRoent XL+, 11x18x50mm | 6011850P | Standalone | DE0016778 | As per HSA registered indication(s)
Orthopaedics | Spine - Thoracolumbar (TL) and sacral surgery | TL interbody cage | TL interbody core - Non-integrated | NuVasive Inc. | CoRoent XL+, 11x18x50mm 10DEG | 6311850P | Standalone | DE0016778 | As per HSA registered indication(s)
Orthopaedics | Spine - Thoracolumbar (TL) and sacral surgery | TL interbody cage | TL interbody core - Non-integrated | NuVasive Inc. | CoRoent XL+, 11x18x50mm 10DEG Bulleted | 1625464 | Standalone | DE0005750 | As per HSA registered indication(s)
Orthopaedics | Spine - Thoracolumbar (TL) and sacral surgery | TL interbody cage | TL interbody core - Non-integrated | NuVasive Inc. | CoRoent XL+, 11x18x55mm | 6011855P | Standalone | DE0016778 | As per HSA registered indication(s)
Orthopaedics | Spine - Thoracolumbar (TL) and sacral surgery | TL interbody cage | TL interbody core - Non-integrated | NuVasive Inc. | CoRoent XL+, 11x18x55mm 10DEG | 6311855P | Standalone | DE0016778 | As per HSA registered indication(s)
Orthopaedics | Spine - Thoracolumbar (TL) and sacral surgery | TL interbody cage | TL interbody core - Non-integrated | NuVasive Inc. | CoRoent XL+, 11x18x55mm 10DEG Bulleted | 1625465 | Standalone | DE0005750 | As per HSA registered indication(s)
Orthopaedics | Spine - Thoracolumbar (TL) and sacral surgery | TL interbody cage | TL interbody core - Non-integrated | NuVasive Inc. | CoRoent XL+, 11x18x60mm | 6011860P | Standalone | DE0016778 | As per HSA registered indication(s)
Orthopaedics | Spine - Thoracolumbar (TL) and sacral surgery | TL interbody cage | TL interbody core - Non-integrated | NuVasive Inc. | CoRoent XL+, 11x18x60mm 10DEG | 6311860P | Standalone | DE0016778 | As per HSA registered indication(s)
Orthopaedics | Spine - Thoracolumbar (TL) and sacral surgery | TL interbody cage | TL interbody core - Non-integrated | NuVasive Inc. | CoRoent XL+, 11x18x60mm 10DEG Bulleted | 1625466 | Standalone | DE0005750 | As per HSA registered indication(s)
Orthopaedics | Spine - Thoracolumbar (TL) and sacral surgery | TL interbody cage | TL interbody core - Non-integrated | NuVasive Inc. | CoRoent XL+, 12x18x40mm | 6012840 | Standalone | DE0005750 | As per HSA registered indication(s)
Orthopaedics | Spine - Thoracolumbar (TL) and sacral surgery | TL interbody cage | TL interbody core - Non-integrated | NuVasive Inc. | CoRoent XL+, 12x18x45mm | 6012845 | Standalone | DE0005750 | As per HSA registered indication(s)
Orthopaedics | Spine - Thoracolumbar (TL) and sacral surgery | TL interbody cage | TL interbody core - Non-integrated | NuVasive Inc. | CoRoent XL+, 12x18x45mm | 6012845P | Standalone | DE0016778 | As per HSA registered indication(s)
Orthopaedics | Spine - Thoracolumbar (TL) and sacral surgery | TL interbody cage | TL interbody core - Non-integrated | NuVasive Inc. | CoRoent XL+, 12x18x45mm 10DEG | 6312845P | Standalone | DE0016778 | As per HSA registered indication(s)
Orthopaedics | Spine - Thoracolumbar (TL) and sacral surgery | TL interbody cage | TL interbody core - Non-integrated | NuVasive Inc. | CoRoent XL+, 12x18x45mm 10DEG Bulleted | 1625467 | Standalone | DE0005750 | As per HSA registered indication(s)
Orthopaedics | Spine - Thoracolumbar (TL) and sacral surgery | TL interbody cage | TL interbody core - Non-integrated | NuVasive Inc. | CoRoent XL+, 12x18x50mm | 6012850 | Standalone | DE0005750 | As per HSA registered indication(s)
Orthopaedics | Spine - Thoracolumbar (TL) and sacral surgery | TL interbody cage | TL interbody core - Non-integrated | NuVasive Inc. | CoRoent XL+, 12x18x50mm | 6012850P | Standalone | DE0016778 | As per HSA registered indication(s)
Orthopaedics | Spine - Thoracolumbar (TL) and sacral surgery | TL interbody cage | TL interbody core - Non-integrated | NuVasive Inc. | CoRoent XL+, 12x18x50mm 10DEG | 6312850P | Standalone | DE0016778 | As per HSA registered indication(s)
Orthopaedics | Spine - Thoracolumbar (TL) and sacral surgery | TL interbody cage | TL interbody core - Non-integrated | NuVasive Inc. | CoRoent XL+, 12x18x50mm 10DEG Bulleted | 1625468 | Standalone | DE0005750 | As per HSA registered indication(s)
Orthopaedics | Spine - Thoracolumbar (TL) and sacral surgery | TL interbody cage | TL interbody core - Non-integrated | NuVasive Inc. | CoRoent XL+, 12x18x55mm | 6012855 | Standalone | DE0005750 | As per HSA registered indication(s)
Orthopaedics | Spine - Thoracolumbar (TL) and sacral surgery | TL interbody cage | TL interbody core - Non-integrated | NuVasive Inc. | CoRoent XL+, 12x18x55mm | 6012855P | Standalone | DE0016778 | As per HSA registered indication(s)
Orthopaedics | Spine - Thoracolumbar (TL) and sacral surgery | TL interbody cage | TL interbody core - Non-integrated | NuVasive Inc. | CoRoent XL+, 12x18x55mm 10DEG | 6312855P | Standalone | DE0016778 | As per HSA registered indication(s)
Orthopaedics | Spine - Thoracolumbar (TL) and sacral surgery | TL interbody cage | TL interbody core - Non-integrated | NuVasive Inc. | CoRoent XL+, 12x18x55mm 10DEG Bulleted | 1625469 | Standalone | DE0005750 | As per HSA registered indication(s)
Orthopaedics | Spine - Thoracolumbar (TL) and sacral surgery | TL interbody cage | TL interbody core - Non-integrated | NuVasive Inc. | CoRoent XL+, 12x18x60mm | 6012860 | Standalone | DE0005750 | As per HSA registered indication(s)
Orthopaedics | Spine - Thoracolumbar (TL) and sacral surgery | TL interbody cage | TL interbody core - Non-integrated | NuVasive Inc. | CoRoent XL+, 12x18x60mm | 6012860P | Standalone | DE0016778 | As per HSA registered indication(s)
Orthopaedics | Spine - Thoracolumbar (TL) and sacral surgery | TL interbody cage | TL interbody core - Non-integrated | NuVasive Inc. | CoRoent XL+, 12x18x60mm 10DEG | 6312860P | Standalone | DE0016778 | As per HSA registered indication(s)
Orthopaedics | Spine - Thoracolumbar (TL) and sacral surgery | TL interbody cage | TL interbody core - Non-integrated | NuVasive Inc. | CoRoent XL+, 12x18x60mm 10DEG Bulleted | 1625470 | Standalone | DE0005750 | As per HSA registered indication(s)
Orthopaedics | Spine - Thoracolumbar (TL) and sacral surgery | TL interbody cage | TL interbody core - Non-integrated | NuVasive Inc. | CoRoent XL+, 12x18x65mm | 6012865 | Standalone | DE0005750 | As per HSA registered indication(s)
Orthopaedics | Spine - Thoracolumbar (TL) and sacral surgery | TL interbody cage | TL interbody core - Non-integrated | NuVasive Inc. | CoRoent XL+, 13x18x40mm | 6013840 | Standalone | DE0005750 | As per HSA registered indication(s)
Orthopaedics | Spine - Thoracolumbar (TL) and sacral surgery | TL interbody cage | TL interbody core - Non-integrated | NuVasive Inc. | CoRoent XL+, 13x18x45mm | 6013845 | Standalone | DE0005750 | As per HSA registered indication(s)
Orthopaedics | Spine - Thoracolumbar (TL) and sacral surgery | TL interbody cage | TL interbody core - Non-integrated | NuVasive Inc. | CoRoent XL+, 13x18x45mm 10DEG Bulleted | 1625471 | Standalone | DE0005750 | As per HSA registered indication(s)
Orthopaedics | Spine - Thoracolumbar (TL) and sacral surgery | TL interbody cage | TL interbody core - Non-integrated | NuVasive Inc. | CoRoent XL+, 13x18x50mm | 6013850 | Standalone | DE0005750 | As per HSA registered indication(s)
Orthopaedics | Spine - Thoracolumbar (TL) and sacral surgery | TL interbody cage | TL interbody core - Non-integrated | NuVasive Inc. | CoRoent XL+, 13x18x50mm 10DEG Bulleted | 1625472 | Standalone | DE0005750 | As per HSA registered indication(s)
Orthopaedics | Spine - Thoracolumbar (TL) and sacral surgery | TL interbody cage | TL interbody core - Non-integrated | NuVasive Inc. | CoRoent XL+, 13x18x55mm | 6013855 | Standalone | DE0005750 | As per HSA registered indication(s)
Orthopaedics | Spine - Thoracolumbar (TL) and sacral surgery | TL interbody cage | TL interbody core - Non-integrated | NuVasive Inc. | CoRoent XL+, 13x18x55mm 10DEG Bulleted | 1625473 | Standalone | DE0005750 | As per HSA registered indication(s)
Orthopaedics | Spine - Thoracolumbar (TL) and sacral surgery | TL interbody cage | TL interbody core - Non-integrated | NuVasive Inc. | CoRoent XL+, 13x18x60mm | 6013860 | Standalone | DE0005750 | As per HSA registered indication(s)
Orthopaedics | Spine - Thoracolumbar (TL) and sacral surgery | TL interbody cage | TL interbody core - Non-integrated | NuVasive Inc. | CoRoent XL+, 13x18x60mm 10DEG Bulleted | 1625474 | Standalone | DE0005750 | As per HSA registered indication(s)
Orthopaedics | Spine - Thoracolumbar (TL) and sacral surgery | TL interbody cage | TL interbody core - Non-integrated | NuVasive Inc. | CoRoent XL+, 13x18x65mm | 6013865 | Standalone | DE0005750 | As per HSA registered indication(s)
Orthopaedics | Spine - Thoracolumbar (TL) and sacral surgery | TL interbody cage | TL interbody core - Non-integrated | NuVasive Inc. | CoRoent XL+, 14x18x40mm | 6014840 | Standalone | DE0005750 | As per HSA registered indication(s)
Orthopaedics | Spine - Thoracolumbar (TL) and sacral surgery | TL interbody cage | TL interbody core - Non-integrated | NuVasive Inc. | CoRoent XL+, 14x18x45mm | 6014845 | Standalone | DE0005750 | As per HSA registered indication(s)
Orthopaedics | Spine - Thoracolumbar (TL) and sacral surgery | TL interbody cage | TL interbody core - Non-integrated | NuVasive Inc. | CoRoent XL+, 14x18x45mm 10DEG Bulleted | 1625475 | Standalone | DE0005750 | As per HSA registered indication(s)
Orthopaedics | Spine - Thoracolumbar (TL) and sacral surgery | TL interbody cage | TL interbody core - Non-integrated | NuVasive Inc. | CoRoent XL+, 14x18x50mm | 6014850 | Standalone | DE0005750 | As per HSA registered indication(s)
Orthopaedics | Spine - Thoracolumbar (TL) and sacral surgery | TL interbody cage | TL interbody core - Non-integrated | NuVasive Inc. | CoRoent XL+, 14x18x50mm 10DEG Bulleted | 1625476 | Standalone | DE0005750 | As per HSA registered indication(s)
Orthopaedics | Spine - Thoracolumbar (TL) and sacral surgery | TL interbody cage | TL interbody core - Non-integrated | NuVasive Inc. | CoRoent XL+, 14x18x55mm | 6014855 | Standalone | DE0005750 | As per HSA registered indication(s)
Orthopaedics | Spine - Thoracolumbar (TL) and sacral surgery | TL interbody cage | TL interbody core - Non-integrated | NuVasive Inc. | CoRoent XL+, 14x18x55mm 10DEG Bulleted | 1625477 | Standalone | DE0005750 | As per HSA registered indication(s)
Orthopaedics | Spine - Thoracolumbar (TL) and sacral surgery | TL interbody cage | TL interbody core - Non-integrated | NuVasive Inc. | CoRoent XL+, 14x18x60mm | 6014860 | Standalone | DE0005750 | As per HSA registered indication(s)
Orthopaedics | Spine - Thoracolumbar (TL) and sacral surgery | TL interbody cage | TL interbody core - Non-integrated | NuVasive Inc. | CoRoent XL+, 14x18x60mm 10DEG Bulleted | 1625478 | Standalone | DE0005750 | As per HSA registered indication(s)
Orthopaedics | Spine - Thoracolumbar (TL) and sacral surgery | TL interbody cage | TL interbody core - Non-integrated | NuVasive Inc. | CoRoent XL+, 14x18x65mm | 6014865 | Standalone | DE0005750 | As per HSA registered indication(s)
Orthopaedics | Spine - Thoracolumbar (TL) and sacral surgery | TL interbody cage | TL interbody core - Non-integrated | NuVasive Inc. | CoRoent XL+, 15x18x40mm | 6015840 | Standalone | DE0005750 | As per HSA registered indication(s)
Orthopaedics | Spine - Thoracolumbar (TL) and sacral surgery | TL interbody cage | TL interbody core - Non-integrated | NuVasive Inc. | CoRoent XL+, 15x18x45mm | 6015845 | Standalone | DE0005750 | As per HSA registered indication(s)
Orthopaedics | Spine - Thoracolumbar (TL) and sacral surgery | TL interbody cage | TL interbody core - Non-integrated | NuVasive Inc. | CoRoent XL+, 15x18x50mm | 6015850 | Standalone | DE0005750 | As per HSA registered indication(s)
Orthopaedics | Spine - Thoracolumbar (TL) and sacral surgery | TL interbody cage | TL interbody core - Non-integrated | NuVasive Inc. | CoRoent XL+, 15x18x55mm | 6015855 | Standalone | DE0005750 | As per HSA registered indication(s)
Orthopaedics | Spine - Thoracolumbar (TL) and sacral surgery | TL interbody cage | TL interbody core - Non-integrated | NuVasive Inc. | CoRoent XL+, 15x18x60mm | 6015860 | Standalone | DE0005750 | As per HSA registered indication(s)
Orthopaedics | Spine - Thoracolumbar (TL) and sacral surgery | TL interbody cage | TL interbody core - Non-integrated | NuVasive Inc. | CoRoent XL+, 15x18x65mm | 6015865 | Standalone | DE0005750 | As per HSA registered indication(s)
Orthopaedics | Spine - Thoracolumbar (TL) and sacral surgery | TL interbody cage | TL interbody core - Non-integrated | NuVasive Inc. | CoRoent XL+, 16x18x40mm | 6016840 | Standalone | DE0005750 | As per HSA registered indication(s)
Orthopaedics | Spine - Thoracolumbar (TL) and sacral surgery | TL interbody cage | TL interbody core - Non-integrated | NuVasive Inc. | CoRoent XL+, 16x18x45mm | 6016845 | Standalone | DE0005750 | As per HSA registered indication(s)
Orthopaedics | Spine - Thoracolumbar (TL) and sacral surgery | TL interbody cage | TL interbody core - Non-integrated | NuVasive Inc. | CoRoent XL+, 16x18x50mm | 6016850 | Standalone | DE0005750 | As per HSA registered indication(s)
Orthopaedics | Spine - Thoracolumbar (TL) and sacral surgery | TL interbody cage | TL interbody core - Non-integrated | NuVasive Inc. | CoRoent XL+, 16x18x55mm | 6016855 | Standalone | DE0005750 | As per HSA registered indication(s)
Orthopaedics | Spine - Thoracolumbar (TL) and sacral surgery | TL interbody cage | TL interbody core - Non-integrated | NuVasive Inc. | CoRoent XL+, 16x18x60mm | 6016860 | Standalone | DE0005750 | As per HSA registered indication(s)
Orthopaedics | Spine - Thoracolumbar (TL) and sacral surgery | TL interbody cage | TL interbody core - Non-integrated | NuVasive Inc. | CoRoent XL+, 16x18x65mm | 6016865 | Standalone | DE0005750 | As per HSA registered indication(s)
Orthopaedics | Spine - Thoracolumbar (TL) and sacral surgery | TL interbody cage | TL interbody core - Non-integrated | NuVasive Inc. | CoRoent XL+, 6x18x40mm | 6006840 | Standalone | DE0005750 | As per HSA registered indication(s)
Orthopaedics | Spine - Thoracolumbar (TL) and sacral surgery | TL interbody cage | TL interbody core - Non-integrated | NuVasive Inc. | CoRoent XL+, 6x18x40mm 10DEG | 6306840 | Standalone | DE0005750 | As per HSA registered indication(s)
Orthopaedics | Spine - Thoracolumbar (TL) and sacral surgery | TL interbody cage | TL interbody core - Non-integrated | NuVasive Inc. | CoRoent XL+, 6x18x45mm | 6006845 | Standalone | DE0005750 | As per HSA registered indication(s)
Orthopaedics | Spine - Thoracolumbar (TL) and sacral surgery | TL interbody cage | TL interbody core - Non-integrated | NuVasive Inc. | CoRoent XL+, 6x18x45mm | 6006845P | Standalone | DE0016778 | As per HSA registered indication(s)
Orthopaedics | Spine - Thoracolumbar (TL) and sacral surgery | TL interbody cage | TL interbody core - Non-integrated | NuVasive Inc. | CoRoent XL+, 6x18x45mm 10DEG | 6306845 | Standalone | DE0005750 | As per HSA registered indication(s)
Orthopaedics | Spine - Thoracolumbar (TL) and sacral surgery | TL interbody cage | TL interbody core - Non-integrated | NuVasive Inc. | CoRoent XL+, 6x18x50mm | 6006850 | Standalone | DE0005750 | As per HSA registered indication(s)
Orthopaedics | Spine - Thoracolumbar (TL) and sacral surgery | TL interbody cage | TL interbody core - Non-integrated | NuVasive Inc. | CoRoent XL+, 6x18x50mm | 6006850P | Standalone | DE0016778 | As per HSA registered indication(s)
Orthopaedics | Spine - Thoracolumbar (TL) and sacral surgery | TL interbody cage | TL interbody core - Non-integrated | NuVasive Inc. | CoRoent XL+, 6x18x50mm 10DEG | 6306850 | Standalone | DE0005750 | As per HSA registered indication(s)
Orthopaedics | Spine - Thoracolumbar (TL) and sacral surgery | TL interbody cage | TL interbody core - Non-integrated | NuVasive Inc. | CoRoent XL+, 6x18x55mm | 6006855 | Standalone | DE0005750 | As per HSA registered indication(s)
Orthopaedics | Spine - Thoracolumbar (TL) and sacral surgery | TL interbody cage | TL interbody core - Non-integrated | NuVasive Inc. | CoRoent XL+, 6x18x55mm | 6006855P | Standalone | DE0016778 | As per HSA registered indication(s)
Orthopaedics | Spine - Thoracolumbar (TL) and sacral surgery | TL interbody cage | TL interbody core - Non-integrated | NuVasive Inc. | CoRoent XL+, 6x18x55mm 10DEG | 6306855 | Standalone | DE0005750 | As per HSA registered indication(s)
Orthopaedics | Spine - Thoracolumbar (TL) and sacral surgery | TL interbody cage | TL interbody core - Non-integrated | NuVasive Inc. | CoRoent XL+, 6x18x60mm | 6006860 | Standalone | DE0005750 | As per HSA registered indication(s)
Orthopaedics | Spine - Thoracolumbar (TL) and sacral surgery | TL interbody cage | TL interbody core - Non-integrated | NuVasive Inc. | CoRoent XL+, 6x18x60mm | 6006860P | Standalone | DE0016778 | As per HSA registered indication(s)
Orthopaedics | Spine - Thoracolumbar (TL) and sacral surgery | TL interbody cage | TL interbody core - Non-integrated | NuVasive Inc. | CoRoent XL+, 6x18x60mm 10DEG | 6306860 | Standalone | DE0005750 | As per HSA registered indication(s)
Orthopaedics | Spine - Thoracolumbar (TL) and sacral surgery | TL interbody cage | TL interbody core - Non-integrated | NuVasive Inc. | CoRoent XL+, 6x18x65mm | 6006865 | Standalone | DE0005750 | As per HSA registered indication(s)
Orthopaedics | Spine - Thoracolumbar (TL) and sacral surgery | TL interbody cage | TL interbody core - Non-integrated | NuVasive Inc. | CoRoent XL+, 6x18x65mm 10DEG | 6306865 | Standalone | DE0005750 | As per HSA registered indication(s)
Orthopaedics | Spine - Thoracolumbar (TL) and sacral surgery | TL interbody cage | TL interbody core - Non-integrated | NuVasive Inc. | CoRoent XL+, 7x18x40mm | 6007840 | Standalone | DE0005750 | As per HSA registered indication(s)
Orthopaedics | Spine - Thoracolumbar (TL) and sacral surgery | TL interbody cage | TL interbody core - Non-integrated | NuVasive Inc. | CoRoent XL+, 7x18x40mm 10DEG | 6307840 | Standalone | DE0005750 | As per HSA registered indication(s)
Orthopaedics | Spine - Thoracolumbar (TL) and sacral surgery | TL interbody cage | TL interbody core - Non-integrated | NuVasive Inc. | CoRoent XL+, 7x18x45mm | 6007845 | Standalone | DE0005750 | As per HSA registered indication(s)
Orthopaedics | Spine - Thoracolumbar (TL) and sacral surgery | TL interbody cage | TL interbody core - Non-integrated | NuVasive Inc. | CoRoent XL+, 7x18x45mm | 6007845P | Standalone | DE0016778 | As per HSA registered indication(s)
Orthopaedics | Spine - Thoracolumbar (TL) and sacral surgery | TL interbody cage | TL interbody core - Non-integrated | NuVasive Inc. | CoRoent XL+, 7x18x45mm 10DEG | 6307845 | Standalone | DE0005750 | As per HSA registered indication(s)
Orthopaedics | Spine - Thoracolumbar (TL) and sacral surgery | TL interbody cage | TL interbody core - Non-integrated | NuVasive Inc. | CoRoent XL+, 7x18x50mm | 6007850 | Standalone | DE0005750 | As per HSA registered indication(s)
Orthopaedics | Spine - Thoracolumbar (TL) and sacral surgery | TL interbody cage | TL interbody core - Non-integrated | NuVasive Inc. | CoRoent XL+, 7x18x50mm | 6007850P | Standalone | DE0016778 | As per HSA registered indication(s)
Orthopaedics | Spine - Thoracolumbar (TL) and sacral surgery | TL interbody cage | TL interbody core - Non-integrated | NuVasive Inc. | CoRoent XL+, 7x18x50mm 10DEG | 6307850 | Standalone | DE0005750 | As per HSA registered indication(s)
Orthopaedics | Spine - Thoracolumbar (TL) and sacral surgery | TL interbody cage | TL interbody core - Non-integrated | NuVasive Inc. | CoRoent XL+, 7x18x55mm | 6007855 | Standalone | DE0005750 | As per HSA registered indication(s)
Orthopaedics | Spine - Thoracolumbar (TL) and sacral surgery | TL interbody cage | TL interbody core - Non-integrated | NuVasive Inc. | CoRoent XL+, 7x18x55mm | 6007855P | Standalone | DE0016778 | As per HSA registered indication(s)
Orthopaedics | Spine - Thoracolumbar (TL) and sacral surgery | TL interbody cage | TL interbody core - Non-integrated | NuVasive Inc. | CoRoent XL+, 7x18x55mm 10DEG | 6307855 | Standalone | DE0005750 | As per HSA registered indication(s)
Orthopaedics | Spine - Thoracolumbar (TL) and sacral surgery | TL interbody cage | TL interbody core - Non-integrated | NuVasive Inc. | CoRoent XL+, 7x18x60mm | 6007860 | Standalone | DE0005750 | As per HSA registered indication(s)
Orthopaedics | Spine - Thoracolumbar (TL) and sacral surgery | TL interbody cage | TL interbody core - Non-integrated | NuVasive Inc. | CoRoent XL+, 7x18x60mm | 6007860P | Standalone | DE0016778 | As per HSA registered indication(s)
Orthopaedics | Spine - Thoracolumbar (TL) and sacral surgery | TL interbody cage | TL interbody core - Non-integrated | NuVasive Inc. | CoRoent XL+, 7x18x60mm 10DEG | 6307860 | Standalone | DE0005750 | As per HSA registered indication(s)
Orthopaedics | Spine - Thoracolumbar (TL) and sacral surgery | TL interbody cage | TL interbody core - Non-integrated | NuVasive Inc. | CoRoent XL+, 7x18x65mm | 6007865 | Standalone | DE0005750 | As per HSA registered indication(s)
Orthopaedics | Spine - Thoracolumbar (TL) and sacral surgery | TL interbody cage | TL interbody core - Non-integrated | NuVasive Inc. | CoRoent XL+, 7x18x65mm 10DEG | 6307865 | Standalone | DE0005750 | As per HSA registered indication(s)
Orthopaedics | Spine - Thoracolumbar (TL) and sacral surgery | TL interbody cage | TL interbody core - Non-integrated | NuVasive Inc. | CoRoent XL+, 8x18x40mm | 6008840 | Standalone | DE0005750 | As per HSA registered indication(s)
Orthopaedics | Spine - Thoracolumbar (TL) and sacral surgery | TL interbody cage | TL interbody core - Non-integrated | NuVasive Inc. | CoRoent XL+, 8x18x40mm 10DEG | 6308840 | Standalone | DE0005750 | As per HSA registered indication(s)
Orthopaedics | Spine - Thoracolumbar (TL) and sacral surgery | TL interbody cage | TL interbody core - Non-integrated | NuVasive Inc. | CoRoent XL+, 8x18x45mm | 6008845 | Standalone | DE0005750 | As per HSA registered indication(s)
Orthopaedics | Spine - Thoracolumbar (TL) and sacral surgery | TL interbody cage | TL interbody core - Non-integrated | NuVasive Inc. | CoRoent XL+, 8x18x45mm | 6008845P | Standalone | DE0016778 | As per HSA registered indication(s)
Orthopaedics | Spine - Thoracolumbar (TL) and sacral surgery | TL interbody cage | TL interbody core - Non-integrated | NuVasive Inc. | CoRoent XL+, 8x18x45mm 10DEG | 6308845 | Standalone | DE0005750 | As per HSA registered indication(s)
Orthopaedics | Spine - Thoracolumbar (TL) and sacral surgery | TL interbody cage | TL interbody core - Non-integrated | NuVasive Inc. | CoRoent XL+, 8x18x45mm 10DEG | 6308845P | Standalone | DE0016778 | As per HSA registered indication(s)
Orthopaedics | Spine - Thoracolumbar (TL) and sacral surgery | TL interbody cage | TL interbody core - Non-integrated | NuVasive Inc. | CoRoent XL+, 8x18x45mm, 10DEG Bulleted | 1625451 | Standalone | DE0005750 | As per HSA registered indication(s)
Orthopaedics | Spine - Thoracolumbar (TL) and sacral surgery | TL interbody cage | TL interbody core - Non-integrated | NuVasive Inc. | CoRoent XL+, 8x18x50mm | 6008850P | Standalone | DE0016778 | As per HSA registered indication(s)
Orthopaedics | Spine - Thoracolumbar (TL) and sacral surgery | TL interbody cage | TL interbody core - Non-integrated | NuVasive Inc. | CoRoent XL+, 8x18x50mm | 6008850 | Standalone | DE0005750 | As per HSA registered indication(s)
Orthopaedics | Spine - Thoracolumbar (TL) and sacral surgery | TL interbody cage | TL interbody core - Non-integrated | NuVasive Inc. | CoRoent XL+, 8x18x50mm 10DEG | 6308850 | Standalone | DE0005750 | As per HSA registered indication(s)
Orthopaedics | Spine - Thoracolumbar (TL) and sacral surgery | TL interbody cage | TL interbody core - Non-integrated | NuVasive Inc. | CoRoent XL+, 8x18x50mm 10DEG | 6308850P | Standalone | DE0016778 | As per HSA registered indication(s)
Orthopaedics | Spine - Thoracolumbar (TL) and sacral surgery | TL interbody cage | TL interbody core - Non-integrated | NuVasive Inc. | CoRoent XL+, 8x18x50mm, 10DEG Bulleted | 1625452 | Standalone | DE0005750 | As per HSA registered indication(s)
Orthopaedics | Spine - Thoracolumbar (TL) and sacral surgery | TL interbody cage | TL interbody core - Non-integrated | NuVasive Inc. | CoRoent XL+, 8x18x55mm | 6008855 | Standalone | DE0005750 | As per HSA registered indication(s)
Orthopaedics | Spine - Thoracolumbar (TL) and sacral surgery | TL interbody cage | TL interbody core - Non-integrated | NuVasive Inc. | CoRoent XL+, 8x18x55mm | 6008855P | Standalone | DE0016778 | As per HSA registered indication(s)
Orthopaedics | Spine - Thoracolumbar (TL) and sacral surgery | TL interbody cage | TL interbody core - Non-integrated | NuVasive Inc. | CoRoent XL+, 8x18x55mm 10DEG | 6308855P | Standalone | DE0016778 | As per HSA registered indication(s)
Orthopaedics | Spine - Thoracolumbar (TL) and sacral surgery | TL interbody cage | TL interbody core - Non-integrated | NuVasive Inc. | CoRoent XL+, 8x18x55mm 10DEG | 6308855 | Standalone | DE0005750 | As per HSA registered indication(s)
Orthopaedics | Spine - Thoracolumbar (TL) and sacral surgery | TL interbody cage | TL interbody core - Non-integrated | NuVasive Inc. | CoRoent XL+, 8x18x55mm, 10DEG Bulleted | 1625453 | Standalone | DE0005750 | As per HSA registered indication(s)
Orthopaedics | Spine - Thoracolumbar (TL) and sacral surgery | TL interbody cage | TL interbody core - Non-integrated | NuVasive Inc. | CoRoent XL+, 8x18x60mm | 6008860 | Standalone | DE0005750 | As per HSA registered indication(s)
Orthopaedics | Spine - Thoracolumbar (TL) and sacral surgery | TL interbody cage | TL interbody core - Non-integrated | NuVasive Inc. | CoRoent XL+, 8x18x60mm | 6008860P | Standalone | DE0016778 | As per HSA registered indication(s)
Orthopaedics | Spine - Thoracolumbar (TL) and sacral surgery | TL interbody cage | TL interbody core - Non-integrated | NuVasive Inc. | CoRoent XL+, 8x18x60mm 10DEG | 6308860 | Standalone | DE0005750 | As per HSA registered indication(s)
Orthopaedics | Spine - Thoracolumbar (TL) and sacral surgery | TL interbody cage | TL interbody core - Non-integrated | NuVasive Inc. | CoRoent XL+, 8x18x60mm 10DEG | 6308860P | Standalone | DE0016778 | As per HSA registered indication(s)
Orthopaedics | Spine - Thoracolumbar (TL) and sacral surgery | TL interbody cage | TL interbody core - Non-integrated | NuVasive Inc. | CoRoent XL+, 8x18x60mm, 10DEG Bulleted | 1625454 | Standalone | DE0005750 | As per HSA registered indication(s)
Orthopaedics | Spine - Thoracolumbar (TL) and sacral surgery | TL interbody cage | TL interbody core - Non-integrated | NuVasive Inc. | CoRoent XL+, 9x18x45mm | 6009845P | Standalone | DE0016778 | As per HSA registered indication(s)
Orthopaedics | Spine - Thoracolumbar (TL) and sacral surgery | TL interbody cage | TL interbody core - Non-integrated | NuVasive Inc. | CoRoent XL+, 9x18x45mm 10DEG | 6309845P | Standalone | DE0016778 | As per HSA registered indication(s)
Orthopaedics | Spine - Thoracolumbar (TL) and sacral surgery | TL interbody cage | TL interbody core - Non-integrated | NuVasive Inc. | CoRoent XL+, 9x18x45mm, 10DEG Bulleted | 1625455 | Standalone | DE0005750 | As per HSA registered indication(s)
Orthopaedics | Spine - Thoracolumbar (TL) and sacral surgery | TL interbody cage | TL interbody core - Non-integrated | NuVasive Inc. | CoRoent XL+, 9x18x50mm | 6009850P | Standalone | DE0016778 | As per HSA registered indication(s)
Orthopaedics | Spine - Thoracolumbar (TL) and sacral surgery | TL interbody cage | TL interbody core - Non-integrated | NuVasive Inc. | CoRoent XL+, 9x18x50mm 10DEG | 6309850P | Standalone | DE0016778 | As per HSA registered indication(s)
Orthopaedics | Spine - Thoracolumbar (TL) and sacral surgery | TL interbody cage | TL interbody core - Non-integrated | NuVasive Inc. | CoRoent XL+, 9x18x50mm, 10DEG Bulleted | 1625456 | Standalone | DE0005750 | As per HSA registered indication(s)
Orthopaedics | Spine - Thoracolumbar (TL) and sacral surgery | TL interbody cage | TL interbody core - Non-integrated | NuVasive Inc. | CoRoent XL+, 9x18x55mm | 6009855P | Standalone | DE0016778 | As per HSA registered indication(s)
Orthopaedics | Spine - Thoracolumbar (TL) and sacral surgery | TL interbody cage | TL interbody core - Non-integrated | NuVasive Inc. | CoRoent XL+, 9x18x55mm 10DEG | 6309855P | Standalone | DE0016778 | As per HSA registered indication(s)
Orthopaedics | Spine - Thoracolumbar (TL) and sacral surgery | TL interbody cage | TL interbody core - Non-integrated | NuVasive Inc. | CoRoent XL+, 9x18x55mm, 10DEG Bulleted | 1625457 | Standalone | DE0005750 | As per HSA registered indication(s)
Orthopaedics | Spine - Thoracolumbar (TL) and sacral surgery | TL interbody cage | TL interbody core - Non-integrated | NuVasive Inc. | CoRoent XL+, 9x18x60mm | 6009860P | Standalone | DE0016778 | As per HSA registered indication(s)
Orthopaedics | Spine - Thoracolumbar (TL) and sacral surgery | TL interbody cage | TL interbody core - Non-integrated | NuVasive Inc. | CoRoent XL+, 9x18x60mm 10DEG | 6309860P | Standalone | DE0016778 | As per HSA registered indication(s)
Orthopaedics | Spine - Thoracolumbar (TL) and sacral surgery | TL interbody cage | TL interbody core - Non-integrated | NuVasive Inc. | CoRoent XL+, 9x18x60mm, 10DEG Bulleted | 1625458 | Standalone | DE0005750 | As per HSA registered indication(s)
Orthopaedics | Spine - Thoracolumbar (TL) and sacral surgery | TL interbody cage | TL interbody core - Non-integrated | NuVasive Inc. | CoRoent XLCT, 12x18x50mm 10DEG | 6111250 | Standalone | DE0005750 | As per HSA registered indication(s)
Orthopaedics | Spine - Thoracolumbar (TL) and sacral surgery | TL interbody cage | TL interbody fixation accessories | NuVasive Inc. | CoRoent XLF Screw, 5.5x25mm Fixed | 5475525 | Standalone | DE0005752 | As per HSA registered indication(s)
Orthopaedics | Spine - Thoracolumbar (TL) and sacral surgery | TL interbody cage | TL interbody fixation accessories | NuVasive Inc. | CoRoent XLF Screw, 5.5x25mm Variable | 5485525 | Standalone | DE0005752 | As per HSA registered indication(s)
Orthopaedics | Spine - Thoracolumbar (TL) and sacral surgery | TL interbody cage | TL interbody fixation accessories | NuVasive Inc. | CoRoent XLF Screw, 5.5x40mm Fixed | 5475540 | Standalone | DE0005752 | As per HSA registered indication(s)
Orthopaedics | Spine - Thoracolumbar (TL) and sacral surgery | TL interbody cage | TL interbody fixation accessories | NuVasive Inc. | CoRoent XLF Screw, 5.5x40mm Variable | 5485540 | Standalone | DE0005752 | As per HSA registered indication(s)
Orthopaedics | Spine - Thoracolumbar (TL) and sacral surgery | TL interbody cage | TL interbody fixation accessories | NuVasive Inc. | CoRoent XLF Screw, 5.5x45mm Fixed | 5475545 | Standalone | DE0005752 | As per HSA registered indication(s)
Orthopaedics | Spine - Thoracolumbar (TL) and sacral surgery | TL interbody cage | TL interbody fixation accessories | NuVasive Inc. | CoRoent XLF Screw, 5.5x45mm Variable | 5485545 | Standalone | DE0005752 | As per HSA registered indication(s)
Orthopaedics | Spine - Thoracolumbar (TL) and sacral surgery | TL interbody cage | TL interbody fixation accessories | NuVasive Inc. | CoRoent XLF Screw, 5.5x50mm Fixed | 5475550 | Standalone | DE0005752 | As per HSA registered indication(s)
Orthopaedics | Spine - Thoracolumbar (TL) and sacral surgery | TL interbody cage | TL interbody fixation accessories | NuVasive Inc. | CoRoent XLF Screw, 5.5x50mm Variable | 5485550 | Standalone | DE0005752 | As per HSA registered indication(s)
Orthopaedics | Spine - Thoracolumbar (TL) and sacral surgery | TL interbody cage | TL interbody fixation accessories | NuVasive Inc. | CoRoent XLF Screw, 5.5x55mm Fixed | 5475555 | Standalone | DE0005752 | As per HSA registered indication(s)
Orthopaedics | Spine - Thoracolumbar (TL) and sacral surgery | TL interbody cage | TL interbody fixation accessories | NuVasive Inc. | CoRoent XLF Screw, 5.5x55mm Variable | 5485555 | Standalone | DE0005752 | As per HSA registered indication(s)
Orthopaedics | Spine - Thoracolumbar (TL) and sacral surgery | TL interbody cage | TL interbody fixation accessories | NuVasive Inc. | CoRoent XLF Screw, 5.5x60mm Fixed | 5475560 | Standalone | DE0005752 | As per HSA registered indication(s)
Orthopaedics | Spine - Thoracolumbar (TL) and sacral surgery | TL interbody cage | TL interbody fixation accessories | NuVasive Inc. | CoRoent XLF Screw, 5.5x60mm Variable | 5485560 | Standalone | DE0005752 | As per HSA registered indication(s)
Orthopaedics | Spine - Thoracolumbar (TL) and sacral surgery | TL interbody cage | TL interbody fixation accessories | NuVasive Inc. | CoRoent XLF Screw, 5.5x65mm Fixed | 5475565 | Standalone | DE0005752 | As per HSA registered indication(s)
Orthopaedics | Spine - Thoracolumbar (TL) and sacral surgery | TL interbody cage | TL interbody fixation accessories | NuVasive Inc. | CoRoent XLF Screw, 5.5x65mm Variable | 5485565 | Standalone | DE0005752 | As per HSA registered indication(s)
Orthopaedics | Spine - Thoracolumbar (TL) and sacral surgery | TL interbody cage | TL interbody fixation accessories | NuVasive Inc. | CoRoent XLF Screw, 5.5x70mm Fixed | 5475570 | Standalone | DE0005752 | As per HSA registered indication(s)
Orthopaedics | Spine - Thoracolumbar (TL) and sacral surgery | TL interbody cage | TL interbody fixation accessories | NuVasive Inc. | CoRoent XLF Screw, 5.5x70mm Variable | 5485570 | Standalone | DE0005752 | As per HSA registered indication(s)
Orthopaedics | Spine - Thoracolumbar (TL) and sacral surgery | TL interbody cage | TL interbody fixation accessories | NuVasive Inc. | CoRoent XLF Screw, 6.5x25mm Fixed | 5476525 | Standalone | DE0005752 | As per HSA registered indication(s)
Orthopaedics | Spine - Thoracolumbar (TL) and sacral surgery | TL interbody cage | TL interbody fixation accessories | NuVasive Inc. | CoRoent XLF Screw, 6.5x25mm Variable | 5486525 | Standalone | DE0005752 | As per HSA registered indication(s)
Orthopaedics | Spine - Thoracolumbar (TL) and sacral surgery | TL interbody cage | TL interbody fixation accessories | NuVasive Inc. | CoRoent XLF Screw, 6.5x40mm Fixed | 5476540 | Standalone | DE0005752 | As per HSA registered indication(s)
Orthopaedics | Spine - Thoracolumbar (TL) and sacral surgery | TL interbody cage | TL interbody fixation accessories | NuVasive Inc. | CoRoent XLF Screw, 6.5x40mm Variable | 5486540 | Standalone | DE0005752 | As per HSA registered indication(s)
Orthopaedics | Spine - Thoracolumbar (TL) and sacral surgery | TL interbody cage | TL interbody fixation accessories | NuVasive Inc. | CoRoent XLF Screw, 6.5x45mm Fixed | 5476545 | Standalone | DE0005752 | As per HSA registered indication(s)
Orthopaedics | Spine - Thoracolumbar (TL) and sacral surgery | TL interbody cage | TL interbody fixation accessories | NuVasive Inc. | CoRoent XLF Screw, 6.5x45mm Variable | 5486545 | Standalone | DE0005752 | As per HSA registered indication(s)
Orthopaedics | Spine - Thoracolumbar (TL) and sacral surgery | TL interbody cage | TL interbody fixation accessories | NuVasive Inc. | CoRoent XLF Screw, 6.5x50mm Fixed | 5476550 | Standalone | DE0005752 | As per HSA registered indication(s)
Orthopaedics | Spine - Thoracolumbar (TL) and sacral surgery | TL interbody cage | TL interbody fixation accessories | NuVasive Inc. | CoRoent XLF Screw, 6.5x50mm Variable | 5486550 | Standalone | DE0005752 | As per HSA registered indication(s)
Orthopaedics | Spine - Thoracolumbar (TL) and sacral surgery | TL interbody cage | TL interbody fixation accessories | NuVasive Inc. | CoRoent XLF Screw, 6.5x55mm Fixed | 5476555 | Standalone | DE0005752 | As per HSA registered indication(s)
Orthopaedics | Spine - Thoracolumbar (TL) and sacral surgery | TL interbody cage | TL interbody fixation accessories | NuVasive Inc. | CoRoent XLF Screw, 6.5x55mm Variable | 5486555 | Standalone | DE0005752 | As per HSA registered indication(s)
Orthopaedics | Spine - Thoracolumbar (TL) and sacral surgery | TL interbody cage | TL interbody fixation accessories | NuVasive Inc. | CoRoent XLF Screw, 6.5x60mm Fixed | 5476560 | Standalone | DE0005752 | As per HSA registered indication(s)
Orthopaedics | Spine - Thoracolumbar (TL) and sacral surgery | TL interbody cage | TL interbody fixation accessories | NuVasive Inc. | CoRoent XLF Screw, 6.5x60mm Variable | 5486560 | Standalone | DE0005752 | As per HSA registered indication(s)
Orthopaedics | Spine - Thoracolumbar (TL) and sacral surgery | TL interbody cage | TL interbody fixation accessories | NuVasive Inc. | CoRoent XLF Screw, 6.5x65mm Fixed | 5476565 | Standalone | DE0005752 | As per HSA registered indication(s)
Orthopaedics | Spine - Thoracolumbar (TL) and sacral surgery | TL interbody cage | TL interbody fixation accessories | NuVasive Inc. | CoRoent XLF Screw, 6.5x65mm Variable | 5486565 | Standalone | DE0005752 | As per HSA registered indication(s)
Orthopaedics | Spine - Thoracolumbar (TL) and sacral surgery | TL interbody cage | TL interbody fixation accessories | NuVasive Inc. | CoRoent XLF Screw, 6.5x70mm Fixed | 5476570 | Standalone | DE0005752 | As per HSA registered indication(s)
Orthopaedics | Spine - Thoracolumbar (TL) and sacral surgery | TL interbody cage | TL interbody fixation accessories | NuVasive Inc. | CoRoent XLF Screw, 6.5x70mm Variable | 5486570 | Standalone | DE0005752 | As per HSA registered indication(s)
Orthopaedics | Spine - Thoracolumbar (TL) and sacral surgery | TL interbody cage | TL interbody core - Integrated | NuVasive Inc. | CoRoent XLF, 10x18x45mm | 7861045 | Standalone | DE0005752 | As per HSA registered indication(s)
Orthopaedics | Spine - Thoracolumbar (TL) and sacral surgery | TL interbody cage | TL interbody core - Integrated | NuVasive Inc. | CoRoent XLF, 10x18x45mm 10DEG | 7871045 | Standalone | DE0005752 | As per HSA registered indication(s)
Orthopaedics | Spine - Thoracolumbar (TL) and sacral surgery | TL interbody cage | TL interbody core - Integrated | NuVasive Inc. | CoRoent XLF, 10x18x50mm | 7861050 | Standalone | DE0005752 | As per HSA registered indication(s)
Orthopaedics | Spine - Thoracolumbar (TL) and sacral surgery | TL interbody cage | TL interbody core - Integrated | NuVasive Inc. | CoRoent XLF, 10x18x50mm 10DEG | 7871050 | Standalone | DE0005752 | As per HSA registered indication(s)
Orthopaedics | Spine - Thoracolumbar (TL) and sacral surgery | TL interbody cage | TL interbody core - Integrated | NuVasive Inc. | CoRoent XLF, 10x18x55mm | 7861055 | Standalone | DE0005752 | As per HSA registered indication(s)
Orthopaedics | Spine - Thoracolumbar (TL) and sacral surgery | TL interbody cage | TL interbody core - Integrated | NuVasive Inc. | CoRoent XLF, 10x18x55mm 10DEG | 7871055 | Standalone | DE0005752 | As per HSA registered indication(s)
Orthopaedics | Spine - Thoracolumbar (TL) and sacral surgery | TL interbody cage | TL interbody core - Integrated | NuVasive Inc. | CoRoent XLF, 10x18x60mm | 7861060 | Standalone | DE0005752 | As per HSA registered indication(s)
Orthopaedics | Spine - Thoracolumbar (TL) and sacral surgery | TL interbody cage | TL interbody core - Integrated | NuVasive Inc. | CoRoent XLF, 10x18x60mm 10DEG | 7871060 | Standalone | DE0005752 | As per HSA registered indication(s)
Orthopaedics | Spine - Thoracolumbar (TL) and sacral surgery | TL interbody cage | TL interbody core - Integrated | NuVasive Inc. | CoRoent XLF, 12x18x45mm | 7861245 | Standalone | DE0005752 | As per HSA registered indication(s)
Orthopaedics | Spine - Thoracolumbar (TL) and sacral surgery | TL interbody cage | TL interbody core - Integrated | NuVasive Inc. | CoRoent XLF, 12x18x45mm 10DEG | 7871245 | Standalone | DE0005752 | As per HSA registered indication(s)
Orthopaedics | Spine - Thoracolumbar (TL) and sacral surgery | TL interbody cage | TL interbody core - Integrated | NuVasive Inc. | CoRoent XLF, 12x18x50mm | 7861250 | Standalone | DE0005752 | As per HSA registered indication(s)
Orthopaedics | Spine - Thoracolumbar (TL) and sacral surgery | TL interbody cage | TL interbody core - Integrated | NuVasive Inc. | CoRoent XLF, 12x18x50mm 10DEG | 7871250 | Standalone | DE0005752 | As per HSA registered indication(s)
Orthopaedics | Spine - Thoracolumbar (TL) and sacral surgery | TL interbody cage | TL interbody core - Integrated | NuVasive Inc. | CoRoent XLF, 12x18x55mm | 7861255 | Standalone | DE0005752 | As per HSA registered indication(s)
Orthopaedics | Spine - Thoracolumbar (TL) and sacral surgery | TL interbody cage | TL interbody core - Integrated | NuVasive Inc. | CoRoent XLF, 12x18x55mm 10DEG | 7871255 | Standalone | DE0005752 | As per HSA registered indication(s)
Orthopaedics | Spine - Thoracolumbar (TL) and sacral surgery | TL interbody cage | TL interbody core - Integrated | NuVasive Inc. | CoRoent XLF, 12x18x60mm | 7861260 | Standalone | DE0005752 | As per HSA registered indication(s)
Orthopaedics | Spine - Thoracolumbar (TL) and sacral surgery | TL interbody cage | TL interbody core - Integrated | NuVasive Inc. | CoRoent XLF, 12x18x60mm 10DEG | 7871260 | Standalone | DE0005752 | As per HSA registered indication(s)
Orthopaedics | Spine - Thoracolumbar (TL) and sacral surgery | TL interbody cage | TL interbody core - Integrated | NuVasive Inc. | CoRoent XLF, 14x18x45mm | 7861445 | Standalone | DE0005752 | As per HSA registered indication(s)
Orthopaedics | Spine - Thoracolumbar (TL) and sacral surgery | TL interbody cage | TL interbody core - Integrated | NuVasive Inc. | CoRoent XLF, 14x18x45mm 10DEG | 7871445 | Standalone | DE0005752 | As per HSA registered indication(s)
Orthopaedics | Spine - Thoracolumbar (TL) and sacral surgery | TL interbody cage | TL interbody core - Integrated | NuVasive Inc. | CoRoent XLF, 14x18x50mm | 7861450 | Standalone | DE0005752 | As per HSA registered indication(s)
Orthopaedics | Spine - Thoracolumbar (TL) and sacral surgery | TL interbody cage | TL interbody core - Integrated | NuVasive Inc. | CoRoent XLF, 14x18x50mm 10DEG | 7871450 | Standalone | DE0005752 | As per HSA registered indication(s)
Orthopaedics | Spine - Thoracolumbar (TL) and sacral surgery | TL interbody cage | TL interbody core - Integrated | NuVasive Inc. | CoRoent XLF, 14x18x55mm | 7861455 | Standalone | DE0005752 | As per HSA registered indication(s)
Orthopaedics | Spine - Thoracolumbar (TL) and sacral surgery | TL interbody cage | TL interbody core - Integrated | NuVasive Inc. | CoRoent XLF, 14x18x55mm 10DEG | 7871455 | Standalone | DE0005752 | As per HSA registered indication(s)
Orthopaedics | Spine - Thoracolumbar (TL) and sacral surgery | TL interbody cage | TL interbody core - Integrated | NuVasive Inc. | CoRoent XLF, 14x18x60mm | 7861460 | Standalone | DE0005752 | As per HSA registered indication(s)
Orthopaedics | Spine - Thoracolumbar (TL) and sacral surgery | TL interbody cage | TL interbody core - Integrated | NuVasive Inc. | CoRoent XLF, 14x18x60mm 10DEG | 7871460 | Standalone | DE0005752 | As per HSA registered indication(s)
Orthopaedics | Spine - Thoracolumbar (TL) and sacral surgery | TL interbody cage | TL interbody core - Integrated | NuVasive Inc. | CoRoent XLF, 16x18x45mm | 7861645 | Standalone | DE0005752 | As per HSA registered indication(s)
Orthopaedics | Spine - Thoracolumbar (TL) and sacral surgery | TL interbody cage | TL interbody core - Integrated | NuVasive Inc. | CoRoent XLF, 16x18x45mm 10DEG | 7871645 | Standalone | DE0005752 | As per HSA registered indication(s)
Orthopaedics | Spine - Thoracolumbar (TL) and sacral surgery | TL interbody cage | TL interbody core - Integrated | NuVasive Inc. | CoRoent XLF, 16x18x50mm | 7861650 | Standalone | DE0005752 | As per HSA registered indication(s)
Orthopaedics | Spine - Thoracolumbar (TL) and sacral surgery | TL interbody cage | TL interbody core - Integrated | NuVasive Inc. | CoRoent XLF, 16x18x50mm 10DEG | 7871650 | Standalone | DE0005752 | As per HSA registered indication(s)
Orthopaedics | Spine - Thoracolumbar (TL) and sacral surgery | TL interbody cage | TL interbody core - Integrated | NuVasive Inc. | CoRoent XLF, 16x18x55mm | 7861655 | Standalone | DE0005752 | As per HSA registered indication(s)
Orthopaedics | Spine - Thoracolumbar (TL) and sacral surgery | TL interbody cage | TL interbody core - Integrated | NuVasive Inc. | CoRoent XLF, 16x18x55mm 10DEG | 7871655 | Standalone | DE0005752 | As per HSA registered indication(s)
Orthopaedics | Spine - Thoracolumbar (TL) and sacral surgery | TL interbody cage | TL interbody core - Integrated | NuVasive Inc. | CoRoent XLF, 16x18x60mm | 7861660 | Standalone | DE0005752 | As per HSA registered indication(s)
Orthopaedics | Spine - Thoracolumbar (TL) and sacral surgery | TL interbody cage | TL interbody core - Integrated | NuVasive Inc. | CoRoent XLF, 16x18x60mm 10DEG | 7871660 | Standalone | DE0005752 | As per HSA registered indication(s)
Orthopaedics | Spine - Thoracolumbar (TL) and sacral surgery | TL interbody cage | TL interbody core - Integrated | NuVasive Inc. | CoRoent XLF, 18x18x45mm | 7861845 | Standalone | DE0005752 | As per HSA registered indication(s)
Orthopaedics | Spine - Thoracolumbar (TL) and sacral surgery | TL interbody cage | TL interbody core - Integrated | NuVasive Inc. | CoRoent XLF, 18x18x45mm 10DEG | 7871845 | Standalone | DE0005752 | As per HSA registered indication(s)
Orthopaedics | Spine - Thoracolumbar (TL) and sacral surgery | TL interbody cage | TL interbody core - Integrated | NuVasive Inc. | CoRoent XLF, 18x18x50mm | 7861850 | Standalone | DE0005752 | As per HSA registered indication(s)
Orthopaedics | Spine - Thoracolumbar (TL) and sacral surgery | TL interbody cage | TL interbody core - Integrated | NuVasive Inc. | CoRoent XLF, 18x18x50mm 10DEG | 7871850 | Standalone | DE0005752 | As per HSA registered indication(s)
Orthopaedics | Spine - Thoracolumbar (TL) and sacral surgery | TL interbody cage | TL interbody core - Integrated | NuVasive Inc. | CoRoent XLF, 18x18x55mm | 7861855 | Standalone | DE0005752 | As per HSA registered indication(s)
Orthopaedics | Spine - Thoracolumbar (TL) and sacral surgery | TL interbody cage | TL interbody core - Integrated | NuVasive Inc. | CoRoent XLF, 18x18x55mm 10DEG | 7871855 | Standalone | DE0005752 | As per HSA registered indication(s)
Orthopaedics | Spine - Thoracolumbar (TL) and sacral surgery | TL interbody cage | TL interbody core - Integrated | NuVasive Inc. | CoRoent XLF, 18x18x60mm | 7861860 | Standalone | DE0005752 | As per HSA registered indication(s)
Orthopaedics | Spine - Thoracolumbar (TL) and sacral surgery | TL interbody cage | TL interbody core - Integrated | NuVasive Inc. | CoRoent XLF, 18x18x60mm 10DEG | 7871860 | Standalone | DE0005752 | As per HSA registered indication(s)
Orthopaedics | Spine - Thoracolumbar (TL) and sacral surgery | TL interbody cage | TL interbody core - Integrated | NuVasive Inc. | CoRoent XLF, 8x18x45mm | 7860845 | Standalone | DE0005752 | As per HSA registered indication(s)
Orthopaedics | Spine - Thoracolumbar (TL) and sacral surgery | TL interbody cage | TL interbody core - Integrated | NuVasive Inc. | CoRoent XLF, 8x18x45mm 10DEG | 7870845 | Standalone | DE0005752 | As per HSA registered indication(s)
Orthopaedics | Spine - Thoracolumbar (TL) and sacral surgery | TL interbody cage | TL interbody core - Integrated | NuVasive Inc. | CoRoent XLF, 8x18x50mm | 7860850 | Standalone | DE0005752 | As per HSA registered indication(s)
Orthopaedics | Spine - Thoracolumbar (TL) and sacral surgery | TL interbody cage | TL interbody core - Integrated | NuVasive Inc. | CoRoent XLF, 8x18x50mm 10DEG | 7870850 | Standalone | DE0005752 | As per HSA registered indication(s)
Orthopaedics | Spine - Thoracolumbar (TL) and sacral surgery | TL interbody cage | TL interbody core - Integrated | NuVasive Inc. | CoRoent XLF, 8x18x55mm | 7860855 | Standalone | DE0005752 | As per HSA registered indication(s)
Orthopaedics | Spine - Thoracolumbar (TL) and sacral surgery | TL interbody cage | TL interbody core - Integrated | NuVasive Inc. | CoRoent XLF, 8x18x55mm 10DEG | 7870855 | Standalone | DE0005752 | As per HSA registered indication(s)
Orthopaedics | Spine - Thoracolumbar (TL) and sacral surgery | TL interbody cage | TL interbody core - Integrated | NuVasive Inc. | CoRoent XLF, 8x18x60mm | 7860860 | Standalone | DE0005752 | As per HSA registered indication(s)
Orthopaedics | Spine - Thoracolumbar (TL) and sacral surgery | TL interbody cage | TL interbody core - Integrated | NuVasive Inc. | CoRoent XLF, 8x18x60mm 10DEG | 7870860 | Standalone | DE0005752 | As per HSA registered indication(s)
Orthopaedics | Spine - Thoracolumbar (TL) and sacral surgery | TL interbody cage | TL interbody core - Integrated | NuVasive Inc. | CoRoent XLF-W, 10x22x50mm | 6161050 | Standalone | DE0005752 | As per HSA registered indication(s)
Orthopaedics | Spine - Thoracolumbar (TL) and sacral surgery | TL interbody cage | TL interbody core - Integrated | NuVasive Inc. | CoRoent XLF-W, 10x22x50mm Lordotic | 6171050 | Standalone | DE0005752 | As per HSA registered indication(s)
Orthopaedics | Spine - Thoracolumbar (TL) and sacral surgery | TL interbody cage | TL interbody core - Integrated | NuVasive Inc. | CoRoent XLF-W, 10x22x55mm | 6161055 | Standalone | DE0005752 | As per HSA registered indication(s)
Orthopaedics | Spine - Thoracolumbar (TL) and sacral surgery | TL interbody cage | TL interbody core - Integrated | NuVasive Inc. | CoRoent XLF-W, 10x22x55mm Lordotic | 6171055 | Standalone | DE0005752 | As per HSA registered indication(s)
Orthopaedics | Spine - Thoracolumbar (TL) and sacral surgery | TL interbody cage | TL interbody core - Integrated | NuVasive Inc. | CoRoent XLF-W, 10x22x60mm | 6161060 | Standalone | DE0005752 | As per HSA registered indication(s)
Orthopaedics | Spine - Thoracolumbar (TL) and sacral surgery | TL interbody cage | TL interbody core - Integrated | NuVasive Inc. | CoRoent XLF-W, 10x22x60mm Lordotic | 6171060 | Standalone | DE0005752 | As per HSA registered indication(s)
Orthopaedics | Spine - Thoracolumbar (TL) and sacral surgery | TL interbody cage | TL interbody core - Integrated | NuVasive Inc. | CoRoent XLF-W, 12x22x50mm | 6161250 | Standalone | DE0005752 | As per HSA registered indication(s)
Orthopaedics | Spine - Thoracolumbar (TL) and sacral surgery | TL interbody cage | TL interbody core - Integrated | NuVasive Inc. | CoRoent XLF-W, 12x22x50mm Lordotic | 6171250 | Standalone | DE0005752 | As per HSA registered indication(s)
Orthopaedics | Spine - Thoracolumbar (TL) and sacral surgery | TL interbody cage | TL interbody core - Integrated | NuVasive Inc. | CoRoent XLF-W, 12x22x55mm | 6161255 | Standalone | DE0005752 | As per HSA registered indication(s)
Orthopaedics | Spine - Thoracolumbar (TL) and sacral surgery | TL interbody cage | TL interbody core - Integrated | NuVasive Inc. | CoRoent XLF-W, 12x22x55mm Lordotic | 6171255 | Standalone | DE0005752 | As per HSA registered indication(s)
Orthopaedics | Spine - Thoracolumbar (TL) and sacral surgery | TL interbody cage | TL interbody core - Integrated | NuVasive Inc. | CoRoent XLF-W, 12x22x60mm | 6161260 | Standalone | DE0005752 | As per HSA registered indication(s)
Orthopaedics | Spine - Thoracolumbar (TL) and sacral surgery | TL interbody cage | TL interbody core - Integrated | NuVasive Inc. | CoRoent XLF-W, 12x22x60mm Lordotic | 6171260 | Standalone | DE0005752 | As per HSA registered indication(s)
Orthopaedics | Spine - Thoracolumbar (TL) and sacral surgery | TL interbody cage | TL interbody core - Integrated | NuVasive Inc. | CoRoent XLF-W, 14x22x50mm | 6161450 | Standalone | DE0005752 | As per HSA registered indication(s)
Orthopaedics | Spine - Thoracolumbar (TL) and sacral surgery | TL interbody cage | TL interbody core - Integrated | NuVasive Inc. | CoRoent XLF-W, 14x22x50mm Lordotic | 6171450 | Standalone | DE0005752 | As per HSA registered indication(s)
Orthopaedics | Spine - Thoracolumbar (TL) and sacral surgery | TL interbody cage | TL interbody core - Integrated | NuVasive Inc. | CoRoent XLF-W, 14x22x55mm | 6161455 | Standalone | DE0005752 | As per HSA registered indication(s)
Orthopaedics | Spine - Thoracolumbar (TL) and sacral surgery | TL interbody cage | TL interbody core - Integrated | NuVasive Inc. | CoRoent XLF-W, 14x22x55mm Lordotic | 6171455 | Standalone | DE0005752 | As per HSA registered indication(s)
Orthopaedics | Spine - Thoracolumbar (TL) and sacral surgery | TL interbody cage | TL interbody core - Integrated | NuVasive Inc. | CoRoent XLF-W, 14x22x60mm | 6161460 | Standalone | DE0005752 | As per HSA registered indication(s)
Orthopaedics | Spine - Thoracolumbar (TL) and sacral surgery | TL interbody cage | TL interbody core - Integrated | NuVasive Inc. | CoRoent XLF-W, 14x22x60mm Lordotic | 6171460 | Standalone | DE0005752 | As per HSA registered indication(s)
Orthopaedics | Spine - Thoracolumbar (TL) and sacral surgery | TL interbody cage | TL interbody core - Integrated | NuVasive Inc. | CoRoent XLF-W, 8x22x50mm | 6160850 | Standalone | DE0005752 | As per HSA registered indication(s)
Orthopaedics | Spine - Thoracolumbar (TL) and sacral surgery | TL interbody cage | TL interbody core - Integrated | NuVasive Inc. | CoRoent XLF-W, 8x22x50mm Lordotic | 6170850 | Standalone | DE0005752 | As per HSA registered indication(s)
Orthopaedics | Spine - Thoracolumbar (TL) and sacral surgery | TL interbody cage | TL interbody core - Integrated | NuVasive Inc. | CoRoent XLF-W, 8x22x55mm | 6160855 | Standalone | DE0005752 | As per HSA registered indication(s)
Orthopaedics | Spine - Thoracolumbar (TL) and sacral surgery | TL interbody cage | TL interbody core - Integrated | NuVasive Inc. | CoRoent XLF-W, 8x22x55mm Lordotic | 6170855 | Standalone | DE0005752 | As per HSA registered indication(s)
Orthopaedics | Spine - Thoracolumbar (TL) and sacral surgery | TL interbody cage | TL interbody core - Integrated | NuVasive Inc. | CoRoent XLF-W, 8x22x60mm | 6160860 | Standalone | DE0005752 | As per HSA registered indication(s)
Orthopaedics | Spine - Thoracolumbar (TL) and sacral surgery | TL interbody cage | TL interbody core - Integrated | NuVasive Inc. | CoRoent XLF-W, 8x22x60mm Lordotic | 6170860 | Standalone | DE0005752 | As per HSA registered indication(s)
Orthopaedics | Spine - Thoracolumbar (TL) and sacral surgery | TL interbody cage | TL interbody core - Integrated | NuVasive Inc. | CoRoent XL-H, 10x22x45mm 20DEG | 6201045 | Standalone | DE0005752 | As per HSA registered indication(s)
Orthopaedics | Spine - Thoracolumbar (TL) and sacral surgery | TL interbody cage | TL interbody core - Integrated | NuVasive Inc. | CoRoent XL-H, 10x22x45mm 30DEG | 6301045 | Standalone | DE0005752 | As per HSA registered indication(s)
Orthopaedics | Spine - Thoracolumbar (TL) and sacral surgery | TL interbody cage | TL interbody core - Integrated | NuVasive Inc. | CoRoent XL-H, 10x22x50mm 20DEG | 6201050 | Standalone | DE0005752 | As per HSA registered indication(s)
Orthopaedics | Spine - Thoracolumbar (TL) and sacral surgery | TL interbody cage | TL interbody core - Integrated | NuVasive Inc. | CoRoent XL-H, 10x22x50mm 30DEG | 6301050 | Standalone | DE0005752 | As per HSA registered indication(s)
Orthopaedics | Spine - Thoracolumbar (TL) and sacral surgery | TL interbody cage | TL interbody core - Integrated | NuVasive Inc. | CoRoent XL-H, 10x22x55mm 20DEG | 6201055 | Standalone | DE0005752 | As per HSA registered indication(s)
Orthopaedics | Spine - Thoracolumbar (TL) and sacral surgery | TL interbody cage | TL interbody core - Integrated | NuVasive Inc. | CoRoent XL-H, 10x22x55mm 30DEG | 6301055 | Standalone | DE0005752 | As per HSA registered indication(s)
Orthopaedics | Spine - Thoracolumbar (TL) and sacral surgery | TL interbody cage | TL interbody core - Integrated | NuVasive Inc. | CoRoent XL-H, 10x22x60mm 20DEG | 6201060 | Standalone | DE0005752 | As per HSA registered indication(s)
Orthopaedics | Spine - Thoracolumbar (TL) and sacral surgery | TL interbody cage | TL interbody core - Integrated | NuVasive Inc. | CoRoent XL-H, 10x22x60mm 30DEG | 6301060 | Standalone | DE0005752 | As per HSA registered indication(s)
Orthopaedics | Spine - Thoracolumbar (TL) and sacral surgery | TL interbody cage | TL interbody core - Integrated | NuVasive Inc. | CoRoent XL-H, 2x22x45mm 20DEG | 6200245 | Standalone | DE0005752 | As per HSA registered indication(s)
Orthopaedics | Spine - Thoracolumbar (TL) and sacral surgery | TL interbody cage | TL interbody core - Integrated | NuVasive Inc. | CoRoent XL-H, 2x22x45mm 30DEG | 6300245 | Standalone | DE0005752 | As per HSA registered indication(s)
Orthopaedics | Spine - Thoracolumbar (TL) and sacral surgery | TL interbody cage | TL interbody core - Integrated | NuVasive Inc. | CoRoent XL-H, 2x22x50mm 20DEG | 6200250 | Standalone | DE0005752 | As per HSA registered indication(s)
Orthopaedics | Spine - Thoracolumbar (TL) and sacral surgery | TL interbody cage | TL interbody core - Integrated | NuVasive Inc. | CoRoent XL-H, 2x22x50mm 30DEG | 6300250 | Standalone | DE0005752 | As per HSA registered indication(s)
Orthopaedics | Spine - Thoracolumbar (TL) and sacral surgery | TL interbody cage | TL interbody core - Integrated | NuVasive Inc. | CoRoent XL-H, 2x22x55mm 20DEG | 6200255 | Standalone | DE0005752 | As per HSA registered indication(s)
Orthopaedics | Spine - Thoracolumbar (TL) and sacral surgery | TL interbody cage | TL interbody core - Integrated | NuVasive Inc. | CoRoent XL-H, 2x22x55mm 30DEG | 6300255 | Standalone | DE0005752 | As per HSA registered indication(s)
Orthopaedics | Spine - Thoracolumbar (TL) and sacral surgery | TL interbody cage | TL interbody core - Integrated | NuVasive Inc. | CoRoent XL-H, 2x22x60mm 20DEG | 6200260 | Standalone | DE0005752 | As per HSA registered indication(s)
Orthopaedics | Spine - Thoracolumbar (TL) and sacral surgery | TL interbody cage | TL interbody core - Integrated | NuVasive Inc. | CoRoent XL-H, 2x22x60mm 30DEG | 6300260 | Standalone | DE0005752 | As per HSA registered indication(s)
Orthopaedics | Spine - Thoracolumbar (TL) and sacral surgery | TL interbody cage | TL interbody core - Integrated | NuVasive Inc. | CoRoent XL-H, 4x22x45mm 20DEG | 6200445 | Standalone | DE0005752 | As per HSA registered indication(s)
Orthopaedics | Spine - Thoracolumbar (TL) and sacral surgery | TL interbody cage | TL interbody core - Integrated | NuVasive Inc. | CoRoent XL-H, 4x22x45mm 30DEG | 6300445 | Standalone | DE0005752 | As per HSA registered indication(s)
Orthopaedics | Spine - Thoracolumbar (TL) and sacral surgery | TL interbody cage | TL interbody core - Integrated | NuVasive Inc. | CoRoent XL-H, 4x22x50mm 20DEG | 6200450 | Standalone | DE0005752 | As per HSA registered indication(s)
Orthopaedics | Spine - Thoracolumbar (TL) and sacral surgery | TL interbody cage | TL interbody core - Integrated | NuVasive Inc. | CoRoent XL-H, 4x22x50mm 30DEG | 6300450 | Standalone | DE0005752 | As per HSA registered indication(s)
Orthopaedics | Spine - Thoracolumbar (TL) and sacral surgery | TL interbody cage | TL interbody core - Integrated | NuVasive Inc. | CoRoent XL-H, 4x22x55mm 20DEG | 6200455 | Standalone | DE0005752 | As per HSA registered indication(s)
Orthopaedics | Spine - Thoracolumbar (TL) and sacral surgery | TL interbody cage | TL interbody core - Integrated | NuVasive Inc. | CoRoent XL-H, 4x22x55mm 30DEG | 6300455 | Standalone | DE0005752 | As per HSA registered indication(s)
Orthopaedics | Spine - Thoracolumbar (TL) and sacral surgery | TL interbody cage | TL interbody core - Integrated | NuVasive Inc. | CoRoent XL-H, 4x22x60mm 20DEG | 6200460 | Standalone | DE0005752 | As per HSA registered indication(s)
Orthopaedics | Spine - Thoracolumbar (TL) and sacral surgery | TL interbody cage | TL interbody core - Integrated | NuVasive Inc. | CoRoent XL-H, 4x22x60mm 30DEG | 6300460 | Standalone | DE0005752 | As per HSA registered indication(s)
Orthopaedics | Spine - Thoracolumbar (TL) and sacral surgery | TL interbody cage | TL interbody core - Integrated | NuVasive Inc. | CoRoent XL-H, 6x22x45mm 20DEG | 6200645 | Standalone | DE0005752 | As per HSA registered indication(s)
Orthopaedics | Spine - Thoracolumbar (TL) and sacral surgery | TL interbody cage | TL interbody core - Integrated | NuVasive Inc. | CoRoent XL-H, 6x22x45mm 30DEG | 6300645 | Standalone | DE0005752 | As per HSA registered indication(s)
Orthopaedics | Spine - Thoracolumbar (TL) and sacral surgery | TL interbody cage | TL interbody core - Integrated | NuVasive Inc. | CoRoent XL-H, 6x22x50mm 20DEG | 6200650 | Standalone | DE0005752 | As per HSA registered indication(s)
Orthopaedics | Spine - Thoracolumbar (TL) and sacral surgery | TL interbody cage | TL interbody core - Integrated | NuVasive Inc. | CoRoent XL-H, 6x22x50mm 30DEG | 6300650 | Standalone | DE0005752 | As per HSA registered indication(s)
Orthopaedics | Spine - Thoracolumbar (TL) and sacral surgery | TL interbody cage | TL interbody core - Integrated | NuVasive Inc. | CoRoent XL-H, 6x22x55mm 20DEG | 6200655 | Standalone | DE0005752 | As per HSA registered indication(s)
Orthopaedics | Spine - Thoracolumbar (TL) and sacral surgery | TL interbody cage | TL interbody core - Integrated | NuVasive Inc. | CoRoent XL-H, 6x22x55mm 30DEG | 6300655 | Standalone | DE0005752 | As per HSA registered indication(s)
Orthopaedics | Spine - Thoracolumbar (TL) and sacral surgery | TL interbody cage | TL interbody core - Integrated | NuVasive Inc. | CoRoent XL-H, 6x22x60mm 20DEG | 6200660 | Standalone | DE0005752 | As per HSA registered indication(s)
Orthopaedics | Spine - Thoracolumbar (TL) and sacral surgery | TL interbody cage | TL interbody core - Integrated | NuVasive Inc. | CoRoent XL-H, 6x22x60mm 30DEG | 6300660 | Standalone | DE0005752 | As per HSA registered indication(s)
Orthopaedics | Spine - Thoracolumbar (TL) and sacral surgery | TL interbody cage | TL interbody core - Integrated | NuVasive Inc. | CoRoent XL-H, 8x22x45mm 20DEG | 6200845 | Standalone | DE0005752 | As per HSA registered indication(s)
Orthopaedics | Spine - Thoracolumbar (TL) and sacral surgery | TL interbody cage | TL interbody core - Integrated | NuVasive Inc. | CoRoent XL-H, 8x22x45mm 30DEG | 6300845 | Standalone | DE0005752 | As per HSA registered indication(s)
Orthopaedics | Spine - Thoracolumbar (TL) and sacral surgery | TL interbody cage | TL interbody core - Integrated | NuVasive Inc. | CoRoent XL-H, 8x22x50mm 20DEG | 6200850 | Standalone | DE0005752 | As per HSA registered indication(s)
Orthopaedics | Spine - Thoracolumbar (TL) and sacral surgery | TL interbody cage | TL interbody core - Integrated | NuVasive Inc. | CoRoent XL-H, 8x22x50mm 30DEG | 6300850 | Standalone | DE0005752 | As per HSA registered indication(s)
Orthopaedics | Spine - Thoracolumbar (TL) and sacral surgery | TL interbody cage | TL interbody core - Integrated | NuVasive Inc. | CoRoent XL-H, 8x22x55mm 20DEG | 6200855 | Standalone | DE0005752 | As per HSA registered indication(s)
Orthopaedics | Spine - Thoracolumbar (TL) and sacral surgery | TL interbody cage | TL interbody core - Integrated | NuVasive Inc. | CoRoent XL-H, 8x22x55mm 30DEG | 6300855 | Standalone | DE0005752 | As per HSA registered indication(s)
Orthopaedics | Spine - Thoracolumbar (TL) and sacral surgery | TL interbody cage | TL interbody core - Integrated | NuVasive Inc. | CoRoent XL-H, 8x22x60mm 20DEG | 6200860 | Standalone | DE0005752 | As per HSA registered indication(s)
Orthopaedics | Spine - Thoracolumbar (TL) and sacral surgery | TL interbody cage | TL interbody core - Integrated | NuVasive Inc. | CoRoent XL-H, 8x22x60mm 30DEG | 6300860 | Standalone | DE0005752 | As per HSA registered indication(s)
Orthopaedics | Spine - Thoracolumbar (TL) and sacral surgery | TL interbody cage | TL interbody core - Non-integrated | NuVasive Inc. | CoRoent XLR, 10x34x24 12DEG | 6941044 | Standalone | DE0005750 | As per HSA registered indication(s)
Orthopaedics | Spine - Thoracolumbar (TL) and sacral surgery | TL interbody cage | TL interbody core - Non-integrated | NuVasive Inc. | CoRoent XLR, 10x34x24 8DEG | 6921044 | Standalone | DE0005750 | As per HSA registered indication(s)
Orthopaedics | Spine - Thoracolumbar (TL) and sacral surgery | TL interbody cage | TL interbody core - Non-integrated | NuVasive Inc. | CoRoent XLR, 10x38x28 8DEG | 6921088 | Standalone | DE0005750 | As per HSA registered indication(s)
Orthopaedics | Spine - Thoracolumbar (TL) and sacral surgery | TL interbody cage | TL interbody core - Non-integrated | NuVasive Inc. | CoRoent XLR, 12x34x24 12DEG | 6941244 | Standalone | DE0005750 | As per HSA registered indication(s)
Orthopaedics | Spine - Thoracolumbar (TL) and sacral surgery | TL interbody cage | TL interbody core - Non-integrated | NuVasive Inc. | CoRoent XLR, 12x34x24 8DEG | 6921244 | Standalone | DE0005750 | As per HSA registered indication(s)
Orthopaedics | Spine - Thoracolumbar (TL) and sacral surgery | TL interbody cage | TL interbody core - Non-integrated | NuVasive Inc. | CoRoent XLR, 12x38x28 15DEG | 6931288 | Standalone | DE0005750 | As per HSA registered indication(s)
Orthopaedics | Spine - Thoracolumbar (TL) and sacral surgery | TL interbody cage | TL interbody core - Non-integrated | NuVasive Inc. | CoRoent XLR, 12x38x28 8DEG | 6921288 | Standalone | DE0005750 | As per HSA registered indication(s)
Orthopaedics | Spine - Thoracolumbar (TL) and sacral surgery | TL interbody cage | TL interbody core - Non-integrated | NuVasive Inc. | CoRoent XLR, 14x34x24 12DEG | 6941444 | Standalone | DE0005750 | As per HSA registered indication(s)
Orthopaedics | Spine - Thoracolumbar (TL) and sacral surgery | TL interbody cage | TL interbody core - Non-integrated | NuVasive Inc. | CoRoent XLR, 14x34x24 8DEG | 6921444 | Standalone | DE0005750 | As per HSA registered indication(s)
Orthopaedics | Spine - Thoracolumbar (TL) and sacral surgery | TL interbody cage | TL interbody core - Non-integrated | NuVasive Inc. | CoRoent XLR, 14x38x28 15DEG | 6931488 | Standalone | DE0005750 | As per HSA registered indication(s)
Orthopaedics | Spine - Thoracolumbar (TL) and sacral surgery | TL interbody cage | TL interbody core - Non-integrated | NuVasive Inc. | CoRoent XLR, 14x38x28 8DEG | 6921488 | Standalone | DE0005750 | As per HSA registered indication(s)
Orthopaedics | Spine - Thoracolumbar (TL) and sacral surgery | TL interbody cage | TL interbody core - Non-integrated | NuVasive Inc. | CoRoent XLR, 16x34x24 12DEG | 6941644 | Standalone | DE0005750 | As per HSA registered indication(s)
Orthopaedics | Spine - Thoracolumbar (TL) and sacral surgery | TL interbody cage | TL interbody core - Non-integrated | NuVasive Inc. | CoRoent XLR, 16x34x24 8DEG | 6921644 | Standalone | DE0005750 | As per HSA registered indication(s)
Orthopaedics | Spine - Thoracolumbar (TL) and sacral surgery | TL interbody cage | TL interbody core - Non-integrated | NuVasive Inc. | CoRoent XLR, 16x38x28 15DEG | 6931688 | Standalone | DE0005750 | As per HSA registered indication(s)
Orthopaedics | Spine - Thoracolumbar (TL) and sacral surgery | TL interbody cage | TL interbody core - Non-integrated | NuVasive Inc. | CoRoent XLR, 16x38x28 8DEG | 6921688 | Standalone | DE0005750 | As per HSA registered indication(s)
Orthopaedics | Spine - Thoracolumbar (TL) and sacral surgery | TL interbody cage | TL interbody core - Non-integrated | NuVasive Inc. | CoRoent XLR, 18x34x24 12DEG | 6941844 | Standalone | DE0005750 | As per HSA registered indication(s)
Orthopaedics | Spine - Thoracolumbar (TL) and sacral surgery | TL interbody cage | TL interbody core - Non-integrated | NuVasive Inc. | CoRoent XLR, 18x34x24 8DEG | 6921844 | Standalone | DE0005750 | As per HSA registered indication(s)
Orthopaedics | Spine - Thoracolumbar (TL) and sacral surgery | TL interbody cage | TL interbody core - Non-integrated | NuVasive Inc. | CoRoent XLR, 18x38x28 15DEG | 6931888 | Standalone | DE0005750 | As per HSA registered indication(s)
Orthopaedics | Spine - Thoracolumbar (TL) and sacral surgery | TL interbody cage | TL interbody core - Non-integrated | NuVasive Inc. | CoRoent XLR, 18x38x28 8DEG | 6921888 | Standalone | DE0005750 | As per HSA registered indication(s)
Orthopaedics | Spine - Thoracolumbar (TL) and sacral surgery | TL interbody cage | TL interbody core - Non-integrated | NuVasive Inc. | CoRoent XLR, 20x34x24 12DEG | 6942044 | Standalone | DE0005750 | As per HSA registered indication(s)
Orthopaedics | Spine - Thoracolumbar (TL) and sacral surgery | TL interbody cage | TL interbody core - Non-integrated | NuVasive Inc. | CoRoent XLR, 20x34x24 8DEG | 6922044 | Standalone | DE0005750 | As per HSA registered indication(s)
Orthopaedics | Spine - Thoracolumbar (TL) and sacral surgery | TL interbody cage | TL interbody core - Non-integrated | NuVasive Inc. | CoRoent XLR, 20x38x28 15DEG | 6932088 | Standalone | DE0005750 | As per HSA registered indication(s)
Orthopaedics | Spine - Thoracolumbar (TL) and sacral surgery | TL interbody cage | TL interbody core - Non-integrated | NuVasive Inc. | CoRoent XLR, 20x38x28 8DEG | 6922088 | Standalone | DE0005750 | As per HSA registered indication(s)
Orthopaedics | Spine - Thoracolumbar (TL) and sacral surgery | TL interbody cage | TL interbody core - Non-integrated | K2M | Coronally Tapered AN Implant, 8.5x28x10 mm, 12DEG | 5303-21028T2 | Standalone | DE0014221 | As per HSA registered indication(s)
Orthopaedics | Spine - Thoracolumbar (TL) and sacral surgery | TL interbody cage | TL interbody core - Non-integrated | K2M | Coronally Tapered AN Implant, 8.5x28x10 mm, 6DEG | 5303-21028T6 | Standalone | DE0014221 | As per HSA registered indication(s)
Orthopaedics | Spine - Thoracolumbar (TL) and sacral surgery | TL interbody cage | TL interbody core - Non-integrated | K2M | Coronally Tapered AN Implant, 8.5x28x12 mm, 6DEG | 5303-21228T6 | Standalone | DE0014221 | As per HSA registered indication(s)
Orthopaedics | Spine - Thoracolumbar (TL) and sacral surgery | TL interbody cage | TL interbody core - Non-integrated | K2M | Coronally Tapered AN Implant, 8.5x28x4 mm, 12DEG | 5303-20428T2 | Standalone | DE0014221 | As per HSA registered indication(s)
Orthopaedics | Spine - Thoracolumbar (TL) and sacral surgery | TL interbody cage | TL interbody core - Non-integrated | K2M | Coronally Tapered AN Implant, 8.5x28x4 mm, 6DEG | 5303-20428T6 | Standalone | DE0014221 | As per HSA registered indication(s)
Orthopaedics | Spine - Thoracolumbar (TL) and sacral surgery | TL interbody cage | TL interbody core - Non-integrated | K2M | Coronally Tapered AN Implant, 8.5x28x6 mm, 12DEG | 5303-20628T2 | Standalone | DE0014221 | As per HSA registered indication(s)
Orthopaedics | Spine - Thoracolumbar (TL) and sacral surgery | TL interbody cage | TL interbody core - Non-integrated | K2M | Coronally Tapered AN Implant, 8.5x28x6 mm, 6DEG | 5303-20628T6 | Standalone | DE0014221 | As per HSA registered indication(s)
Orthopaedics | Spine - Thoracolumbar (TL) and sacral surgery | TL interbody cage | TL interbody core - Non-integrated | K2M | Coronally Tapered AN Implant, 8.5x28x8 mm, 12DEG | 5303-20828T2 | Standalone | DE0014221 | As per HSA registered indication(s)
Orthopaedics | Spine - Thoracolumbar (TL) and sacral surgery | TL interbody cage | TL interbody core - Non-integrated | K2M | Coronally Tapered AN Implant, 8.5x28x8 mm, 6DEG | 5303-20828T6 | Standalone | DE0014221 | As per HSA registered indication(s)
Orthopaedics | Spine - Thoracolumbar (TL) and sacral surgery | TL interbody cage | TL interbody core - Non-integrated | K2M | Coronally Tapered AN Implant, 8.5x32x10 mm, 12DEG | 5303-21032T2 | Standalone | DE0014221 | As per HSA registered indication(s)
Orthopaedics | Spine - Thoracolumbar (TL) and sacral surgery | TL interbody cage | TL interbody core - Non-integrated | K2M | Coronally Tapered AN Implant, 8.5x32x10 mm, 6DEG | 5303-21032T6 | Standalone | DE0014221 | As per HSA registered indication(s)
Orthopaedics | Spine - Thoracolumbar (TL) and sacral surgery | TL interbody cage | TL interbody core - Non-integrated | K2M | Coronally Tapered AN Implant, 8.5x32x12 mm, 6DEG | 5303-21232T6 | Standalone | DE0014221 | As per HSA registered indication(s)
Orthopaedics | Spine - Thoracolumbar (TL) and sacral surgery | TL interbody cage | TL interbody core - Non-integrated | K2M | Coronally Tapered AN Implant, 8.5x32x4 mm, 12DEG | 5303-20432T2 | Standalone | DE0014221 | As per HSA registered indication(s)
Orthopaedics | Spine - Thoracolumbar (TL) and sacral surgery | TL interbody cage | TL interbody core - Non-integrated | K2M | Coronally Tapered AN Implant, 8.5x32x4 mm, 6DEG | 5303-20432T6 | Standalone | DE0014221 | As per HSA registered indication(s)
Orthopaedics | Spine - Thoracolumbar (TL) and sacral surgery | TL interbody cage | TL interbody core - Non-integrated | K2M | Coronally Tapered AN Implant, 8.5x32x6 mm, 12DEG | 5303-20632T2 | Standalone | DE0014221 | As per HSA registered indication(s)
Orthopaedics | Spine - Thoracolumbar (TL) and sacral surgery | TL interbody cage | TL interbody core - Non-integrated | K2M | Coronally Tapered AN Implant, 8.5x32x6 mm, 6DEG | 5303-20632T6 | Standalone | DE0014221 | As per HSA registered indication(s)
Orthopaedics | Spine - Thoracolumbar (TL) and sacral surgery | TL interbody cage | TL interbody core - Non-integrated | K2M | Coronally Tapered AN Implant, 8.5x32x8 mm, 12DEG | 5303-20832T2 | Standalone | DE0014221 | As per HSA registered indication(s)
Orthopaedics | Spine - Thoracolumbar (TL) and sacral surgery | TL interbody cage | TL interbody core - Non-integrated | K2M | Coronally Tapered AN Implant, 8.5x32x8 mm, 6DEG | 5303-20832T6 | Standalone | DE0014221 | As per HSA registered indication(s)
Orthopaedics | Spine - Thoracolumbar (TL) and sacral surgery | TL and sacral fusion and fixation implant | TL rod connector system excluding locking screw | GLOBUS MEDICAL | CREO 5.5 Cross Connector, 29-33mm Long | 1119.0030 | Standalone | DE0502342 | As per HSA registered indication(s)
Orthopaedics | Spine - Thoracolumbar (TL) and sacral surgery | TL and sacral fusion and fixation implant | TL rod connector system excluding locking screw | GLOBUS MEDICAL | CREO 5.5 Cross Connector, 32-40mm Long | 1119.0034 | Standalone | DE0502342 | As per HSA registered indication(s)
Orthopaedics | Spine - Thoracolumbar (TL) and sacral surgery | TL and sacral fusion and fixation implant | TL rod connector system excluding locking screw | GLOBUS MEDICAL | CREO 5.5 Cross Connector, 38-50mm Long | 1119.0039 | Standalone | DE0502342 | As per HSA registered indication(s)
Orthopaedics | Spine - Thoracolumbar (TL) and sacral surgery | TL and sacral fusion and fixation implant | TL rod connector system excluding locking screw | GLOBUS MEDICAL | CREO 5.5 Cross Connector, 48-60mm Long | 1119.0046 | Standalone | DE0502342 | As per HSA registered indication(s)
Orthopaedics | Spine - Thoracolumbar (TL) and sacral surgery | TL and sacral fusion and fixation implant | TL rod connector system excluding locking screw | GLOBUS MEDICAL | CREO 5.5 Cross Connector, 58-70mm Long | 1119.0062 | Standalone | DE0502342 | As per HSA registered indication(s)
Orthopaedics | Spine - Thoracolumbar (TL) and sacral surgery | TL and sacral fusion and fixation implant | TL pedicle screw - Shank, tulip | GLOBUS MEDICAL | CREO AMP 4.0x20mm Modular Screw | 1067.1220 | Standalone | DE0502342 | As per HSA registered indication(s) except for radiolucent implants which should be used as follows:  in patients with primary or metastatic spinal tumours who would benefit from post-operative high dose high precision beam therapy upon appropriate and stringent patient selection;  Patient selection should be done via standardised assessment such as the neurological-oncological-mechanical systemic (NOMS) framework; and  The assessment should be carried out by a multidisciplinary team (MDT), which may be inclusive of, but not limited to, radiation oncologists, spine surgeons and interventional radiologists, among others.
Orthopaedics | Spine - Thoracolumbar (TL) and sacral surgery | TL and sacral fusion and fixation implant | TL pedicle screw - Shank, tulip | GLOBUS MEDICAL | CREO AMP 4.0x25mm Modular Screw | 1067.1225 | Standalone | DE0502342 | As per HSA registered indication(s) except for radiolucent implants which should be used as follows:  in patients with primary or metastatic spinal tumours who would benefit from post-operative high dose high precision beam therapy upon appropriate and stringent patient selection;  Patient selection should be done via standardised assessment such as the neurological-oncological-mechanical systemic (NOMS) framework; and  The assessment should be carried out by a multidisciplinary team (MDT), which may be inclusive of, but not limited to, radiation oncologists, spine surgeons and interventional radiologists, among others.
Orthopaedics | Spine - Thoracolumbar (TL) and sacral surgery | TL and sacral fusion and fixation implant | TL pedicle screw - Shank, tulip | GLOBUS MEDICAL | CREO AMP 4.0x30mm Modular Screw | 1067.1230 | Standalone | DE0502342 | As per HSA registered indication(s) except for radiolucent implants which should be used as follows:  in patients with primary or metastatic spinal tumours who would benefit from post-operative high dose high precision beam therapy upon appropriate and stringent patient selection;  Patient selection should be done via standardised assessment such as the neurological-oncological-mechanical systemic (NOMS) framework; and  The assessment should be carried out by a multidisciplinary team (MDT), which may be inclusive of, but not limited to, radiation oncologists, spine surgeons and interventional radiologists, among others.
Orthopaedics | Spine - Thoracolumbar (TL) and sacral surgery | TL and sacral fusion and fixation implant | TL pedicle screw - Shank, tulip | GLOBUS MEDICAL | CREO AMP 4.0x35mm Modular Screw | 1067.1235 | Standalone | DE0502342 | As per HSA registered indication(s) except for radiolucent implants which should be used as follows:  in patients with primary or metastatic spinal tumours who would benefit from post-operative high dose high precision beam therapy upon appropriate and stringent patient selection;  Patient selection should be done via standardised assessment such as the neurological-oncological-mechanical systemic (NOMS) framework; and  The assessment should be carried out by a multidisciplinary team (MDT), which may be inclusive of, but not limited to, radiation oncologists, spine surgeons and interventional radiologists, among others.
Orthopaedics | Spine - Thoracolumbar (TL) and sacral surgery | TL and sacral fusion and fixation implant | TL pedicle screw - Shank, tulip | GLOBUS MEDICAL | CREO AMP 4.0x40mm Modular Screw | 1067.1240 | Standalone | DE0502342 | As per HSA registered indication(s) except for radiolucent implants which should be used as follows:  in patients with primary or metastatic spinal tumours who would benefit from post-operative high dose high precision beam therapy upon appropriate and stringent patient selection;  Patient selection should be done via standardised assessment such as the neurological-oncological-mechanical systemic (NOMS) framework; and  The assessment should be carried out by a multidisciplinary team (MDT), which may be inclusive of, but not limited to, radiation oncologists, spine surgeons and interventional radiologists, among others.
Orthopaedics | Spine - Thoracolumbar (TL) and sacral surgery | TL and sacral fusion and fixation implant | TL pedicle screw - Shank, tulip | GLOBUS MEDICAL | CREO AMP 4.0x45mm Modular Screw | 1067.1245 | Standalone | DE0502342 | As per HSA registered indication(s) except for radiolucent implants which should be used as follows:  in patients with primary or metastatic spinal tumours who would benefit from post-operative high dose high precision beam therapy upon appropriate and stringent patient selection;  Patient selection should be done via standardised assessment such as the neurological-oncological-mechanical systemic (NOMS) framework; and  The assessment should be carried out by a multidisciplinary team (MDT), which may be inclusive of, but not limited to, radiation oncologists, spine surgeons and interventional radiologists, among others.
Orthopaedics | Spine - Thoracolumbar (TL) and sacral surgery | TL and sacral fusion and fixation implant | TL pedicle screw - Shank, tulip | GLOBUS MEDICAL | CREO AMP 4.5 x 25mm Modular Cannulated Screw | 1067.4325 | Standalone | DE0502342 | As per HSA registered indication(s) except for radiolucent implants which should be used as follows:  in patients with primary or metastatic spinal tumours who would benefit from post-operative high dose high precision beam therapy upon appropriate and stringent patient selection;  Patient selection should be done via standardised assessment such as the neurological-oncological-mechanical systemic (NOMS) framework; and  The assessment should be carried out by a multidisciplinary team (MDT), which may be inclusive of, but not limited to, radiation oncologists, spine surgeons and interventional radiologists, among others.
Orthopaedics | Spine - Thoracolumbar (TL) and sacral surgery | TL and sacral fusion and fixation implant | TL pedicle screw - Shank, tulip | GLOBUS MEDICAL | CREO AMP 4.5 x 30mm Modular Cannulated Screw | 1067.4330 | Standalone | DE0502342 | As per HSA registered indication(s) except for radiolucent implants which should be used as follows:  in patients with primary or metastatic spinal tumours who would benefit from post-operative high dose high precision beam therapy upon appropriate and stringent patient selection;  Patient selection should be done via standardised assessment such as the neurological-oncological-mechanical systemic (NOMS) framework; and  The assessment should be carried out by a multidisciplinary team (MDT), which may be inclusive of, but not limited to, radiation oncologists, spine surgeons and interventional radiologists, among others.
Orthopaedics | Spine - Thoracolumbar (TL) and sacral surgery | TL and sacral fusion and fixation implant | TL pedicle screw - Shank, tulip | GLOBUS MEDICAL | CREO AMP 4.5 x 35mm Modular Cannulated Screw | 1067.4335 | Standalone | DE0502342 | As per HSA registered indication(s) except for radiolucent implants which should be used as follows:  in patients with primary or metastatic spinal tumours who would benefit from post-operative high dose high precision beam therapy upon appropriate and stringent patient selection;  Patient selection should be done via standardised assessment such as the neurological-oncological-mechanical systemic (NOMS) framework; and  The assessment should be carried out by a multidisciplinary team (MDT), which may be inclusive of, but not limited to, radiation oncologists, spine surgeons and interventional radiologists, among others.
Orthopaedics | Spine - Thoracolumbar (TL) and sacral surgery | TL and sacral fusion and fixation implant | TL pedicle screw - Shank, tulip | GLOBUS MEDICAL | CREO AMP 4.5 x 40mm Modular Cannulated Screw | 1067.4340 | Standalone | DE0502342 | As per HSA registered indication(s) except for radiolucent implants which should be used as follows:  in patients with primary or metastatic spinal tumours who would benefit from post-operative high dose high precision beam therapy upon appropriate and stringent patient selection;  Patient selection should be done via standardised assessment such as the neurological-oncological-mechanical systemic (NOMS) framework; and  The assessment should be carried out by a multidisciplinary team (MDT), which may be inclusive of, but not limited to, radiation oncologists, spine surgeons and interventional radiologists, among others.
Orthopaedics | Spine - Thoracolumbar (TL) and sacral surgery | TL and sacral fusion and fixation implant | TL pedicle screw - Shank, tulip | GLOBUS MEDICAL | CREO AMP 4.5 x 45mm Modular Cannulated Screw | 1067.4345 | Standalone | DE0502342 | As per HSA registered indication(s) except for radiolucent implants which should be used as follows:  in patients with primary or metastatic spinal tumours who would benefit from post-operative high dose high precision beam therapy upon appropriate and stringent patient selection;  Patient selection should be done via standardised assessment such as the neurological-oncological-mechanical systemic (NOMS) framework; and  The assessment should be carried out by a multidisciplinary team (MDT), which may be inclusive of, but not limited to, radiation oncologists, spine surgeons and interventional radiologists, among others.
Orthopaedics | Spine - Thoracolumbar (TL) and sacral surgery | TL and sacral fusion and fixation implant | TL pedicle screw - Shank, tulip | GLOBUS MEDICAL | CREO AMP 4.5x25mm Modular Screw | 1067.1325 | Standalone | DE0502342 | As per HSA registered indication(s) except for radiolucent implants which should be used as follows:  in patients with primary or metastatic spinal tumours who would benefit from post-operative high dose high precision beam therapy upon appropriate and stringent patient selection;  Patient selection should be done via standardised assessment such as the neurological-oncological-mechanical systemic (NOMS) framework; and  The assessment should be carried out by a multidisciplinary team (MDT), which may be inclusive of, but not limited to, radiation oncologists, spine surgeons and interventional radiologists, among others.
Orthopaedics | Spine - Thoracolumbar (TL) and sacral surgery | TL and sacral fusion and fixation implant | TL pedicle screw - Shank, tulip | GLOBUS MEDICAL | CREO AMP 4.5x30mm Modular Screw | 1067.1330 | Standalone | DE0502342 | As per HSA registered indication(s) except for radiolucent implants which should be used as follows:  in patients with primary or metastatic spinal tumours who would benefit from post-operative high dose high precision beam therapy upon appropriate and stringent patient selection;  Patient selection should be done via standardised assessment such as the neurological-oncological-mechanical systemic (NOMS) framework; and  The assessment should be carried out by a multidisciplinary team (MDT), which may be inclusive of, but not limited to, radiation oncologists, spine surgeons and interventional radiologists, among others.
Orthopaedics | Spine - Thoracolumbar (TL) and sacral surgery | TL and sacral fusion and fixation implant | TL pedicle screw - Shank, tulip | GLOBUS MEDICAL | CREO AMP 4.5x35mm Modular Screw | 1067.1335 | Standalone | DE0502342 | As per HSA registered indication(s) except for radiolucent implants which should be used as follows:  in patients with primary or metastatic spinal tumours who would benefit from post-operative high dose high precision beam therapy upon appropriate and stringent patient selection;  Patient selection should be done via standardised assessment such as the neurological-oncological-mechanical systemic (NOMS) framework; and  The assessment should be carried out by a multidisciplinary team (MDT), which may be inclusive of, but not limited to, radiation oncologists, spine surgeons and interventional radiologists, among others.
Orthopaedics | Spine - Thoracolumbar (TL) and sacral surgery | TL and sacral fusion and fixation implant | TL pedicle screw - Shank, tulip | GLOBUS MEDICAL | CREO AMP 4.5x40mm Modular Screw | 1067.1340 | Standalone | DE0502342 | As per HSA registered indication(s) except for radiolucent implants which should be used as follows:  in patients with primary or metastatic spinal tumours who would benefit from post-operative high dose high precision beam therapy upon appropriate and stringent patient selection;  Patient selection should be done via standardised assessment such as the neurological-oncological-mechanical systemic (NOMS) framework; and  The assessment should be carried out by a multidisciplinary team (MDT), which may be inclusive of, but not limited to, radiation oncologists, spine surgeons and interventional radiologists, among others.
Orthopaedics | Spine - Thoracolumbar (TL) and sacral surgery | TL and sacral fusion and fixation implant | TL pedicle screw - Shank, tulip | GLOBUS MEDICAL | CREO AMP 4.5x45mm Modular Screw | 1067.1345 | Standalone | DE0502342 | As per HSA registered indication(s) except for radiolucent implants which should be used as follows:  in patients with primary or metastatic spinal tumours who would benefit from post-operative high dose high precision beam therapy upon appropriate and stringent patient selection;  Patient selection should be done via standardised assessment such as the neurological-oncological-mechanical systemic (NOMS) framework; and  The assessment should be carried out by a multidisciplinary team (MDT), which may be inclusive of, but not limited to, radiation oncologists, spine surgeons and interventional radiologists, among others.
Orthopaedics | Spine - Thoracolumbar (TL) and sacral surgery | TL and sacral fusion and fixation implant | TL pedicle screw - Shank, tulip | GLOBUS MEDICAL | CREO AMP 5.5 x 30mm Modular Cannulated Screw | 1067.4530 | Standalone | DE0502342 | As per HSA registered indication(s) except for radiolucent implants which should be used as follows:  in patients with primary or metastatic spinal tumours who would benefit from post-operative high dose high precision beam therapy upon appropriate and stringent patient selection;  Patient selection should be done via standardised assessment such as the neurological-oncological-mechanical systemic (NOMS) framework; and  The assessment should be carried out by a multidisciplinary team (MDT), which may be inclusive of, but not limited to, radiation oncologists, spine surgeons and interventional radiologists, among others.
Orthopaedics | Spine - Thoracolumbar (TL) and sacral surgery | TL and sacral fusion and fixation implant | TL pedicle screw - Shank, tulip | GLOBUS MEDICAL | CREO AMP 5.5 x 35mm Modular Cannulated Screw | 1067.4535 | Standalone | DE0502342 | As per HSA registered indication(s) except for radiolucent implants which should be used as follows:  in patients with primary or metastatic spinal tumours who would benefit from post-operative high dose high precision beam therapy upon appropriate and stringent patient selection;  Patient selection should be done via standardised assessment such as the neurological-oncological-mechanical systemic (NOMS) framework; and  The assessment should be carried out by a multidisciplinary team (MDT), which may be inclusive of, but not limited to, radiation oncologists, spine surgeons and interventional radiologists, among others.
Orthopaedics | Spine - Thoracolumbar (TL) and sacral surgery | TL and sacral fusion and fixation implant | TL pedicle screw - Shank, tulip | GLOBUS MEDICAL | CREO AMP 5.5 x 40mm Modular Cannulated Screw | 1067.4540 | Standalone | DE0502342 | As per HSA registered indication(s) except for radiolucent implants which should be used as follows:  in patients with primary or metastatic spinal tumours who would benefit from post-operative high dose high precision beam therapy upon appropriate and stringent patient selection;  Patient selection should be done via standardised assessment such as the neurological-oncological-mechanical systemic (NOMS) framework; and  The assessment should be carried out by a multidisciplinary team (MDT), which may be inclusive of, but not limited to, radiation oncologists, spine surgeons and interventional radiologists, among others.
Orthopaedics | Spine - Thoracolumbar (TL) and sacral surgery | TL and sacral fusion and fixation implant | TL pedicle screw - Shank, tulip | GLOBUS MEDICAL | CREO AMP 5.5 x 45mm Modular Cannulated Screw | 1067.4545 | Standalone | DE0502342 | As per HSA registered indication(s) except for radiolucent implants which should be used as follows:  in patients with primary or metastatic spinal tumours who would benefit from post-operative high dose high precision beam therapy upon appropriate and stringent patient selection;  Patient selection should be done via standardised assessment such as the neurological-oncological-mechanical systemic (NOMS) framework; and  The assessment should be carried out by a multidisciplinary team (MDT), which may be inclusive of, but not limited to, radiation oncologists, spine surgeons and interventional radiologists, among others.
Orthopaedics | Spine - Thoracolumbar (TL) and sacral surgery | TL and sacral fusion and fixation implant | TL pedicle screw - Shank, tulip | GLOBUS MEDICAL | CREO AMP 5.5 x 50mm Modular Cannulated Screw | 1067.4550 | Standalone | DE0502342 | As per HSA registered indication(s) except for radiolucent implants which should be used as follows:  in patients with primary or metastatic spinal tumours who would benefit from post-operative high dose high precision beam therapy upon appropriate and stringent patient selection;  Patient selection should be done via standardised assessment such as the neurological-oncological-mechanical systemic (NOMS) framework; and  The assessment should be carried out by a multidisciplinary team (MDT), which may be inclusive of, but not limited to, radiation oncologists, spine surgeons and interventional radiologists, among others.
Orthopaedics | Spine - Thoracolumbar (TL) and sacral surgery | TL and sacral fusion and fixation implant | TL pedicle screw - Shank, tulip | GLOBUS MEDICAL | CREO AMP 5.5x30mm Modular Screw | 1067.1530 | Standalone | DE0502342 | As per HSA registered indication(s) except for radiolucent implants which should be used as follows:  in patients with primary or metastatic spinal tumours who would benefit from post-operative high dose high precision beam therapy upon appropriate and stringent patient selection;  Patient selection should be done via standardised assessment such as the neurological-oncological-mechanical systemic (NOMS) framework; and  The assessment should be carried out by a multidisciplinary team (MDT), which may be inclusive of, but not limited to, radiation oncologists, spine surgeons and interventional radiologists, among others.
Orthopaedics | Spine - Thoracolumbar (TL) and sacral surgery | TL and sacral fusion and fixation implant | TL pedicle screw - Shank, tulip | GLOBUS MEDICAL | CREO AMP 5.5x35mm Modular Screw | 1067.1535 | Standalone | DE0502342 | As per HSA registered indication(s) except for radiolucent implants which should be used as follows:  in patients with primary or metastatic spinal tumours who would benefit from post-operative high dose high precision beam therapy upon appropriate and stringent patient selection;  Patient selection should be done via standardised assessment such as the neurological-oncological-mechanical systemic (NOMS) framework; and  The assessment should be carried out by a multidisciplinary team (MDT), which may be inclusive of, but not limited to, radiation oncologists, spine surgeons and interventional radiologists, among others.
Orthopaedics | Spine - Thoracolumbar (TL) and sacral surgery | TL and sacral fusion and fixation implant | TL pedicle screw - Shank, tulip | GLOBUS MEDICAL | CREO AMP 5.5x40mm Modular Screw | 1067.1540 | Standalone | DE0502342 | As per HSA registered indication(s) except for radiolucent implants which should be used as follows:  in patients with primary or metastatic spinal tumours who would benefit from post-operative high dose high precision beam therapy upon appropriate and stringent patient selection;  Patient selection should be done via standardised assessment such as the neurological-oncological-mechanical systemic (NOMS) framework; and  The assessment should be carried out by a multidisciplinary team (MDT), which may be inclusive of, but not limited to, radiation oncologists, spine surgeons and interventional radiologists, among others.
Orthopaedics | Spine - Thoracolumbar (TL) and sacral surgery | TL and sacral fusion and fixation implant | TL pedicle screw - Shank, tulip | GLOBUS MEDICAL | CREO AMP 5.5x45mm Modular Screw | 1067.1545 | Standalone | DE0502342 | As per HSA registered indication(s) except for radiolucent implants which should be used as follows:  in patients with primary or metastatic spinal tumours who would benefit from post-operative high dose high precision beam therapy upon appropriate and stringent patient selection;  Patient selection should be done via standardised assessment such as the neurological-oncological-mechanical systemic (NOMS) framework; and  The assessment should be carried out by a multidisciplinary team (MDT), which may be inclusive of, but not limited to, radiation oncologists, spine surgeons and interventional radiologists, among others.
Orthopaedics | Spine - Thoracolumbar (TL) and sacral surgery | TL and sacral fusion and fixation implant | TL pedicle screw - Shank, tulip | GLOBUS MEDICAL | CREO AMP 5.5x50mm Modular Screw | 1067.1550 | Standalone | DE0502342 | As per HSA registered indication(s) except for radiolucent implants which should be used as follows:  in patients with primary or metastatic spinal tumours who would benefit from post-operative high dose high precision beam therapy upon appropriate and stringent patient selection;  Patient selection should be done via standardised assessment such as the neurological-oncological-mechanical systemic (NOMS) framework; and  The assessment should be carried out by a multidisciplinary team (MDT), which may be inclusive of, but not limited to, radiation oncologists, spine surgeons and interventional radiologists, among others.
Orthopaedics | Spine - Thoracolumbar (TL) and sacral surgery | TL and sacral fusion and fixation implant | TL pedicle screw - Shank, tulip | GLOBUS MEDICAL | CREO AMP 5.5x55mm Modular Screw | 1067.1555 | Standalone | DE0502342 | As per HSA registered indication(s) except for radiolucent implants which should be used as follows:  in patients with primary or metastatic spinal tumours who would benefit from post-operative high dose high precision beam therapy upon appropriate and stringent patient selection;  Patient selection should be done via standardised assessment such as the neurological-oncological-mechanical systemic (NOMS) framework; and  The assessment should be carried out by a multidisciplinary team (MDT), which may be inclusive of, but not limited to, radiation oncologists, spine surgeons and interventional radiologists, among others.
Orthopaedics | Spine - Thoracolumbar (TL) and sacral surgery | TL and sacral fusion and fixation implant | TL pedicle screw - Shank, tulip | GLOBUS MEDICAL | CREO AMP 6.5 x 35mm Modular Cannulated Screw | 1067.4635 | Standalone | DE0502342 | As per HSA registered indication(s) except for radiolucent implants which should be used as follows:  in patients with primary or metastatic spinal tumours who would benefit from post-operative high dose high precision beam therapy upon appropriate and stringent patient selection;  Patient selection should be done via standardised assessment such as the neurological-oncological-mechanical systemic (NOMS) framework; and  The assessment should be carried out by a multidisciplinary team (MDT), which may be inclusive of, but not limited to, radiation oncologists, spine surgeons and interventional radiologists, among others.
Orthopaedics | Spine - Thoracolumbar (TL) and sacral surgery | TL and sacral fusion and fixation implant | TL pedicle screw - Shank, tulip | GLOBUS MEDICAL | CREO AMP 6.5 x 40mm Modular Cannulated Screw | 1067.4640 | Standalone | DE0502342 | As per HSA registered indication(s) except for radiolucent implants which should be used as follows:  in patients with primary or metastatic spinal tumours who would benefit from post-operative high dose high precision beam therapy upon appropriate and stringent patient selection;  Patient selection should be done via standardised assessment such as the neurological-oncological-mechanical systemic (NOMS) framework; and  The assessment should be carried out by a multidisciplinary team (MDT), which may be inclusive of, but not limited to, radiation oncologists, spine surgeons and interventional radiologists, among others.
Orthopaedics | Spine - Thoracolumbar (TL) and sacral surgery | TL and sacral fusion and fixation implant | TL pedicle screw - Shank, tulip | GLOBUS MEDICAL | CREO AMP 6.5 x 45mm Modular Cannulated Screw | 1067.4645 | Standalone | DE0502342 | As per HSA registered indication(s) except for radiolucent implants which should be used as follows:  in patients with primary or metastatic spinal tumours who would benefit from post-operative high dose high precision beam therapy upon appropriate and stringent patient selection;  Patient selection should be done via standardised assessment such as the neurological-oncological-mechanical systemic (NOMS) framework; and  The assessment should be carried out by a multidisciplinary team (MDT), which may be inclusive of, but not limited to, radiation oncologists, spine surgeons and interventional radiologists, among others.
Orthopaedics | Spine - Thoracolumbar (TL) and sacral surgery | TL and sacral fusion and fixation implant | TL pedicle screw - Shank, tulip | GLOBUS MEDICAL | CREO AMP 6.5 x 50mm Modular Cannulated Screw | 1067.4650 | Standalone | DE0502342 | As per HSA registered indication(s) except for radiolucent implants which should be used as follows:  in patients with primary or metastatic spinal tumours who would benefit from post-operative high dose high precision beam therapy upon appropriate and stringent patient selection;  Patient selection should be done via standardised assessment such as the neurological-oncological-mechanical systemic (NOMS) framework; and  The assessment should be carried out by a multidisciplinary team (MDT), which may be inclusive of, but not limited to, radiation oncologists, spine surgeons and interventional radiologists, among others.
Orthopaedics | Spine - Thoracolumbar (TL) and sacral surgery | TL and sacral fusion and fixation implant | TL pedicle screw - Shank, tulip | GLOBUS MEDICAL | CREO AMP 6.5 x 55mm Modular Cannulated Screw | 1067.4655 | Standalone | DE0502342 | As per HSA registered indication(s) except for radiolucent implants which should be used as follows:  in patients with primary or metastatic spinal tumours who would benefit from post-operative high dose high precision beam therapy upon appropriate and stringent patient selection;  Patient selection should be done via standardised assessment such as the neurological-oncological-mechanical systemic (NOMS) framework; and  The assessment should be carried out by a multidisciplinary team (MDT), which may be inclusive of, but not limited to, radiation oncologists, spine surgeons and interventional radiologists, among others.
Orthopaedics | Spine - Thoracolumbar (TL) and sacral surgery | TL and sacral fusion and fixation implant | TL pedicle screw - Shank, tulip | GLOBUS MEDICAL | CREO AMP 6.5 x 60mm Modular Cannulated Screw | 1067.4660 | Standalone | DE0502342 | As per HSA registered indication(s) except for radiolucent implants which should be used as follows:  in patients with primary or metastatic spinal tumours who would benefit from post-operative high dose high precision beam therapy upon appropriate and stringent patient selection;  Patient selection should be done via standardised assessment such as the neurological-oncological-mechanical systemic (NOMS) framework; and  The assessment should be carried out by a multidisciplinary team (MDT), which may be inclusive of, but not limited to, radiation oncologists, spine surgeons and interventional radiologists, among others.
Orthopaedics | Spine - Thoracolumbar (TL) and sacral surgery | TL and sacral fusion and fixation implant | TL pedicle screw - Shank, tulip | GLOBUS MEDICAL | CREO AMP 6.5x30mm Modular Screw | 1067.1630 | Standalone | DE0502342 | As per HSA registered indication(s) except for radiolucent implants which should be used as follows:  in patients with primary or metastatic spinal tumours who would benefit from post-operative high dose high precision beam therapy upon appropriate and stringent patient selection;  Patient selection should be done via standardised assessment such as the neurological-oncological-mechanical systemic (NOMS) framework; and  The assessment should be carried out by a multidisciplinary team (MDT), which may be inclusive of, but not limited to, radiation oncologists, spine surgeons and interventional radiologists, among others.
Orthopaedics | Spine - Thoracolumbar (TL) and sacral surgery | TL and sacral fusion and fixation implant | TL pedicle screw - Shank, tulip | GLOBUS MEDICAL | CREO AMP 6.5x35mm Modular Screw | 1067.1635 | Standalone | DE0502342 | As per HSA registered indication(s) except for radiolucent implants which should be used as follows:  in patients with primary or metastatic spinal tumours who would benefit from post-operative high dose high precision beam therapy upon appropriate and stringent patient selection;  Patient selection should be done via standardised assessment such as the neurological-oncological-mechanical systemic (NOMS) framework; and  The assessment should be carried out by a multidisciplinary team (MDT), which may be inclusive of, but not limited to, radiation oncologists, spine surgeons and interventional radiologists, among others.
Orthopaedics | Spine - Thoracolumbar (TL) and sacral surgery | TL and sacral fusion and fixation implant | TL pedicle screw - Shank, tulip | GLOBUS MEDICAL | CREO AMP 6.5x40mm Modular Screw | 1067.1640 | Standalone | DE0502342 | As per HSA registered indication(s) except for radiolucent implants which should be used as follows:  in patients with primary or metastatic spinal tumours who would benefit from post-operative high dose high precision beam therapy upon appropriate and stringent patient selection;  Patient selection should be done via standardised assessment such as the neurological-oncological-mechanical systemic (NOMS) framework; and  The assessment should be carried out by a multidisciplinary team (MDT), which may be inclusive of, but not limited to, radiation oncologists, spine surgeons and interventional radiologists, among others.
Orthopaedics | Spine - Thoracolumbar (TL) and sacral surgery | TL and sacral fusion and fixation implant | TL pedicle screw - Shank, tulip | GLOBUS MEDICAL | CREO AMP 6.5x45mm Modular Screw | 1067.1645 | Standalone | DE0502342 | As per HSA registered indication(s) except for radiolucent implants which should be used as follows:  in patients with primary or metastatic spinal tumours who would benefit from post-operative high dose high precision beam therapy upon appropriate and stringent patient selection;  Patient selection should be done via standardised assessment such as the neurological-oncological-mechanical systemic (NOMS) framework; and  The assessment should be carried out by a multidisciplinary team (MDT), which may be inclusive of, but not limited to, radiation oncologists, spine surgeons and interventional radiologists, among others.
Orthopaedics | Spine - Thoracolumbar (TL) and sacral surgery | TL and sacral fusion and fixation implant | TL pedicle screw - Shank, tulip | GLOBUS MEDICAL | CREO AMP 6.5x50mm Modular Screw | 1067.1650 | Standalone | DE0502342 | As per HSA registered indication(s) except for radiolucent implants which should be used as follows:  in patients with primary or metastatic spinal tumours who would benefit from post-operative high dose high precision beam therapy upon appropriate and stringent patient selection;  Patient selection should be done via standardised assessment such as the neurological-oncological-mechanical systemic (NOMS) framework; and  The assessment should be carried out by a multidisciplinary team (MDT), which may be inclusive of, but not limited to, radiation oncologists, spine surgeons and interventional radiologists, among others.
Orthopaedics | Spine - Thoracolumbar (TL) and sacral surgery | TL and sacral fusion and fixation implant | TL pedicle screw - Shank, tulip | GLOBUS MEDICAL | CREO AMP 6.5x55mm Modular Screw | 1067.1655 | Standalone | DE0502342 | As per HSA registered indication(s) except for radiolucent implants which should be used as follows:  in patients with primary or metastatic spinal tumours who would benefit from post-operative high dose high precision beam therapy upon appropriate and stringent patient selection;  Patient selection should be done via standardised assessment such as the neurological-oncological-mechanical systemic (NOMS) framework; and  The assessment should be carried out by a multidisciplinary team (MDT), which may be inclusive of, but not limited to, radiation oncologists, spine surgeons and interventional radiologists, among others.
Orthopaedics | Spine - Thoracolumbar (TL) and sacral surgery | TL and sacral fusion and fixation implant | TL pedicle screw - Shank, tulip | GLOBUS MEDICAL | CREO AMP 6.5x60mm Modular Screw | 1067.1660 | Standalone | DE0502342 | As per HSA registered indication(s) except for radiolucent implants which should be used as follows:  in patients with primary or metastatic spinal tumours who would benefit from post-operative high dose high precision beam therapy upon appropriate and stringent patient selection;  Patient selection should be done via standardised assessment such as the neurological-oncological-mechanical systemic (NOMS) framework; and  The assessment should be carried out by a multidisciplinary team (MDT), which may be inclusive of, but not limited to, radiation oncologists, spine surgeons and interventional radiologists, among others.
Orthopaedics | Spine - Thoracolumbar (TL) and sacral surgery | TL and sacral fusion and fixation implant | TL pedicle screw - Shank, tulip | GLOBUS MEDICAL | CREO AMP 7.5 x 35mm Modular Cannulated Screw | 1067.4735 | Standalone | DE0502342 | As per HSA registered indication(s) except for radiolucent implants which should be used as follows:  in patients with primary or metastatic spinal tumours who would benefit from post-operative high dose high precision beam therapy upon appropriate and stringent patient selection;  Patient selection should be done via standardised assessment such as the neurological-oncological-mechanical systemic (NOMS) framework; and  The assessment should be carried out by a multidisciplinary team (MDT), which may be inclusive of, but not limited to, radiation oncologists, spine surgeons and interventional radiologists, among others.
Orthopaedics | Spine - Thoracolumbar (TL) and sacral surgery | TL and sacral fusion and fixation implant | TL pedicle screw - Shank, tulip | GLOBUS MEDICAL | CREO AMP 7.5 x 40mm Modular Cannulated Screw | 1067.4740 | Standalone | DE0502342 | As per HSA registered indication(s) except for radiolucent implants which should be used as follows:  in patients with primary or metastatic spinal tumours who would benefit from post-operative high dose high precision beam therapy upon appropriate and stringent patient selection;  Patient selection should be done via standardised assessment such as the neurological-oncological-mechanical systemic (NOMS) framework; and  The assessment should be carried out by a multidisciplinary team (MDT), which may be inclusive of, but not limited to, radiation oncologists, spine surgeons and interventional radiologists, among others.
Orthopaedics | Spine - Thoracolumbar (TL) and sacral surgery | TL and sacral fusion and fixation implant | TL pedicle screw - Shank, tulip | GLOBUS MEDICAL | CREO AMP 7.5 x 45mm Modular Cannulated Screw | 1067.4745 | Standalone | DE0502342 | As per HSA registered indication(s) except for radiolucent implants which should be used as follows:  in patients with primary or metastatic spinal tumours who would benefit from post-operative high dose high precision beam therapy upon appropriate and stringent patient selection;  Patient selection should be done via standardised assessment such as the neurological-oncological-mechanical systemic (NOMS) framework; and  The assessment should be carried out by a multidisciplinary team (MDT), which may be inclusive of, but not limited to, radiation oncologists, spine surgeons and interventional radiologists, among others.
Orthopaedics | Spine - Thoracolumbar (TL) and sacral surgery | TL and sacral fusion and fixation implant | TL pedicle screw - Shank, tulip | GLOBUS MEDICAL | CREO AMP 7.5 x 50mm Modular Cannulated Screw | 1067.4750 | Standalone | DE0502342 | As per HSA registered indication(s) except for radiolucent implants which should be used as follows:  in patients with primary or metastatic spinal tumours who would benefit from post-operative high dose high precision beam therapy upon appropriate and stringent patient selection;  Patient selection should be done via standardised assessment such as the neurological-oncological-mechanical systemic (NOMS) framework; and  The assessment should be carried out by a multidisciplinary team (MDT), which may be inclusive of, but not limited to, radiation oncologists, spine surgeons and interventional radiologists, among others.
Orthopaedics | Spine - Thoracolumbar (TL) and sacral surgery | TL and sacral fusion and fixation implant | TL pedicle screw - Shank, tulip | GLOBUS MEDICAL | CREO AMP 7.5 x 55mm Modular Cannulated Screw | 1067.4755 | Standalone | DE0502342 | As per HSA registered indication(s) except for radiolucent implants which should be used as follows:  in patients with primary or metastatic spinal tumours who would benefit from post-operative high dose high precision beam therapy upon appropriate and stringent patient selection;  Patient selection should be done via standardised assessment such as the neurological-oncological-mechanical systemic (NOMS) framework; and  The assessment should be carried out by a multidisciplinary team (MDT), which may be inclusive of, but not limited to, radiation oncologists, spine surgeons and interventional radiologists, among others.
Orthopaedics | Spine - Thoracolumbar (TL) and sacral surgery | TL and sacral fusion and fixation implant | TL pedicle screw - Shank, tulip | GLOBUS MEDICAL | CREO AMP 7.5 x 60mm Modular Cannulated Screw | 1067.4760 | Standalone | DE0502342 | As per HSA registered indication(s) except for radiolucent implants which should be used as follows:  in patients with primary or metastatic spinal tumours who would benefit from post-operative high dose high precision beam therapy upon appropriate and stringent patient selection;  Patient selection should be done via standardised assessment such as the neurological-oncological-mechanical systemic (NOMS) framework; and  The assessment should be carried out by a multidisciplinary team (MDT), which may be inclusive of, but not limited to, radiation oncologists, spine surgeons and interventional radiologists, among others.
Orthopaedics | Spine - Thoracolumbar (TL) and sacral surgery | TL and sacral fusion and fixation implant | TL pedicle screw - Shank, tulip | GLOBUS MEDICAL | CREO AMP 7.5x30mm Modular Screw | 1067.1730 | Standalone | DE0502342 | As per HSA registered indication(s) except for radiolucent implants which should be used as follows:  in patients with primary or metastatic spinal tumours who would benefit from post-operative high dose high precision beam therapy upon appropriate and stringent patient selection;  Patient selection should be done via standardised assessment such as the neurological-oncological-mechanical systemic (NOMS) framework; and  The assessment should be carried out by a multidisciplinary team (MDT), which may be inclusive of, but not limited to, radiation oncologists, spine surgeons and interventional radiologists, among others.
Orthopaedics | Spine - Thoracolumbar (TL) and sacral surgery | TL and sacral fusion and fixation implant | TL pedicle screw - Shank, tulip | GLOBUS MEDICAL | CREO AMP 7.5x35mm Modular Screw | 1067.1735 | Standalone | DE0502342 | As per HSA registered indication(s) except for radiolucent implants which should be used as follows:  in patients with primary or metastatic spinal tumours who would benefit from post-operative high dose high precision beam therapy upon appropriate and stringent patient selection;  Patient selection should be done via standardised assessment such as the neurological-oncological-mechanical systemic (NOMS) framework; and  The assessment should be carried out by a multidisciplinary team (MDT), which may be inclusive of, but not limited to, radiation oncologists, spine surgeons and interventional radiologists, among others.
Orthopaedics | Spine - Thoracolumbar (TL) and sacral surgery | TL and sacral fusion and fixation implant | TL pedicle screw - Shank, tulip | GLOBUS MEDICAL | CREO AMP 7.5x40mm Modular Screw | 1067.1740 | Standalone | DE0502342 | As per HSA registered indication(s) except for radiolucent implants which should be used as follows:  in patients with primary or metastatic spinal tumours who would benefit from post-operative high dose high precision beam therapy upon appropriate and stringent patient selection;  Patient selection should be done via standardised assessment such as the neurological-oncological-mechanical systemic (NOMS) framework; and  The assessment should be carried out by a multidisciplinary team (MDT), which may be inclusive of, but not limited to, radiation oncologists, spine surgeons and interventional radiologists, among others.
Orthopaedics | Spine - Thoracolumbar (TL) and sacral surgery | TL and sacral fusion and fixation implant | TL pedicle screw - Shank, tulip | GLOBUS MEDICAL | CREO AMP 7.5x45mm Modular Screw | 1067.1745 | Standalone | DE0502342 | As per HSA registered indication(s) except for radiolucent implants which should be used as follows:  in patients with primary or metastatic spinal tumours who would benefit from post-operative high dose high precision beam therapy upon appropriate and stringent patient selection;  Patient selection should be done via standardised assessment such as the neurological-oncological-mechanical systemic (NOMS) framework; and  The assessment should be carried out by a multidisciplinary team (MDT), which may be inclusive of, but not limited to, radiation oncologists, spine surgeons and interventional radiologists, among others.
Orthopaedics | Spine - Thoracolumbar (TL) and sacral surgery | TL and sacral fusion and fixation implant | TL pedicle screw - Shank, tulip | GLOBUS MEDICAL | CREO AMP 7.5x50mm Modular Screw | 1067.1750 | Standalone | DE0502342 | As per HSA registered indication(s) except for radiolucent implants which should be used as follows:  in patients with primary or metastatic spinal tumours who would benefit from post-operative high dose high precision beam therapy upon appropriate and stringent patient selection;  Patient selection should be done via standardised assessment such as the neurological-oncological-mechanical systemic (NOMS) framework; and  The assessment should be carried out by a multidisciplinary team (MDT), which may be inclusive of, but not limited to, radiation oncologists, spine surgeons and interventional radiologists, among others.
Orthopaedics | Spine - Thoracolumbar (TL) and sacral surgery | TL and sacral fusion and fixation implant | TL pedicle screw - Shank, tulip | GLOBUS MEDICAL | CREO AMP 7.5x55mm Modular Screw | 1067.1755 | Standalone | DE0502342 | As per HSA registered indication(s) except for radiolucent implants which should be used as follows:  in patients with primary or metastatic spinal tumours who would benefit from post-operative high dose high precision beam therapy upon appropriate and stringent patient selection;  Patient selection should be done via standardised assessment such as the neurological-oncological-mechanical systemic (NOMS) framework; and  The assessment should be carried out by a multidisciplinary team (MDT), which may be inclusive of, but not limited to, radiation oncologists, spine surgeons and interventional radiologists, among others.
Orthopaedics | Spine - Thoracolumbar (TL) and sacral surgery | TL and sacral fusion and fixation implant | TL pedicle screw - Shank, tulip | GLOBUS MEDICAL | CREO AMP 8.5 x 30mm Modular Cannulated Screw | 1067.4830 | Standalone | DE0502342 | As per HSA registered indication(s) except for radiolucent implants which should be used as follows:  in patients with primary or metastatic spinal tumours who would benefit from post-operative high dose high precision beam therapy upon appropriate and stringent patient selection;  Patient selection should be done via standardised assessment such as the neurological-oncological-mechanical systemic (NOMS) framework; and  The assessment should be carried out by a multidisciplinary team (MDT), which may be inclusive of, but not limited to, radiation oncologists, spine surgeons and interventional radiologists, among others.
Orthopaedics | Spine - Thoracolumbar (TL) and sacral surgery | TL and sacral fusion and fixation implant | TL pedicle screw - Shank, tulip | GLOBUS MEDICAL | CREO AMP 8.5 x 35mm Modular Cannulated Screw | 1067.4835 | Standalone | DE0502342 | As per HSA registered indication(s) except for radiolucent implants which should be used as follows:  in patients with primary or metastatic spinal tumours who would benefit from post-operative high dose high precision beam therapy upon appropriate and stringent patient selection;  Patient selection should be done via standardised assessment such as the neurological-oncological-mechanical systemic (NOMS) framework; and  The assessment should be carried out by a multidisciplinary team (MDT), which may be inclusive of, but not limited to, radiation oncologists, spine surgeons and interventional radiologists, among others.
Orthopaedics | Spine - Thoracolumbar (TL) and sacral surgery | TL and sacral fusion and fixation implant | TL pedicle screw - Shank, tulip | GLOBUS MEDICAL | CREO AMP 8.5 x 40mm Modular Cannulated Screw | 1067.4840 | Standalone | DE0502342 | As per HSA registered indication(s) except for radiolucent implants which should be used as follows:  in patients with primary or metastatic spinal tumours who would benefit from post-operative high dose high precision beam therapy upon appropriate and stringent patient selection;  Patient selection should be done via standardised assessment such as the neurological-oncological-mechanical systemic (NOMS) framework; and  The assessment should be carried out by a multidisciplinary team (MDT), which may be inclusive of, but not limited to, radiation oncologists, spine surgeons and interventional radiologists, among others.
Orthopaedics | Spine - Thoracolumbar (TL) and sacral surgery | TL and sacral fusion and fixation implant | TL pedicle screw - Shank, tulip | GLOBUS MEDICAL | CREO AMP 8.5 x 45mm Modular Cannulated Screw | 1067.4845 | Standalone | DE0502342 | As per HSA registered indication(s) except for radiolucent implants which should be used as follows:  in patients with primary or metastatic spinal tumours who would benefit from post-operative high dose high precision beam therapy upon appropriate and stringent patient selection;  Patient selection should be done via standardised assessment such as the neurological-oncological-mechanical systemic (NOMS) framework; and  The assessment should be carried out by a multidisciplinary team (MDT), which may be inclusive of, but not limited to, radiation oncologists, spine surgeons and interventional radiologists, among others.
Orthopaedics | Spine - Thoracolumbar (TL) and sacral surgery | TL and sacral fusion and fixation implant | TL pedicle screw - Shank, tulip | GLOBUS MEDICAL | CREO AMP 8.5 x 50mm Modular Cannulated Screw | 1067.4850 | Standalone | DE0502342 | As per HSA registered indication(s) except for radiolucent implants which should be used as follows:  in patients with primary or metastatic spinal tumours who would benefit from post-operative high dose high precision beam therapy upon appropriate and stringent patient selection;  Patient selection should be done via standardised assessment such as the neurological-oncological-mechanical systemic (NOMS) framework; and  The assessment should be carried out by a multidisciplinary team (MDT), which may be inclusive of, but not limited to, radiation oncologists, spine surgeons and interventional radiologists, among others.
Orthopaedics | Spine - Thoracolumbar (TL) and sacral surgery | TL and sacral fusion and fixation implant | TL pedicle screw - Shank, tulip | GLOBUS MEDICAL | CREO AMP 8.5 x 55mm Modular Cannulated Screw | 1067.4855 | Standalone | DE0502342 | As per HSA registered indication(s) except for radiolucent implants which should be used as follows:  in patients with primary or metastatic spinal tumours who would benefit from post-operative high dose high precision beam therapy upon appropriate and stringent patient selection;  Patient selection should be done via standardised assessment such as the neurological-oncological-mechanical systemic (NOMS) framework; and  The assessment should be carried out by a multidisciplinary team (MDT), which may be inclusive of, but not limited to, radiation oncologists, spine surgeons and interventional radiologists, among others.
Orthopaedics | Spine - Thoracolumbar (TL) and sacral surgery | TL and sacral fusion and fixation implant | TL pedicle screw - Shank, tulip | GLOBUS MEDICAL | CREO AMP 8.5 x 60mm Modular Cannulated Screw | 1067.4860 | Standalone | DE0502342 | As per HSA registered indication(s) except for radiolucent implants which should be used as follows:  in patients with primary or metastatic spinal tumours who would benefit from post-operative high dose high precision beam therapy upon appropriate and stringent patient selection;  Patient selection should be done via standardised assessment such as the neurological-oncological-mechanical systemic (NOMS) framework; and  The assessment should be carried out by a multidisciplinary team (MDT), which may be inclusive of, but not limited to, radiation oncologists, spine surgeons and interventional radiologists, among others.
Orthopaedics | Spine - Thoracolumbar (TL) and sacral surgery | TL and sacral fusion and fixation implant | TL pedicle screw - Shank, tulip | GLOBUS MEDICAL | CREO AMP 8.5x40mm Modular Screw | 1067.1840 | Standalone | DE0502342 | As per HSA registered indication(s) except for radiolucent implants which should be used as follows:  in patients with primary or metastatic spinal tumours who would benefit from post-operative high dose high precision beam therapy upon appropriate and stringent patient selection;  Patient selection should be done via standardised assessment such as the neurological-oncological-mechanical systemic (NOMS) framework; and  The assessment should be carried out by a multidisciplinary team (MDT), which may be inclusive of, but not limited to, radiation oncologists, spine surgeons and interventional radiologists, among others.
Orthopaedics | Spine - Thoracolumbar (TL) and sacral surgery | TL and sacral fusion and fixation implant | TL pedicle screw - Shank, tulip | GLOBUS MEDICAL | CREO AMP 8.5x45mm Modular Screw | 1067.1845 | Standalone | DE0502342 | As per HSA registered indication(s) except for radiolucent implants which should be used as follows:  in patients with primary or metastatic spinal tumours who would benefit from post-operative high dose high precision beam therapy upon appropriate and stringent patient selection;  Patient selection should be done via standardised assessment such as the neurological-oncological-mechanical systemic (NOMS) framework; and  The assessment should be carried out by a multidisciplinary team (MDT), which may be inclusive of, but not limited to, radiation oncologists, spine surgeons and interventional radiologists, among others.
Orthopaedics | Spine - Thoracolumbar (TL) and sacral surgery | TL and sacral fusion and fixation implant | TL pedicle screw - Shank, tulip | GLOBUS MEDICAL | CREO AMP 8.5x50mm Modular Screw | 1067.1850 | Standalone | DE0502342 | As per HSA registered indication(s) except for radiolucent implants which should be used as follows:  in patients with primary or metastatic spinal tumours who would benefit from post-operative high dose high precision beam therapy upon appropriate and stringent patient selection;  Patient selection should be done via standardised assessment such as the neurological-oncological-mechanical systemic (NOMS) framework; and  The assessment should be carried out by a multidisciplinary team (MDT), which may be inclusive of, but not limited to, radiation oncologists, spine surgeons and interventional radiologists, among others.
Orthopaedics | Spine - Thoracolumbar (TL) and sacral surgery | TL and sacral fusion and fixation implant | TL pedicle screw - Shank, tulip | GLOBUS MEDICAL | CREO AMP Threaded Polyaxial Tulip | 1119.0110 | Standalone | DE0502342 | As per HSA registered indication(s) except for radiolucent implants which should be used as follows:  in patients with primary or metastatic spinal tumours who would benefit from post-operative high dose high precision beam therapy upon appropriate and stringent patient selection;  Patient selection should be done via standardised assessment such as the neurological-oncological-mechanical systemic (NOMS) framework; and  The assessment should be carried out by a multidisciplinary team (MDT), which may be inclusive of, but not limited to, radiation oncologists, spine surgeons and interventional radiologists, among others.
Orthopaedics | Spine - Thoracolumbar (TL) and sacral surgery | TL and sacral fusion and fixation implant | TL pedicle screw - Shank, tulip | GLOBUS MEDICAL | CREO AMP Threaded Polyaxial Tulip, CoCr | 7146.0110 | Standalone | DE0502342 | As per HSA registered indication(s) except for radiolucent implants which should be used as follows:  in patients with primary or metastatic spinal tumours who would benefit from post-operative high dose high precision beam therapy upon appropriate and stringent patient selection;  Patient selection should be done via standardised assessment such as the neurological-oncological-mechanical systemic (NOMS) framework; and  The assessment should be carried out by a multidisciplinary team (MDT), which may be inclusive of, but not limited to, radiation oncologists, spine surgeons and interventional radiologists, among others.
Orthopaedics | Spine - Thoracolumbar (TL) and sacral surgery | TL and sacral fusion and fixation implant | TL rod | GLOBUS MEDICAL | CREO MIS 5.5mm Curved Rod, Cobalt Chrome, 100mm Length | 7134.7100 | Standalone | DE0502342 | As per HSA registered indication(s) except for radiolucent implants which should be used as follows:  in patients with primary or metastatic spinal tumours who would benefit from post-operative high dose high precision beam therapy upon appropriate and stringent patient selection;  Patient selection should be done via standardised assessment such as the neurological-oncological-mechanical systemic (NOMS) framework; and  The assessment should be carried out by a multidisciplinary team (MDT), which may be inclusive of, but not limited to, radiation oncologists, spine surgeons and interventional radiologists, among others.
Orthopaedics | Spine - Thoracolumbar (TL) and sacral surgery | TL and sacral fusion and fixation implant | TL rod | GLOBUS MEDICAL | CREO MIS 5.5mm Curved Rod, Cobalt Chrome, 105mm Length | 7134.7105 | Standalone | DE0502342 | As per HSA registered indication(s) except for radiolucent implants which should be used as follows:  in patients with primary or metastatic spinal tumours who would benefit from post-operative high dose high precision beam therapy upon appropriate and stringent patient selection;  Patient selection should be done via standardised assessment such as the neurological-oncological-mechanical systemic (NOMS) framework; and  The assessment should be carried out by a multidisciplinary team (MDT), which may be inclusive of, but not limited to, radiation oncologists, spine surgeons and interventional radiologists, among others.
Orthopaedics | Spine - Thoracolumbar (TL) and sacral surgery | TL and sacral fusion and fixation implant | TL rod | GLOBUS MEDICAL | CREO MIS 5.5mm Curved Rod, Cobalt Chrome, 110mm Length | 7134.7110 | Standalone | DE0502342 | As per HSA registered indication(s) except for radiolucent implants which should be used as follows:  in patients with primary or metastatic spinal tumours who would benefit from post-operative high dose high precision beam therapy upon appropriate and stringent patient selection;  Patient selection should be done via standardised assessment such as the neurological-oncological-mechanical systemic (NOMS) framework; and  The assessment should be carried out by a multidisciplinary team (MDT), which may be inclusive of, but not limited to, radiation oncologists, spine surgeons and interventional radiologists, among others.
Orthopaedics | Spine - Thoracolumbar (TL) and sacral surgery | TL and sacral fusion and fixation implant | TL rod | GLOBUS MEDICAL | CREO MIS 5.5mm Curved Rod, Cobalt Chrome, 115mm Length | 7134.7115 | Standalone | DE0502342 | As per HSA registered indication(s) except for radiolucent implants which should be used as follows:  in patients with primary or metastatic spinal tumours who would benefit from post-operative high dose high precision beam therapy upon appropriate and stringent patient selection;  Patient selection should be done via standardised assessment such as the neurological-oncological-mechanical systemic (NOMS) framework; and  The assessment should be carried out by a multidisciplinary team (MDT), which may be inclusive of, but not limited to, radiation oncologists, spine surgeons and interventional radiologists, among others.
Orthopaedics | Spine - Thoracolumbar (TL) and sacral surgery | TL and sacral fusion and fixation implant | TL rod | GLOBUS MEDICAL | CREO MIS 5.5mm Curved Rod, Cobalt Chrome, 120mm Length | 7134.7120 | Standalone | DE0502342 | As per HSA registered indication(s) except for radiolucent implants which should be used as follows:  in patients with primary or metastatic spinal tumours who would benefit from post-operative high dose high precision beam therapy upon appropriate and stringent patient selection;  Patient selection should be done via standardised assessment such as the neurological-oncological-mechanical systemic (NOMS) framework; and  The assessment should be carried out by a multidisciplinary team (MDT), which may be inclusive of, but not limited to, radiation oncologists, spine surgeons and interventional radiologists, among others.
Orthopaedics | Spine - Thoracolumbar (TL) and sacral surgery | TL and sacral fusion and fixation implant | TL rod | GLOBUS MEDICAL | CREO MIS 5.5mm Curved Rod, Cobalt Chrome, 125mm Length | 7134.7125 | Standalone | DE0502342 | As per HSA registered indication(s) except for radiolucent implants which should be used as follows:  in patients with primary or metastatic spinal tumours who would benefit from post-operative high dose high precision beam therapy upon appropriate and stringent patient selection;  Patient selection should be done via standardised assessment such as the neurological-oncological-mechanical systemic (NOMS) framework; and  The assessment should be carried out by a multidisciplinary team (MDT), which may be inclusive of, but not limited to, radiation oncologists, spine surgeons and interventional radiologists, among others.
Orthopaedics | Spine - Thoracolumbar (TL) and sacral surgery | TL and sacral fusion and fixation implant | TL rod | GLOBUS MEDICAL | CREO MIS 5.5mm Curved Rod, Cobalt Chrome, 130mm Length | 7134.7130 | Standalone | DE0502342 | As per HSA registered indication(s) except for radiolucent implants which should be used as follows:  in patients with primary or metastatic spinal tumours who would benefit from post-operative high dose high precision beam therapy upon appropriate and stringent patient selection;  Patient selection should be done via standardised assessment such as the neurological-oncological-mechanical systemic (NOMS) framework; and  The assessment should be carried out by a multidisciplinary team (MDT), which may be inclusive of, but not limited to, radiation oncologists, spine surgeons and interventional radiologists, among others.
Orthopaedics | Spine - Thoracolumbar (TL) and sacral surgery | TL and sacral fusion and fixation implant | TL rod | GLOBUS MEDICAL | CREO MIS 5.5mm Curved Rod, Cobalt Chrome, 135mm Length | 7134.7135 | Standalone | DE0502342 | As per HSA registered indication(s) except for radiolucent implants which should be used as follows:  in patients with primary or metastatic spinal tumours who would benefit from post-operative high dose high precision beam therapy upon appropriate and stringent patient selection;  Patient selection should be done via standardised assessment such as the neurological-oncological-mechanical systemic (NOMS) framework; and  The assessment should be carried out by a multidisciplinary team (MDT), which may be inclusive of, but not limited to, radiation oncologists, spine surgeons and interventional radiologists, among others.
Orthopaedics | Spine - Thoracolumbar (TL) and sacral surgery | TL and sacral fusion and fixation implant | TL rod | GLOBUS MEDICAL | CREO MIS 5.5mm Curved Rod, Cobalt Chrome, 140mm Length | 7134.7140 | Standalone | DE0502342 | As per HSA registered indication(s) except for radiolucent implants which should be used as follows:  in patients with primary or metastatic spinal tumours who would benefit from post-operative high dose high precision beam therapy upon appropriate and stringent patient selection;  Patient selection should be done via standardised assessment such as the neurological-oncological-mechanical systemic (NOMS) framework; and  The assessment should be carried out by a multidisciplinary team (MDT), which may be inclusive of, but not limited to, radiation oncologists, spine surgeons and interventional radiologists, among others.
Orthopaedics | Spine - Thoracolumbar (TL) and sacral surgery | TL and sacral fusion and fixation implant | TL rod | GLOBUS MEDICAL | CREO MIS 5.5mm Curved Rod, Cobalt Chrome, 145mm Length | 7134.7145 | Standalone | DE0502342 | As per HSA registered indication(s) except for radiolucent implants which should be used as follows:  in patients with primary or metastatic spinal tumours who would benefit from post-operative high dose high precision beam therapy upon appropriate and stringent patient selection;  Patient selection should be done via standardised assessment such as the neurological-oncological-mechanical systemic (NOMS) framework; and  The assessment should be carried out by a multidisciplinary team (MDT), which may be inclusive of, but not limited to, radiation oncologists, spine surgeons and interventional radiologists, among others.
Orthopaedics | Spine - Thoracolumbar (TL) and sacral surgery | TL and sacral fusion and fixation implant | TL rod | GLOBUS MEDICAL | CREO MIS 5.5mm Curved Rod, Cobalt Chrome, 150mm Length | 7134.7150 | Standalone | DE0502342 | As per HSA registered indication(s) except for radiolucent implants which should be used as follows:  in patients with primary or metastatic spinal tumours who would benefit from post-operative high dose high precision beam therapy upon appropriate and stringent patient selection;  Patient selection should be done via standardised assessment such as the neurological-oncological-mechanical systemic (NOMS) framework; and  The assessment should be carried out by a multidisciplinary team (MDT), which may be inclusive of, but not limited to, radiation oncologists, spine surgeons and interventional radiologists, among others.
Orthopaedics | Spine - Thoracolumbar (TL) and sacral surgery | TL and sacral fusion and fixation implant | TL rod | GLOBUS MEDICAL | CREO MIS 5.5mm Curved Rod, Cobalt Chrome, 40mm Length | 7134.7040 | Standalone | DE0502342 | As per HSA registered indication(s) except for radiolucent implants which should be used as follows:  in patients with primary or metastatic spinal tumours who would benefit from post-operative high dose high precision beam therapy upon appropriate and stringent patient selection;  Patient selection should be done via standardised assessment such as the neurological-oncological-mechanical systemic (NOMS) framework; and  The assessment should be carried out by a multidisciplinary team (MDT), which may be inclusive of, but not limited to, radiation oncologists, spine surgeons and interventional radiologists, among others.
Orthopaedics | Spine - Thoracolumbar (TL) and sacral surgery | TL and sacral fusion and fixation implant | TL rod | GLOBUS MEDICAL | CREO MIS 5.5mm Curved Rod, Cobalt Chrome, 45mm Length | 7134.7045 | Standalone | DE0502342 | As per HSA registered indication(s) except for radiolucent implants which should be used as follows:  in patients with primary or metastatic spinal tumours who would benefit from post-operative high dose high precision beam therapy upon appropriate and stringent patient selection;  Patient selection should be done via standardised assessment such as the neurological-oncological-mechanical systemic (NOMS) framework; and  The assessment should be carried out by a multidisciplinary team (MDT), which may be inclusive of, but not limited to, radiation oncologists, spine surgeons and interventional radiologists, among others.
Orthopaedics | Spine - Thoracolumbar (TL) and sacral surgery | TL and sacral fusion and fixation implant | TL rod | GLOBUS MEDICAL | CREO MIS 5.5mm Curved Rod, Cobalt Chrome, 50mm Length | 7134.7050 | Standalone | DE0502342 | As per HSA registered indication(s) except for radiolucent implants which should be used as follows:  in patients with primary or metastatic spinal tumours who would benefit from post-operative high dose high precision beam therapy upon appropriate and stringent patient selection;  Patient selection should be done via standardised assessment such as the neurological-oncological-mechanical systemic (NOMS) framework; and  The assessment should be carried out by a multidisciplinary team (MDT), which may be inclusive of, but not limited to, radiation oncologists, spine surgeons and interventional radiologists, among others.
Orthopaedics | Spine - Thoracolumbar (TL) and sacral surgery | TL and sacral fusion and fixation implant | TL rod | GLOBUS MEDICAL | CREO MIS 5.5mm Curved Rod, Cobalt Chrome, 55mm Length | 7134.7055 | Standalone | DE0502342 | As per HSA registered indication(s) except for radiolucent implants which should be used as follows:  in patients with primary or metastatic spinal tumours who would benefit from post-operative high dose high precision beam therapy upon appropriate and stringent patient selection;  Patient selection should be done via standardised assessment such as the neurological-oncological-mechanical systemic (NOMS) framework; and  The assessment should be carried out by a multidisciplinary team (MDT), which may be inclusive of, but not limited to, radiation oncologists, spine surgeons and interventional radiologists, among others.
Orthopaedics | Spine - Thoracolumbar (TL) and sacral surgery | TL and sacral fusion and fixation implant | TL rod | GLOBUS MEDICAL | CREO MIS 5.5mm Curved Rod, Cobalt Chrome, 60mm Length | 7134.7060 | Standalone | DE0502342 | As per HSA registered indication(s) except for radiolucent implants which should be used as follows:  in patients with primary or metastatic spinal tumours who would benefit from post-operative high dose high precision beam therapy upon appropriate and stringent patient selection;  Patient selection should be done via standardised assessment such as the neurological-oncological-mechanical systemic (NOMS) framework; and  The assessment should be carried out by a multidisciplinary team (MDT), which may be inclusive of, but not limited to, radiation oncologists, spine surgeons and interventional radiologists, among others.
Orthopaedics | Spine - Thoracolumbar (TL) and sacral surgery | TL and sacral fusion and fixation implant | TL rod | GLOBUS MEDICAL | CREO MIS 5.5mm Curved Rod, Cobalt Chrome, 65mm Length | 7134.7065 | Standalone | DE0502342 | As per HSA registered indication(s) except for radiolucent implants which should be used as follows:  in patients with primary or metastatic spinal tumours who would benefit from post-operative high dose high precision beam therapy upon appropriate and stringent patient selection;  Patient selection should be done via standardised assessment such as the neurological-oncological-mechanical systemic (NOMS) framework; and  The assessment should be carried out by a multidisciplinary team (MDT), which may be inclusive of, but not limited to, radiation oncologists, spine surgeons and interventional radiologists, among others.
Orthopaedics | Spine - Thoracolumbar (TL) and sacral surgery | TL and sacral fusion and fixation implant | TL rod | GLOBUS MEDICAL | CREO MIS 5.5mm Curved Rod, Cobalt Chrome, 70mm Length | 7134.7070 | Standalone | DE0502342 | As per HSA registered indication(s) except for radiolucent implants which should be used as follows:  in patients with primary or metastatic spinal tumours who would benefit from post-operative high dose high precision beam therapy upon appropriate and stringent patient selection;  Patient selection should be done via standardised assessment such as the neurological-oncological-mechanical systemic (NOMS) framework; and  The assessment should be carried out by a multidisciplinary team (MDT), which may be inclusive of, but not limited to, radiation oncologists, spine surgeons and interventional radiologists, among others.
Orthopaedics | Spine - Thoracolumbar (TL) and sacral surgery | TL and sacral fusion and fixation implant | TL rod | GLOBUS MEDICAL | CREO MIS 5.5mm Curved Rod, Cobalt Chrome, 75mm Length | 7134.7075 | Standalone | DE0502342 | As per HSA registered indication(s) except for radiolucent implants which should be used as follows:  in patients with primary or metastatic spinal tumours who would benefit from post-operative high dose high precision beam therapy upon appropriate and stringent patient selection;  Patient selection should be done via standardised assessment such as the neurological-oncological-mechanical systemic (NOMS) framework; and  The assessment should be carried out by a multidisciplinary team (MDT), which may be inclusive of, but not limited to, radiation oncologists, spine surgeons and interventional radiologists, among others.
Orthopaedics | Spine - Thoracolumbar (TL) and sacral surgery | TL and sacral fusion and fixation implant | TL rod | GLOBUS MEDICAL | CREO MIS 5.5mm Curved Rod, Cobalt Chrome, 80mm Length | 7134.7080 | Standalone | DE0502342 | As per HSA registered indication(s) except for radiolucent implants which should be used as follows:  in patients with primary or metastatic spinal tumours who would benefit from post-operative high dose high precision beam therapy upon appropriate and stringent patient selection;  Patient selection should be done via standardised assessment such as the neurological-oncological-mechanical systemic (NOMS) framework; and  The assessment should be carried out by a multidisciplinary team (MDT), which may be inclusive of, but not limited to, radiation oncologists, spine surgeons and interventional radiologists, among others.
Orthopaedics | Spine - Thoracolumbar (TL) and sacral surgery | TL and sacral fusion and fixation implant | TL rod | GLOBUS MEDICAL | CREO MIS 5.5mm Curved Rod, Cobalt Chrome, 85mm Length | 7134.7085 | Standalone | DE0502342 | As per HSA registered indication(s) except for radiolucent implants which should be used as follows:  in patients with primary or metastatic spinal tumours who would benefit from post-operative high dose high precision beam therapy upon appropriate and stringent patient selection;  Patient selection should be done via standardised assessment such as the neurological-oncological-mechanical systemic (NOMS) framework; and  The assessment should be carried out by a multidisciplinary team (MDT), which may be inclusive of, but not limited to, radiation oncologists, spine surgeons and interventional radiologists, among others.
Orthopaedics | Spine - Thoracolumbar (TL) and sacral surgery | TL and sacral fusion and fixation implant | TL rod | GLOBUS MEDICAL | CREO MIS 5.5mm Curved Rod, Cobalt Chrome, 90mm Length | 7134.7090 | Standalone | DE0502342 | As per HSA registered indication(s) except for radiolucent implants which should be used as follows:  in patients with primary or metastatic spinal tumours who would benefit from post-operative high dose high precision beam therapy upon appropriate and stringent patient selection;  Patient selection should be done via standardised assessment such as the neurological-oncological-mechanical systemic (NOMS) framework; and  The assessment should be carried out by a multidisciplinary team (MDT), which may be inclusive of, but not limited to, radiation oncologists, spine surgeons and interventional radiologists, among others.
Orthopaedics | Spine - Thoracolumbar (TL) and sacral surgery | TL and sacral fusion and fixation implant | TL rod | GLOBUS MEDICAL | CREO MIS 5.5mm Curved Rod, Cobalt Chrome, 95mm Length | 7134.7095 | Standalone | DE0502342 | As per HSA registered indication(s) except for radiolucent implants which should be used as follows:  in patients with primary or metastatic spinal tumours who would benefit from post-operative high dose high precision beam therapy upon appropriate and stringent patient selection;  Patient selection should be done via standardised assessment such as the neurological-oncological-mechanical systemic (NOMS) framework; and  The assessment should be carried out by a multidisciplinary team (MDT), which may be inclusive of, but not limited to, radiation oncologists, spine surgeons and interventional radiologists, among others.
Orthopaedics | Spine - Thoracolumbar (TL) and sacral surgery | TL and sacral fusion and fixation implant | TL rod | GLOBUS MEDICAL | CREO MIS 5.5mm Curved Rod, Titanium Alloy, 100mm Length | 1134.7100 | Standalone | DE0502342 | As per HSA registered indication(s) except for radiolucent implants which should be used as follows:  in patients with primary or metastatic spinal tumours who would benefit from post-operative high dose high precision beam therapy upon appropriate and stringent patient selection;  Patient selection should be done via standardised assessment such as the neurological-oncological-mechanical systemic (NOMS) framework; and  The assessment should be carried out by a multidisciplinary team (MDT), which may be inclusive of, but not limited to, radiation oncologists, spine surgeons and interventional radiologists, among others.
Orthopaedics | Spine - Thoracolumbar (TL) and sacral surgery | TL and sacral fusion and fixation implant | TL rod | GLOBUS MEDICAL | CREO MIS 5.5mm Curved Rod, Titanium Alloy, 105mm Length | 1134.7105 | Standalone | DE0502342 | As per HSA registered indication(s) except for radiolucent implants which should be used as follows:  in patients with primary or metastatic spinal tumours who would benefit from post-operative high dose high precision beam therapy upon appropriate and stringent patient selection;  Patient selection should be done via standardised assessment such as the neurological-oncological-mechanical systemic (NOMS) framework; and  The assessment should be carried out by a multidisciplinary team (MDT), which may be inclusive of, but not limited to, radiation oncologists, spine surgeons and interventional radiologists, among others.
Orthopaedics | Spine - Thoracolumbar (TL) and sacral surgery | TL and sacral fusion and fixation implant | TL rod | GLOBUS MEDICAL | CREO MIS 5.5mm Curved Rod, Titanium Alloy, 110mm Length | 1134.7110 | Standalone | DE0502342 | As per HSA registered indication(s) except for radiolucent implants which should be used as follows:  in patients with primary or metastatic spinal tumours who would benefit from post-operative high dose high precision beam therapy upon appropriate and stringent patient selection;  Patient selection should be done via standardised assessment such as the neurological-oncological-mechanical systemic (NOMS) framework; and  The assessment should be carried out by a multidisciplinary team (MDT), which may be inclusive of, but not limited to, radiation oncologists, spine surgeons and interventional radiologists, among others.
Orthopaedics | Spine - Thoracolumbar (TL) and sacral surgery | TL and sacral fusion and fixation implant | TL rod | GLOBUS MEDICAL | CREO MIS 5.5mm Curved Rod, Titanium Alloy, 115mm Length | 1134.7115 | Standalone | DE0502342 | As per HSA registered indication(s) except for radiolucent implants which should be used as follows:  in patients with primary or metastatic spinal tumours who would benefit from post-operative high dose high precision beam therapy upon appropriate and stringent patient selection;  Patient selection should be done via standardised assessment such as the neurological-oncological-mechanical systemic (NOMS) framework; and  The assessment should be carried out by a multidisciplinary team (MDT), which may be inclusive of, but not limited to, radiation oncologists, spine surgeons and interventional radiologists, among others.
Orthopaedics | Spine - Thoracolumbar (TL) and sacral surgery | TL and sacral fusion and fixation implant | TL rod | GLOBUS MEDICAL | CREO MIS 5.5mm Curved Rod, Titanium Alloy, 120mm Length | 1134.7120 | Standalone | DE0502342 | As per HSA registered indication(s) except for radiolucent implants which should be used as follows:  in patients with primary or metastatic spinal tumours who would benefit from post-operative high dose high precision beam therapy upon appropriate and stringent patient selection;  Patient selection should be done via standardised assessment such as the neurological-oncological-mechanical systemic (NOMS) framework; and  The assessment should be carried out by a multidisciplinary team (MDT), which may be inclusive of, but not limited to, radiation oncologists, spine surgeons and interventional radiologists, among others.
Orthopaedics | Spine - Thoracolumbar (TL) and sacral surgery | TL and sacral fusion and fixation implant | TL rod | GLOBUS MEDICAL | CREO MIS 5.5mm Curved Rod, Titanium Alloy, 125mm Length | 1134.7125 | Standalone | DE0502342 | As per HSA registered indication(s) except for radiolucent implants which should be used as follows:  in patients with primary or metastatic spinal tumours who would benefit from post-operative high dose high precision beam therapy upon appropriate and stringent patient selection;  Patient selection should be done via standardised assessment such as the neurological-oncological-mechanical systemic (NOMS) framework; and  The assessment should be carried out by a multidisciplinary team (MDT), which may be inclusive of, but not limited to, radiation oncologists, spine surgeons and interventional radiologists, among others.
Orthopaedics | Spine - Thoracolumbar (TL) and sacral surgery | TL and sacral fusion and fixation implant | TL rod | GLOBUS MEDICAL | CREO MIS 5.5mm Curved Rod, Titanium Alloy, 130mm Length | 1134.7130 | Standalone | DE0502342 | As per HSA registered indication(s) except for radiolucent implants which should be used as follows:  in patients with primary or metastatic spinal tumours who would benefit from post-operative high dose high precision beam therapy upon appropriate and stringent patient selection;  Patient selection should be done via standardised assessment such as the neurological-oncological-mechanical systemic (NOMS) framework; and  The assessment should be carried out by a multidisciplinary team (MDT), which may be inclusive of, but not limited to, radiation oncologists, spine surgeons and interventional radiologists, among others.
Orthopaedics | Spine - Thoracolumbar (TL) and sacral surgery | TL and sacral fusion and fixation implant | TL rod | GLOBUS MEDICAL | CREO MIS 5.5mm Curved Rod, Titanium Alloy, 135mm Length | 1134.7135 | Standalone | DE0502342 | As per HSA registered indication(s) except for radiolucent implants which should be used as follows:  in patients with primary or metastatic spinal tumours who would benefit from post-operative high dose high precision beam therapy upon appropriate and stringent patient selection;  Patient selection should be done via standardised assessment such as the neurological-oncological-mechanical systemic (NOMS) framework; and  The assessment should be carried out by a multidisciplinary team (MDT), which may be inclusive of, but not limited to, radiation oncologists, spine surgeons and interventional radiologists, among others.
Orthopaedics | Spine - Thoracolumbar (TL) and sacral surgery | TL and sacral fusion and fixation implant | TL rod | GLOBUS MEDICAL | CREO MIS 5.5mm Curved Rod, Titanium Alloy, 140mm Length | 1134.7140 | Standalone | DE0502342 | As per HSA registered indication(s) except for radiolucent implants which should be used as follows:  in patients with primary or metastatic spinal tumours who would benefit from post-operative high dose high precision beam therapy upon appropriate and stringent patient selection;  Patient selection should be done via standardised assessment such as the neurological-oncological-mechanical systemic (NOMS) framework; and  The assessment should be carried out by a multidisciplinary team (MDT), which may be inclusive of, but not limited to, radiation oncologists, spine surgeons and interventional radiologists, among others.
Orthopaedics | Spine - Thoracolumbar (TL) and sacral surgery | TL and sacral fusion and fixation implant | TL rod | GLOBUS MEDICAL | CREO MIS 5.5mm Curved Rod, Titanium Alloy, 145mm Length | 1134.7145 | Standalone | DE0502342 | As per HSA registered indication(s) except for radiolucent implants which should be used as follows:  in patients with primary or metastatic spinal tumours who would benefit from post-operative high dose high precision beam therapy upon appropriate and stringent patient selection;  Patient selection should be done via standardised assessment such as the neurological-oncological-mechanical systemic (NOMS) framework; and  The assessment should be carried out by a multidisciplinary team (MDT), which may be inclusive of, but not limited to, radiation oncologists, spine surgeons and interventional radiologists, among others.
Orthopaedics | Spine - Thoracolumbar (TL) and sacral surgery | TL and sacral fusion and fixation implant | TL rod | GLOBUS MEDICAL | CREO MIS 5.5mm Curved Rod, Titanium Alloy, 150mm Length | 1134.7150 | Standalone | DE0502342 | As per HSA registered indication(s) except for radiolucent implants which should be used as follows:  in patients with primary or metastatic spinal tumours who would benefit from post-operative high dose high precision beam therapy upon appropriate and stringent patient selection;  Patient selection should be done via standardised assessment such as the neurological-oncological-mechanical systemic (NOMS) framework; and  The assessment should be carried out by a multidisciplinary team (MDT), which may be inclusive of, but not limited to, radiation oncologists, spine surgeons and interventional radiologists, among others.
Orthopaedics | Spine - Thoracolumbar (TL) and sacral surgery | TL and sacral fusion and fixation implant | TL rod | GLOBUS MEDICAL | CREO MIS 5.5mm Curved Rod, Titanium Alloy, 30mm Length | 1134.7030 | Standalone | DE0502342 | As per HSA registered indication(s) except for radiolucent implants which should be used as follows:  in patients with primary or metastatic spinal tumours who would benefit from post-operative high dose high precision beam therapy upon appropriate and stringent patient selection;  Patient selection should be done via standardised assessment such as the neurological-oncological-mechanical systemic (NOMS) framework; and  The assessment should be carried out by a multidisciplinary team (MDT), which may be inclusive of, but not limited to, radiation oncologists, spine surgeons and interventional radiologists, among others.
Orthopaedics | Spine - Thoracolumbar (TL) and sacral surgery | TL and sacral fusion and fixation implant | TL rod | GLOBUS MEDICAL | CREO MIS 5.5mm Curved Rod, Titanium Alloy, 35mm Length | 1134.7035 | Standalone | DE0502342 | As per HSA registered indication(s) except for radiolucent implants which should be used as follows:  in patients with primary or metastatic spinal tumours who would benefit from post-operative high dose high precision beam therapy upon appropriate and stringent patient selection;  Patient selection should be done via standardised assessment such as the neurological-oncological-mechanical systemic (NOMS) framework; and  The assessment should be carried out by a multidisciplinary team (MDT), which may be inclusive of, but not limited to, radiation oncologists, spine surgeons and interventional radiologists, among others.
Orthopaedics | Spine - Thoracolumbar (TL) and sacral surgery | TL and sacral fusion and fixation implant | TL rod | GLOBUS MEDICAL | CREO MIS 5.5mm Curved Rod, Titanium Alloy, 40mm Length | 1134.7040 | Standalone | DE0502342 | As per HSA registered indication(s) except for radiolucent implants which should be used as follows:  in patients with primary or metastatic spinal tumours who would benefit from post-operative high dose high precision beam therapy upon appropriate and stringent patient selection;  Patient selection should be done via standardised assessment such as the neurological-oncological-mechanical systemic (NOMS) framework; and  The assessment should be carried out by a multidisciplinary team (MDT), which may be inclusive of, but not limited to, radiation oncologists, spine surgeons and interventional radiologists, among others.
Orthopaedics | Spine - Thoracolumbar (TL) and sacral surgery | TL and sacral fusion and fixation implant | TL rod | GLOBUS MEDICAL | CREO MIS 5.5mm Curved Rod, Titanium Alloy, 45mm Length | 1134.7045 | Standalone | DE0502342 | As per HSA registered indication(s) except for radiolucent implants which should be used as follows:  in patients with primary or metastatic spinal tumours who would benefit from post-operative high dose high precision beam therapy upon appropriate and stringent patient selection;  Patient selection should be done via standardised assessment such as the neurological-oncological-mechanical systemic (NOMS) framework; and  The assessment should be carried out by a multidisciplinary team (MDT), which may be inclusive of, but not limited to, radiation oncologists, spine surgeons and interventional radiologists, among others.
Orthopaedics | Spine - Thoracolumbar (TL) and sacral surgery | TL and sacral fusion and fixation implant | TL rod | GLOBUS MEDICAL | CREO MIS 5.5mm Curved Rod, Titanium Alloy, 50mm Length | 1134.7050 | Standalone | DE0502342 | As per HSA registered indication(s) except for radiolucent implants which should be used as follows:  in patients with primary or metastatic spinal tumours who would benefit from post-operative high dose high precision beam therapy upon appropriate and stringent patient selection;  Patient selection should be done via standardised assessment such as the neurological-oncological-mechanical systemic (NOMS) framework; and  The assessment should be carried out by a multidisciplinary team (MDT), which may be inclusive of, but not limited to, radiation oncologists, spine surgeons and interventional radiologists, among others.
Orthopaedics | Spine - Thoracolumbar (TL) and sacral surgery | TL and sacral fusion and fixation implant | TL rod | GLOBUS MEDICAL | CREO MIS 5.5mm Curved Rod, Titanium Alloy, 55mm Length | 1134.7055 | Standalone | DE0502342 | As per HSA registered indication(s) except for radiolucent implants which should be used as follows:  in patients with primary or metastatic spinal tumours who would benefit from post-operative high dose high precision beam therapy upon appropriate and stringent patient selection;  Patient selection should be done via standardised assessment such as the neurological-oncological-mechanical systemic (NOMS) framework; and  The assessment should be carried out by a multidisciplinary team (MDT), which may be inclusive of, but not limited to, radiation oncologists, spine surgeons and interventional radiologists, among others.
Orthopaedics | Spine - Thoracolumbar (TL) and sacral surgery | TL and sacral fusion and fixation implant | TL rod | GLOBUS MEDICAL | CREO MIS 5.5mm Curved Rod, Titanium Alloy, 60mm Length | 1134.7060 | Standalone | DE0502342 | As per HSA registered indication(s) except for radiolucent implants which should be used as follows:  in patients with primary or metastatic spinal tumours who would benefit from post-operative high dose high precision beam therapy upon appropriate and stringent patient selection;  Patient selection should be done via standardised assessment such as the neurological-oncological-mechanical systemic (NOMS) framework; and  The assessment should be carried out by a multidisciplinary team (MDT), which may be inclusive of, but not limited to, radiation oncologists, spine surgeons and interventional radiologists, among others.
Orthopaedics | Spine - Thoracolumbar (TL) and sacral surgery | TL and sacral fusion and fixation implant | TL rod | GLOBUS MEDICAL | CREO MIS 5.5mm Curved Rod, Titanium Alloy, 65mm Length | 1134.7065 | Standalone | DE0502342 | As per HSA registered indication(s) except for radiolucent implants which should be used as follows:  in patients with primary or metastatic spinal tumours who would benefit from post-operative high dose high precision beam therapy upon appropriate and stringent patient selection;  Patient selection should be done via standardised assessment such as the neurological-oncological-mechanical systemic (NOMS) framework; and  The assessment should be carried out by a multidisciplinary team (MDT), which may be inclusive of, but not limited to, radiation oncologists, spine surgeons and interventional radiologists, among others.
Orthopaedics | Spine - Thoracolumbar (TL) and sacral surgery | TL and sacral fusion and fixation implant | TL rod | GLOBUS MEDICAL | CREO MIS 5.5mm Curved Rod, Titanium Alloy, 70mm Length | 1134.7070 | Standalone | DE0502342 | As per HSA registered indication(s) except for radiolucent implants which should be used as follows:  in patients with primary or metastatic spinal tumours who would benefit from post-operative high dose high precision beam therapy upon appropriate and stringent patient selection;  Patient selection should be done via standardised assessment such as the neurological-oncological-mechanical systemic (NOMS) framework; and  The assessment should be carried out by a multidisciplinary team (MDT), which may be inclusive of, but not limited to, radiation oncologists, spine surgeons and interventional radiologists, among others.
Orthopaedics | Spine - Thoracolumbar (TL) and sacral surgery | TL and sacral fusion and fixation implant | TL rod | GLOBUS MEDICAL | CREO MIS 5.5mm Curved Rod, Titanium Alloy, 75mm Length | 1134.7075 | Standalone | DE0502342 | As per HSA registered indication(s) except for radiolucent implants which should be used as follows:  in patients with primary or metastatic spinal tumours who would benefit from post-operative high dose high precision beam therapy upon appropriate and stringent patient selection;  Patient selection should be done via standardised assessment such as the neurological-oncological-mechanical systemic (NOMS) framework; and  The assessment should be carried out by a multidisciplinary team (MDT), which may be inclusive of, but not limited to, radiation oncologists, spine surgeons and interventional radiologists, among others.
Orthopaedics | Spine - Thoracolumbar (TL) and sacral surgery | TL and sacral fusion and fixation implant | TL rod | GLOBUS MEDICAL | CREO MIS 5.5mm Curved Rod, Titanium Alloy, 80mm Length | 1134.7080 | Standalone | DE0502342 | As per HSA registered indication(s) except for radiolucent implants which should be used as follows:  in patients with primary or metastatic spinal tumours who would benefit from post-operative high dose high precision beam therapy upon appropriate and stringent patient selection;  Patient selection should be done via standardised assessment such as the neurological-oncological-mechanical systemic (NOMS) framework; and  The assessment should be carried out by a multidisciplinary team (MDT), which may be inclusive of, but not limited to, radiation oncologists, spine surgeons and interventional radiologists, among others.
Orthopaedics | Spine - Thoracolumbar (TL) and sacral surgery | TL and sacral fusion and fixation implant | TL rod | GLOBUS MEDICAL | CREO MIS 5.5mm Curved Rod, Titanium Alloy, 85mm Length | 1134.7085 | Standalone | DE0502342 | As per HSA registered indication(s) except for radiolucent implants which should be used as follows:  in patients with primary or metastatic spinal tumours who would benefit from post-operative high dose high precision beam therapy upon appropriate and stringent patient selection;  Patient selection should be done via standardised assessment such as the neurological-oncological-mechanical systemic (NOMS) framework; and  The assessment should be carried out by a multidisciplinary team (MDT), which may be inclusive of, but not limited to, radiation oncologists, spine surgeons and interventional radiologists, among others.
Orthopaedics | Spine - Thoracolumbar (TL) and sacral surgery | TL and sacral fusion and fixation implant | TL rod | GLOBUS MEDICAL | CREO MIS 5.5mm Curved Rod, Titanium Alloy, 90mm Length | 1134.7090 | Standalone | DE0502342 | As per HSA registered indication(s) except for radiolucent implants which should be used as follows:  in patients with primary or metastatic spinal tumours who would benefit from post-operative high dose high precision beam therapy upon appropriate and stringent patient selection;  Patient selection should be done via standardised assessment such as the neurological-oncological-mechanical systemic (NOMS) framework; and  The assessment should be carried out by a multidisciplinary team (MDT), which may be inclusive of, but not limited to, radiation oncologists, spine surgeons and interventional radiologists, among others.
Orthopaedics | Spine - Thoracolumbar (TL) and sacral surgery | TL and sacral fusion and fixation implant | TL rod | GLOBUS MEDICAL | CREO MIS 5.5mm Curved Rod, Titanium Alloy, 95mm Length | 1134.7095 | Standalone | DE0502342 | As per HSA registered indication(s) except for radiolucent implants which should be used as follows:  in patients with primary or metastatic spinal tumours who would benefit from post-operative high dose high precision beam therapy upon appropriate and stringent patient selection;  Patient selection should be done via standardised assessment such as the neurological-oncological-mechanical systemic (NOMS) framework; and  The assessment should be carried out by a multidisciplinary team (MDT), which may be inclusive of, but not limited to, radiation oncologists, spine surgeons and interventional radiologists, among others.
Orthopaedics | Spine - Thoracolumbar (TL) and sacral surgery | TL and sacral fusion and fixation implant | TL rod | GLOBUS MEDICAL | CREO MIS 5.5mm Straight Rod, Cobalt Chrome, 100mm Length | 7134.5100 | Standalone | DE0502342 | As per HSA registered indication(s) except for radiolucent implants which should be used as follows:  in patients with primary or metastatic spinal tumours who would benefit from post-operative high dose high precision beam therapy upon appropriate and stringent patient selection;  Patient selection should be done via standardised assessment such as the neurological-oncological-mechanical systemic (NOMS) framework; and  The assessment should be carried out by a multidisciplinary team (MDT), which may be inclusive of, but not limited to, radiation oncologists, spine surgeons and interventional radiologists, among others.
Orthopaedics | Spine - Thoracolumbar (TL) and sacral surgery | TL and sacral fusion and fixation implant | TL rod | GLOBUS MEDICAL | CREO MIS 5.5mm Straight Rod, Cobalt Chrome, 105mm Length | 7134.5105 | Standalone | DE0502342 | As per HSA registered indication(s) except for radiolucent implants which should be used as follows:  in patients with primary or metastatic spinal tumours who would benefit from post-operative high dose high precision beam therapy upon appropriate and stringent patient selection;  Patient selection should be done via standardised assessment such as the neurological-oncological-mechanical systemic (NOMS) framework; and  The assessment should be carried out by a multidisciplinary team (MDT), which may be inclusive of, but not limited to, radiation oncologists, spine surgeons and interventional radiologists, among others.
Orthopaedics | Spine - Thoracolumbar (TL) and sacral surgery | TL and sacral fusion and fixation implant | TL rod | GLOBUS MEDICAL | CREO MIS 5.5mm Straight Rod, Cobalt Chrome, 110mm Length | 7134.5110 | Standalone | DE0502342 | As per HSA registered indication(s) except for radiolucent implants which should be used as follows:  in patients with primary or metastatic spinal tumours who would benefit from post-operative high dose high precision beam therapy upon appropriate and stringent patient selection;  Patient selection should be done via standardised assessment such as the neurological-oncological-mechanical systemic (NOMS) framework; and  The assessment should be carried out by a multidisciplinary team (MDT), which may be inclusive of, but not limited to, radiation oncologists, spine surgeons and interventional radiologists, among others.
Orthopaedics | Spine - Thoracolumbar (TL) and sacral surgery | TL and sacral fusion and fixation implant | TL rod | GLOBUS MEDICAL | CREO MIS 5.5mm Straight Rod, Cobalt Chrome, 115mm Length | 7134.5115 | Standalone | DE0502342 | As per HSA registered indication(s) except for radiolucent implants which should be used as follows:  in patients with primary or metastatic spinal tumours who would benefit from post-operative high dose high precision beam therapy upon appropriate and stringent patient selection;  Patient selection should be done via standardised assessment such as the neurological-oncological-mechanical systemic (NOMS) framework; and  The assessment should be carried out by a multidisciplinary team (MDT), which may be inclusive of, but not limited to, radiation oncologists, spine surgeons and interventional radiologists, among others.
Orthopaedics | Spine - Thoracolumbar (TL) and sacral surgery | TL and sacral fusion and fixation implant | TL rod | GLOBUS MEDICAL | CREO MIS 5.5mm Straight Rod, Cobalt Chrome, 120mm Length | 7134.5120 | Standalone | DE0502342 | As per HSA registered indication(s) except for radiolucent implants which should be used as follows:  in patients with primary or metastatic spinal tumours who would benefit from post-operative high dose high precision beam therapy upon appropriate and stringent patient selection;  Patient selection should be done via standardised assessment such as the neurological-oncological-mechanical systemic (NOMS) framework; and  The assessment should be carried out by a multidisciplinary team (MDT), which may be inclusive of, but not limited to, radiation oncologists, spine surgeons and interventional radiologists, among others.
Orthopaedics | Spine - Thoracolumbar (TL) and sacral surgery | TL and sacral fusion and fixation implant | TL rod | GLOBUS MEDICAL | CREO MIS 5.5mm Straight Rod, Cobalt Chrome, 125mm Length | 7134.5125 | Standalone | DE0502342 | As per HSA registered indication(s) except for radiolucent implants which should be used as follows:  in patients with primary or metastatic spinal tumours who would benefit from post-operative high dose high precision beam therapy upon appropriate and stringent patient selection;  Patient selection should be done via standardised assessment such as the neurological-oncological-mechanical systemic (NOMS) framework; and  The assessment should be carried out by a multidisciplinary team (MDT), which may be inclusive of, but not limited to, radiation oncologists, spine surgeons and interventional radiologists, among others.
Orthopaedics | Spine - Thoracolumbar (TL) and sacral surgery | TL and sacral fusion and fixation implant | TL rod | GLOBUS MEDICAL | CREO MIS 5.5mm Straight Rod, Cobalt Chrome, 130mm Length | 7134.5130 | Standalone | DE0502342 | As per HSA registered indication(s) except for radiolucent implants which should be used as follows:  in patients with primary or metastatic spinal tumours who would benefit from post-operative high dose high precision beam therapy upon appropriate and stringent patient selection;  Patient selection should be done via standardised assessment such as the neurological-oncological-mechanical systemic (NOMS) framework; and  The assessment should be carried out by a multidisciplinary team (MDT), which may be inclusive of, but not limited to, radiation oncologists, spine surgeons and interventional radiologists, among others.
Orthopaedics | Spine - Thoracolumbar (TL) and sacral surgery | TL and sacral fusion and fixation implant | TL rod | GLOBUS MEDICAL | CREO MIS 5.5mm Straight Rod, Cobalt Chrome, 135mm Length | 7134.5135 | Standalone | DE0502342 | As per HSA registered indication(s) except for radiolucent implants which should be used as follows:  in patients with primary or metastatic spinal tumours who would benefit from post-operative high dose high precision beam therapy upon appropriate and stringent patient selection;  Patient selection should be done via standardised assessment such as the neurological-oncological-mechanical systemic (NOMS) framework; and  The assessment should be carried out by a multidisciplinary team (MDT), which may be inclusive of, but not limited to, radiation oncologists, spine surgeons and interventional radiologists, among others.
Orthopaedics | Spine - Thoracolumbar (TL) and sacral surgery | TL and sacral fusion and fixation implant | TL rod | GLOBUS MEDICAL | CREO MIS 5.5mm Straight Rod, Cobalt Chrome, 140mm Length | 7134.5140 | Standalone | DE0502342 | As per HSA registered indication(s) except for radiolucent implants which should be used as follows:  in patients with primary or metastatic spinal tumours who would benefit from post-operative high dose high precision beam therapy upon appropriate and stringent patient selection;  Patient selection should be done via standardised assessment such as the neurological-oncological-mechanical systemic (NOMS) framework; and  The assessment should be carried out by a multidisciplinary team (MDT), which may be inclusive of, but not limited to, radiation oncologists, spine surgeons and interventional radiologists, among others.
Orthopaedics | Spine - Thoracolumbar (TL) and sacral surgery | TL and sacral fusion and fixation implant | TL rod | GLOBUS MEDICAL | CREO MIS 5.5mm Straight Rod, Cobalt Chrome, 145mm Length | 7134.5145 | Standalone | DE0502342 | As per HSA registered indication(s) except for radiolucent implants which should be used as follows:  in patients with primary or metastatic spinal tumours who would benefit from post-operative high dose high precision beam therapy upon appropriate and stringent patient selection;  Patient selection should be done via standardised assessment such as the neurological-oncological-mechanical systemic (NOMS) framework; and  The assessment should be carried out by a multidisciplinary team (MDT), which may be inclusive of, but not limited to, radiation oncologists, spine surgeons and interventional radiologists, among others.
Orthopaedics | Spine - Thoracolumbar (TL) and sacral surgery | TL and sacral fusion and fixation implant | TL rod | GLOBUS MEDICAL | CREO MIS 5.5mm Straight Rod, Cobalt Chrome, 150mm Length | 7134.5150 | Standalone | DE0502342 | As per HSA registered indication(s) except for radiolucent implants which should be used as follows:  in patients with primary or metastatic spinal tumours who would benefit from post-operative high dose high precision beam therapy upon appropriate and stringent patient selection;  Patient selection should be done via standardised assessment such as the neurological-oncological-mechanical systemic (NOMS) framework; and  The assessment should be carried out by a multidisciplinary team (MDT), which may be inclusive of, but not limited to, radiation oncologists, spine surgeons and interventional radiologists, among others.
Orthopaedics | Spine - Thoracolumbar (TL) and sacral surgery | TL and sacral fusion and fixation implant | TL rod | GLOBUS MEDICAL | CREO MIS 5.5mm Straight Rod, Cobalt Chrome, 160mm Length | 7134.5160 | Standalone | DE0502342 | As per HSA registered indication(s) except for radiolucent implants which should be used as follows:  in patients with primary or metastatic spinal tumours who would benefit from post-operative high dose high precision beam therapy upon appropriate and stringent patient selection;  Patient selection should be done via standardised assessment such as the neurological-oncological-mechanical systemic (NOMS) framework; and  The assessment should be carried out by a multidisciplinary team (MDT), which may be inclusive of, but not limited to, radiation oncologists, spine surgeons and interventional radiologists, among others.
Orthopaedics | Spine - Thoracolumbar (TL) and sacral surgery | TL and sacral fusion and fixation implant | TL rod | GLOBUS MEDICAL | CREO MIS 5.5mm Straight Rod, Cobalt Chrome, 170mm Length | 7134.5170 | Standalone | DE0502342 | As per HSA registered indication(s) except for radiolucent implants which should be used as follows:  in patients with primary or metastatic spinal tumours who would benefit from post-operative high dose high precision beam therapy upon appropriate and stringent patient selection;  Patient selection should be done via standardised assessment such as the neurological-oncological-mechanical systemic (NOMS) framework; and  The assessment should be carried out by a multidisciplinary team (MDT), which may be inclusive of, but not limited to, radiation oncologists, spine surgeons and interventional radiologists, among others.
Orthopaedics | Spine - Thoracolumbar (TL) and sacral surgery | TL and sacral fusion and fixation implant | TL rod | GLOBUS MEDICAL | CREO MIS 5.5mm Straight Rod, Cobalt Chrome, 180mm Length | 7134.5180 | Standalone | DE0502342 | As per HSA registered indication(s) except for radiolucent implants which should be used as follows:  in patients with primary or metastatic spinal tumours who would benefit from post-operative high dose high precision beam therapy upon appropriate and stringent patient selection;  Patient selection should be done via standardised assessment such as the neurological-oncological-mechanical systemic (NOMS) framework; and  The assessment should be carried out by a multidisciplinary team (MDT), which may be inclusive of, but not limited to, radiation oncologists, spine surgeons and interventional radiologists, among others.
Orthopaedics | Spine - Thoracolumbar (TL) and sacral surgery | TL and sacral fusion and fixation implant | TL rod | GLOBUS MEDICAL | CREO MIS 5.5mm Straight Rod, Cobalt Chrome, 190mm Length | 7134.5190 | Standalone | DE0502342 | As per HSA registered indication(s) except for radiolucent implants which should be used as follows:  in patients with primary or metastatic spinal tumours who would benefit from post-operative high dose high precision beam therapy upon appropriate and stringent patient selection;  Patient selection should be done via standardised assessment such as the neurological-oncological-mechanical systemic (NOMS) framework; and  The assessment should be carried out by a multidisciplinary team (MDT), which may be inclusive of, but not limited to, radiation oncologists, spine surgeons and interventional radiologists, among others.
Orthopaedics | Spine - Thoracolumbar (TL) and sacral surgery | TL and sacral fusion and fixation implant | TL rod | GLOBUS MEDICAL | CREO MIS 5.5mm Straight Rod, Cobalt Chrome, 200mm Length | 7134.5200 | Standalone | DE0502342 | As per HSA registered indication(s) except for radiolucent implants which should be used as follows:  in patients with primary or metastatic spinal tumours who would benefit from post-operative high dose high precision beam therapy upon appropriate and stringent patient selection;  Patient selection should be done via standardised assessment such as the neurological-oncological-mechanical systemic (NOMS) framework; and  The assessment should be carried out by a multidisciplinary team (MDT), which may be inclusive of, but not limited to, radiation oncologists, spine surgeons and interventional radiologists, among others.
Orthopaedics | Spine - Thoracolumbar (TL) and sacral surgery | TL and sacral fusion and fixation implant | TL rod | GLOBUS MEDICAL | CREO MIS 5.5mm Straight Rod, Cobalt Chrome, 210mm Length | 7134.5210 | Standalone | DE0502342 | As per HSA registered indication(s) except for radiolucent implants which should be used as follows:  in patients with primary or metastatic spinal tumours who would benefit from post-operative high dose high precision beam therapy upon appropriate and stringent patient selection;  Patient selection should be done via standardised assessment such as the neurological-oncological-mechanical systemic (NOMS) framework; and  The assessment should be carried out by a multidisciplinary team (MDT), which may be inclusive of, but not limited to, radiation oncologists, spine surgeons and interventional radiologists, among others.
Orthopaedics | Spine - Thoracolumbar (TL) and sacral surgery | TL and sacral fusion and fixation implant | TL rod | GLOBUS MEDICAL | CREO MIS 5.5mm Straight Rod, Cobalt Chrome, 220mm Length | 7134.5220 | Standalone | DE0502342 | As per HSA registered indication(s) except for radiolucent implants which should be used as follows:  in patients with primary or metastatic spinal tumours who would benefit from post-operative high dose high precision beam therapy upon appropriate and stringent patient selection;  Patient selection should be done via standardised assessment such as the neurological-oncological-mechanical systemic (NOMS) framework; and  The assessment should be carried out by a multidisciplinary team (MDT), which may be inclusive of, but not limited to, radiation oncologists, spine surgeons and interventional radiologists, among others.
Orthopaedics | Spine - Thoracolumbar (TL) and sacral surgery | TL and sacral fusion and fixation implant | TL rod | GLOBUS MEDICAL | CREO MIS 5.5mm Straight Rod, Cobalt Chrome, 230mm Length | 7134.5230 | Standalone | DE0502342 | As per HSA registered indication(s) except for radiolucent implants which should be used as follows:  in patients with primary or metastatic spinal tumours who would benefit from post-operative high dose high precision beam therapy upon appropriate and stringent patient selection;  Patient selection should be done via standardised assessment such as the neurological-oncological-mechanical systemic (NOMS) framework; and  The assessment should be carried out by a multidisciplinary team (MDT), which may be inclusive of, but not limited to, radiation oncologists, spine surgeons and interventional radiologists, among others.
Orthopaedics | Spine - Thoracolumbar (TL) and sacral surgery | TL and sacral fusion and fixation implant | TL rod | GLOBUS MEDICAL | CREO MIS 5.5mm Straight Rod, Cobalt Chrome, 240mm Length | 7134.5240 | Standalone | DE0502342 | As per HSA registered indication(s) except for radiolucent implants which should be used as follows:  in patients with primary or metastatic spinal tumours who would benefit from post-operative high dose high precision beam therapy upon appropriate and stringent patient selection;  Patient selection should be done via standardised assessment such as the neurological-oncological-mechanical systemic (NOMS) framework; and  The assessment should be carried out by a multidisciplinary team (MDT), which may be inclusive of, but not limited to, radiation oncologists, spine surgeons and interventional radiologists, among others.
Orthopaedics | Spine - Thoracolumbar (TL) and sacral surgery | TL and sacral fusion and fixation implant | TL rod | GLOBUS MEDICAL | CREO MIS 5.5mm Straight Rod, Cobalt Chrome, 250mm Length | 7134.5250 | Standalone | DE0502342 | As per HSA registered indication(s) except for radiolucent implants which should be used as follows:  in patients with primary or metastatic spinal tumours who would benefit from post-operative high dose high precision beam therapy upon appropriate and stringent patient selection;  Patient selection should be done via standardised assessment such as the neurological-oncological-mechanical systemic (NOMS) framework; and  The assessment should be carried out by a multidisciplinary team (MDT), which may be inclusive of, but not limited to, radiation oncologists, spine surgeons and interventional radiologists, among others.
Orthopaedics | Spine - Thoracolumbar (TL) and sacral surgery | TL and sacral fusion and fixation implant | TL rod | GLOBUS MEDICAL | CREO MIS 5.5mm Straight Rod, Cobalt Chrome, 260mm Length | 7134.5260 | Standalone | DE0502342 | As per HSA registered indication(s) except for radiolucent implants which should be used as follows:  in patients with primary or metastatic spinal tumours who would benefit from post-operative high dose high precision beam therapy upon appropriate and stringent patient selection;  Patient selection should be done via standardised assessment such as the neurological-oncological-mechanical systemic (NOMS) framework; and  The assessment should be carried out by a multidisciplinary team (MDT), which may be inclusive of, but not limited to, radiation oncologists, spine surgeons and interventional radiologists, among others.
Orthopaedics | Spine - Thoracolumbar (TL) and sacral surgery | TL and sacral fusion and fixation implant | TL rod | GLOBUS MEDICAL | CREO MIS 5.5mm Straight Rod, Cobalt Chrome, 270mm Length | 7134.5270 | Standalone | DE0502342 | As per HSA registered indication(s) except for radiolucent implants which should be used as follows:  in patients with primary or metastatic spinal tumours who would benefit from post-operative high dose high precision beam therapy upon appropriate and stringent patient selection;  Patient selection should be done via standardised assessment such as the neurological-oncological-mechanical systemic (NOMS) framework; and  The assessment should be carried out by a multidisciplinary team (MDT), which may be inclusive of, but not limited to, radiation oncologists, spine surgeons and interventional radiologists, among others.
Orthopaedics | Spine - Thoracolumbar (TL) and sacral surgery | TL and sacral fusion and fixation implant | TL rod | GLOBUS MEDICAL | CREO MIS 5.5mm Straight Rod, Cobalt Chrome, 280mm Length | 7134.5280 | Standalone | DE0502342 | As per HSA registered indication(s) except for radiolucent implants which should be used as follows:  in patients with primary or metastatic spinal tumours who would benefit from post-operative high dose high precision beam therapy upon appropriate and stringent patient selection;  Patient selection should be done via standardised assessment such as the neurological-oncological-mechanical systemic (NOMS) framework; and  The assessment should be carried out by a multidisciplinary team (MDT), which may be inclusive of, but not limited to, radiation oncologists, spine surgeons and interventional radiologists, among others.
Orthopaedics | Spine - Thoracolumbar (TL) and sacral surgery | TL and sacral fusion and fixation implant | TL rod | GLOBUS MEDICAL | CREO MIS 5.5mm Straight Rod, Cobalt Chrome, 290mm Length | 7134.5290 | Standalone | DE0502342 | As per HSA registered indication(s) except for radiolucent implants which should be used as follows:  in patients with primary or metastatic spinal tumours who would benefit from post-operative high dose high precision beam therapy upon appropriate and stringent patient selection;  Patient selection should be done via standardised assessment such as the neurological-oncological-mechanical systemic (NOMS) framework; and  The assessment should be carried out by a multidisciplinary team (MDT), which may be inclusive of, but not limited to, radiation oncologists, spine surgeons and interventional radiologists, among others.
Orthopaedics | Spine - Thoracolumbar (TL) and sacral surgery | TL and sacral fusion and fixation implant | TL rod | GLOBUS MEDICAL | CREO MIS 5.5mm Straight Rod, Cobalt Chrome, 300mm Length | 7134.5300 | Standalone | DE0502342 | As per HSA registered indication(s) except for radiolucent implants which should be used as follows:  in patients with primary or metastatic spinal tumours who would benefit from post-operative high dose high precision beam therapy upon appropriate and stringent patient selection;  Patient selection should be done via standardised assessment such as the neurological-oncological-mechanical systemic (NOMS) framework; and  The assessment should be carried out by a multidisciplinary team (MDT), which may be inclusive of, but not limited to, radiation oncologists, spine surgeons and interventional radiologists, among others.
Orthopaedics | Spine - Thoracolumbar (TL) and sacral surgery | TL and sacral fusion and fixation implant | TL rod | GLOBUS MEDICAL | CREO MIS 5.5mm Straight Rod, Cobalt Chrome, 350mm Length | 7134.5350 | Standalone | DE0502342 | As per HSA registered indication(s) except for radiolucent implants which should be used as follows:  in patients with primary or metastatic spinal tumours who would benefit from post-operative high dose high precision beam therapy upon appropriate and stringent patient selection;  Patient selection should be done via standardised assessment such as the neurological-oncological-mechanical systemic (NOMS) framework; and  The assessment should be carried out by a multidisciplinary team (MDT), which may be inclusive of, but not limited to, radiation oncologists, spine surgeons and interventional radiologists, among others.
Orthopaedics | Spine - Thoracolumbar (TL) and sacral surgery | TL and sacral fusion and fixation implant | TL rod | GLOBUS MEDICAL | CREO MIS 5.5mm Straight Rod, Cobalt Chrome, 400mm Length | 7134.5400 | Standalone | DE0502342 | As per HSA registered indication(s) except for radiolucent implants which should be used as follows:  in patients with primary or metastatic spinal tumours who would benefit from post-operative high dose high precision beam therapy upon appropriate and stringent patient selection;  Patient selection should be done via standardised assessment such as the neurological-oncological-mechanical systemic (NOMS) framework; and  The assessment should be carried out by a multidisciplinary team (MDT), which may be inclusive of, but not limited to, radiation oncologists, spine surgeons and interventional radiologists, among others.
Orthopaedics | Spine - Thoracolumbar (TL) and sacral surgery | TL and sacral fusion and fixation implant | TL rod | GLOBUS MEDICAL | CREO MIS 5.5mm Straight Rod, Cobalt Chrome, 40mm Length | 7134.5040 | Standalone | DE0502342 | As per HSA registered indication(s) except for radiolucent implants which should be used as follows:  in patients with primary or metastatic spinal tumours who would benefit from post-operative high dose high precision beam therapy upon appropriate and stringent patient selection;  Patient selection should be done via standardised assessment such as the neurological-oncological-mechanical systemic (NOMS) framework; and  The assessment should be carried out by a multidisciplinary team (MDT), which may be inclusive of, but not limited to, radiation oncologists, spine surgeons and interventional radiologists, among others.
Orthopaedics | Spine - Thoracolumbar (TL) and sacral surgery | TL and sacral fusion and fixation implant | TL rod | GLOBUS MEDICAL | CREO MIS 5.5mm Straight Rod, Cobalt Chrome, 450mm Length | 7134.5450 | Standalone | DE0502342 | As per HSA registered indication(s) except for radiolucent implants which should be used as follows:  in patients with primary or metastatic spinal tumours who would benefit from post-operative high dose high precision beam therapy upon appropriate and stringent patient selection;  Patient selection should be done via standardised assessment such as the neurological-oncological-mechanical systemic (NOMS) framework; and  The assessment should be carried out by a multidisciplinary team (MDT), which may be inclusive of, but not limited to, radiation oncologists, spine surgeons and interventional radiologists, among others.
Orthopaedics | Spine - Thoracolumbar (TL) and sacral surgery | TL and sacral fusion and fixation implant | TL rod | GLOBUS MEDICAL | CREO MIS 5.5mm Straight Rod, Cobalt Chrome, 45mm Length | 7134.5045 | Standalone | DE0502342 | As per HSA registered indication(s) except for radiolucent implants which should be used as follows:  in patients with primary or metastatic spinal tumours who would benefit from post-operative high dose high precision beam therapy upon appropriate and stringent patient selection;  Patient selection should be done via standardised assessment such as the neurological-oncological-mechanical systemic (NOMS) framework; and  The assessment should be carried out by a multidisciplinary team (MDT), which may be inclusive of, but not limited to, radiation oncologists, spine surgeons and interventional radiologists, among others.
Orthopaedics | Spine - Thoracolumbar (TL) and sacral surgery | TL and sacral fusion and fixation implant | TL rod | GLOBUS MEDICAL | CREO MIS 5.5mm Straight Rod, Cobalt Chrome, 500mm Length | 7134.5500 | Standalone | DE0502342 | As per HSA registered indication(s) except for radiolucent implants which should be used as follows:  in patients with primary or metastatic spinal tumours who would benefit from post-operative high dose high precision beam therapy upon appropriate and stringent patient selection;  Patient selection should be done via standardised assessment such as the neurological-oncological-mechanical systemic (NOMS) framework; and  The assessment should be carried out by a multidisciplinary team (MDT), which may be inclusive of, but not limited to, radiation oncologists, spine surgeons and interventional radiologists, among others.
Orthopaedics | Spine - Thoracolumbar (TL) and sacral surgery | TL and sacral fusion and fixation implant | TL rod | GLOBUS MEDICAL | CREO MIS 5.5mm Straight Rod, Cobalt Chrome, 50mm Length | 7134.5050 | Standalone | DE0502342 | As per HSA registered indication(s) except for radiolucent implants which should be used as follows:  in patients with primary or metastatic spinal tumours who would benefit from post-operative high dose high precision beam therapy upon appropriate and stringent patient selection;  Patient selection should be done via standardised assessment such as the neurological-oncological-mechanical systemic (NOMS) framework; and  The assessment should be carried out by a multidisciplinary team (MDT), which may be inclusive of, but not limited to, radiation oncologists, spine surgeons and interventional radiologists, among others.
Orthopaedics | Spine - Thoracolumbar (TL) and sacral surgery | TL and sacral fusion and fixation implant | TL rod | GLOBUS MEDICAL | CREO MIS 5.5mm Straight Rod, Cobalt Chrome, 55mm Length | 7134.5055 | Standalone | DE0502342 | As per HSA registered indication(s) except for radiolucent implants which should be used as follows:  in patients with primary or metastatic spinal tumours who would benefit from post-operative high dose high precision beam therapy upon appropriate and stringent patient selection;  Patient selection should be done via standardised assessment such as the neurological-oncological-mechanical systemic (NOMS) framework; and  The assessment should be carried out by a multidisciplinary team (MDT), which may be inclusive of, but not limited to, radiation oncologists, spine surgeons and interventional radiologists, among others.
Orthopaedics | Spine - Thoracolumbar (TL) and sacral surgery | TL and sacral fusion and fixation implant | TL rod | GLOBUS MEDICAL | CREO MIS 5.5mm Straight Rod, Cobalt Chrome, 60mm Length | 7134.5060 | Standalone | DE0502342 | As per HSA registered indication(s) except for radiolucent implants which should be used as follows:  in patients with primary or metastatic spinal tumours who would benefit from post-operative high dose high precision beam therapy upon appropriate and stringent patient selection;  Patient selection should be done via standardised assessment such as the neurological-oncological-mechanical systemic (NOMS) framework; and  The assessment should be carried out by a multidisciplinary team (MDT), which may be inclusive of, but not limited to, radiation oncologists, spine surgeons and interventional radiologists, among others.
Orthopaedics | Spine - Thoracolumbar (TL) and sacral surgery | TL and sacral fusion and fixation implant | TL rod | GLOBUS MEDICAL | CREO MIS 5.5mm Straight Rod, Cobalt Chrome, 65mm Length | 7134.5065 | Standalone | DE0502342 | As per HSA registered indication(s) except for radiolucent implants which should be used as follows:  in patients with primary or metastatic spinal tumours who would benefit from post-operative high dose high precision beam therapy upon appropriate and stringent patient selection;  Patient selection should be done via standardised assessment such as the neurological-oncological-mechanical systemic (NOMS) framework; and  The assessment should be carried out by a multidisciplinary team (MDT), which may be inclusive of, but not limited to, radiation oncologists, spine surgeons and interventional radiologists, among others.
Orthopaedics | Spine - Thoracolumbar (TL) and sacral surgery | TL and sacral fusion and fixation implant | TL rod | GLOBUS MEDICAL | CREO MIS 5.5mm Straight Rod, Cobalt Chrome, 70mm Length | 7134.5070 | Standalone | DE0502342 | As per HSA registered indication(s) except for radiolucent implants which should be used as follows:  in patients with primary or metastatic spinal tumours who would benefit from post-operative high dose high precision beam therapy upon appropriate and stringent patient selection;  Patient selection should be done via standardised assessment such as the neurological-oncological-mechanical systemic (NOMS) framework; and  The assessment should be carried out by a multidisciplinary team (MDT), which may be inclusive of, but not limited to, radiation oncologists, spine surgeons and interventional radiologists, among others.
Orthopaedics | Spine - Thoracolumbar (TL) and sacral surgery | TL and sacral fusion and fixation implant | TL rod | GLOBUS MEDICAL | CREO MIS 5.5mm Straight Rod, Cobalt Chrome, 75mm Length | 7134.5075 | Standalone | DE0502342 | As per HSA registered indication(s) except for radiolucent implants which should be used as follows:  in patients with primary or metastatic spinal tumours who would benefit from post-operative high dose high precision beam therapy upon appropriate and stringent patient selection;  Patient selection should be done via standardised assessment such as the neurological-oncological-mechanical systemic (NOMS) framework; and  The assessment should be carried out by a multidisciplinary team (MDT), which may be inclusive of, but not limited to, radiation oncologists, spine surgeons and interventional radiologists, among others.
Orthopaedics | Spine - Thoracolumbar (TL) and sacral surgery | TL and sacral fusion and fixation implant | TL rod | GLOBUS MEDICAL | CREO MIS 5.5mm Straight Rod, Cobalt Chrome, 80mm Length | 7134.5080 | Standalone | DE0502342 | As per HSA registered indication(s) except for radiolucent implants which should be used as follows:  in patients with primary or metastatic spinal tumours who would benefit from post-operative high dose high precision beam therapy upon appropriate and stringent patient selection;  Patient selection should be done via standardised assessment such as the neurological-oncological-mechanical systemic (NOMS) framework; and  The assessment should be carried out by a multidisciplinary team (MDT), which may be inclusive of, but not limited to, radiation oncologists, spine surgeons and interventional radiologists, among others.
Orthopaedics | Spine - Thoracolumbar (TL) and sacral surgery | TL and sacral fusion and fixation implant | TL rod | GLOBUS MEDICAL | CREO MIS 5.5mm Straight Rod, Cobalt Chrome, 85mm Length | 7134.5085 | Standalone | DE0502342 | As per HSA registered indication(s) except for radiolucent implants which should be used as follows:  in patients with primary or metastatic spinal tumours who would benefit from post-operative high dose high precision beam therapy upon appropriate and stringent patient selection;  Patient selection should be done via standardised assessment such as the neurological-oncological-mechanical systemic (NOMS) framework; and  The assessment should be carried out by a multidisciplinary team (MDT), which may be inclusive of, but not limited to, radiation oncologists, spine surgeons and interventional radiologists, among others.
Orthopaedics | Spine - Thoracolumbar (TL) and sacral surgery | TL and sacral fusion and fixation implant | TL rod | GLOBUS MEDICAL | CREO MIS 5.5mm Straight Rod, Cobalt Chrome, 90mm Length | 7134.5090 | Standalone | DE0502342 | As per HSA registered indication(s) except for radiolucent implants which should be used as follows:  in patients with primary or metastatic spinal tumours who would benefit from post-operative high dose high precision beam therapy upon appropriate and stringent patient selection;  Patient selection should be done via standardised assessment such as the neurological-oncological-mechanical systemic (NOMS) framework; and  The assessment should be carried out by a multidisciplinary team (MDT), which may be inclusive of, but not limited to, radiation oncologists, spine surgeons and interventional radiologists, among others.
Orthopaedics | Spine - Thoracolumbar (TL) and sacral surgery | TL and sacral fusion and fixation implant | TL rod | GLOBUS MEDICAL | CREO MIS 5.5mm Straight Rod, Cobalt Chrome, 95mm Length | 7134.5095 | Standalone | DE0502342 | As per HSA registered indication(s) except for radiolucent implants which should be used as follows:  in patients with primary or metastatic spinal tumours who would benefit from post-operative high dose high precision beam therapy upon appropriate and stringent patient selection;  Patient selection should be done via standardised assessment such as the neurological-oncological-mechanical systemic (NOMS) framework; and  The assessment should be carried out by a multidisciplinary team (MDT), which may be inclusive of, but not limited to, radiation oncologists, spine surgeons and interventional radiologists, among others.
Orthopaedics | Spine - Thoracolumbar (TL) and sacral surgery | TL and sacral fusion and fixation implant | TL rod | GLOBUS MEDICAL | CREO MIS 5.5mm Straight Rod, Titanium Alloy, 100mm Length | 1134.5100 | Standalone | DE0502342 | As per HSA registered indication(s) except for radiolucent implants which should be used as follows:  in patients with primary or metastatic spinal tumours who would benefit from post-operative high dose high precision beam therapy upon appropriate and stringent patient selection;  Patient selection should be done via standardised assessment such as the neurological-oncological-mechanical systemic (NOMS) framework; and  The assessment should be carried out by a multidisciplinary team (MDT), which may be inclusive of, but not limited to, radiation oncologists, spine surgeons and interventional radiologists, among others.
Orthopaedics | Spine - Thoracolumbar (TL) and sacral surgery | TL and sacral fusion and fixation implant | TL rod | GLOBUS MEDICAL | CREO MIS 5.5mm Straight Rod, Titanium Alloy, 105mm Length | 1134.5105 | Standalone | DE0502342 | As per HSA registered indication(s) except for radiolucent implants which should be used as follows:  in patients with primary or metastatic spinal tumours who would benefit from post-operative high dose high precision beam therapy upon appropriate and stringent patient selection;  Patient selection should be done via standardised assessment such as the neurological-oncological-mechanical systemic (NOMS) framework; and  The assessment should be carried out by a multidisciplinary team (MDT), which may be inclusive of, but not limited to, radiation oncologists, spine surgeons and interventional radiologists, among others.
Orthopaedics | Spine - Thoracolumbar (TL) and sacral surgery | TL and sacral fusion and fixation implant | TL rod | GLOBUS MEDICAL | CREO MIS 5.5mm Straight Rod, Titanium Alloy, 110mm Length | 1134.5110 | Standalone | DE0502342 | As per HSA registered indication(s) except for radiolucent implants which should be used as follows:  in patients with primary or metastatic spinal tumours who would benefit from post-operative high dose high precision beam therapy upon appropriate and stringent patient selection;  Patient selection should be done via standardised assessment such as the neurological-oncological-mechanical systemic (NOMS) framework; and  The assessment should be carried out by a multidisciplinary team (MDT), which may be inclusive of, but not limited to, radiation oncologists, spine surgeons and interventional radiologists, among others.
Orthopaedics | Spine - Thoracolumbar (TL) and sacral surgery | TL and sacral fusion and fixation implant | TL rod | GLOBUS MEDICAL | CREO MIS 5.5mm Straight Rod, Titanium Alloy, 115mm Length | 1134.5115 | Standalone | DE0502342 | As per HSA registered indication(s) except for radiolucent implants which should be used as follows:  in patients with primary or metastatic spinal tumours who would benefit from post-operative high dose high precision beam therapy upon appropriate and stringent patient selection;  Patient selection should be done via standardised assessment such as the neurological-oncological-mechanical systemic (NOMS) framework; and  The assessment should be carried out by a multidisciplinary team (MDT), which may be inclusive of, but not limited to, radiation oncologists, spine surgeons and interventional radiologists, among others.
Orthopaedics | Spine - Thoracolumbar (TL) and sacral surgery | TL and sacral fusion and fixation implant | TL rod | GLOBUS MEDICAL | CREO MIS 5.5mm Straight Rod, Titanium Alloy, 120mm Length | 1134.5120 | Standalone | DE0502342 | As per HSA registered indication(s) except for radiolucent implants which should be used as follows:  in patients with primary or metastatic spinal tumours who would benefit from post-operative high dose high precision beam therapy upon appropriate and stringent patient selection;  Patient selection should be done via standardised assessment such as the neurological-oncological-mechanical systemic (NOMS) framework; and  The assessment should be carried out by a multidisciplinary team (MDT), which may be inclusive of, but not limited to, radiation oncologists, spine surgeons and interventional radiologists, among others.
Orthopaedics | Spine - Thoracolumbar (TL) and sacral surgery | TL and sacral fusion and fixation implant | TL rod | GLOBUS MEDICAL | CREO MIS 5.5mm Straight Rod, Titanium Alloy, 125mm Length | 1134.5125 | Standalone | DE0502342 | As per HSA registered indication(s) except for radiolucent implants which should be used as follows:  in patients with primary or metastatic spinal tumours who would benefit from post-operative high dose high precision beam therapy upon appropriate and stringent patient selection;  Patient selection should be done via standardised assessment such as the neurological-oncological-mechanical systemic (NOMS) framework; and  The assessment should be carried out by a multidisciplinary team (MDT), which may be inclusive of, but not limited to, radiation oncologists, spine surgeons and interventional radiologists, among others.
Orthopaedics | Spine - Thoracolumbar (TL) and sacral surgery | TL and sacral fusion and fixation implant | TL rod | GLOBUS MEDICAL | CREO MIS 5.5mm Straight Rod, Titanium Alloy, 130mm Length | 1134.5130 | Standalone | DE0502342 | As per HSA registered indication(s) except for radiolucent implants which should be used as follows:  in patients with primary or metastatic spinal tumours who would benefit from post-operative high dose high precision beam therapy upon appropriate and stringent patient selection;  Patient selection should be done via standardised assessment such as the neurological-oncological-mechanical systemic (NOMS) framework; and  The assessment should be carried out by a multidisciplinary team (MDT), which may be inclusive of, but not limited to, radiation oncologists, spine surgeons and interventional radiologists, among others.
Orthopaedics | Spine - Thoracolumbar (TL) and sacral surgery | TL and sacral fusion and fixation implant | TL rod | GLOBUS MEDICAL | CREO MIS 5.5mm Straight Rod, Titanium Alloy, 135mm Length | 1134.5135 | Standalone | DE0502342 | As per HSA registered indication(s) except for radiolucent implants which should be used as follows:  in patients with primary or metastatic spinal tumours who would benefit from post-operative high dose high precision beam therapy upon appropriate and stringent patient selection;  Patient selection should be done via standardised assessment such as the neurological-oncological-mechanical systemic (NOMS) framework; and  The assessment should be carried out by a multidisciplinary team (MDT), which may be inclusive of, but not limited to, radiation oncologists, spine surgeons and interventional radiologists, among others.
Orthopaedics | Spine - Thoracolumbar (TL) and sacral surgery | TL and sacral fusion and fixation implant | TL rod | GLOBUS MEDICAL | CREO MIS 5.5mm Straight Rod, Titanium Alloy, 140mm Length | 1134.5140 | Standalone | DE0502342 | As per HSA registered indication(s) except for radiolucent implants which should be used as follows:  in patients with primary or metastatic spinal tumours who would benefit from post-operative high dose high precision beam therapy upon appropriate and stringent patient selection;  Patient selection should be done via standardised assessment such as the neurological-oncological-mechanical systemic (NOMS) framework; and  The assessment should be carried out by a multidisciplinary team (MDT), which may be inclusive of, but not limited to, radiation oncologists, spine surgeons and interventional radiologists, among others.
Orthopaedics | Spine - Thoracolumbar (TL) and sacral surgery | TL and sacral fusion and fixation implant | TL rod | GLOBUS MEDICAL | CREO MIS 5.5mm Straight Rod, Titanium Alloy, 145mm Length | 1134.5145 | Standalone | DE0502342 | As per HSA registered indication(s) except for radiolucent implants which should be used as follows:  in patients with primary or metastatic spinal tumours who would benefit from post-operative high dose high precision beam therapy upon appropriate and stringent patient selection;  Patient selection should be done via standardised assessment such as the neurological-oncological-mechanical systemic (NOMS) framework; and  The assessment should be carried out by a multidisciplinary team (MDT), which may be inclusive of, but not limited to, radiation oncologists, spine surgeons and interventional radiologists, among others.
Orthopaedics | Spine - Thoracolumbar (TL) and sacral surgery | TL and sacral fusion and fixation implant | TL rod | GLOBUS MEDICAL | CREO MIS 5.5mm Straight Rod, Titanium Alloy, 150mm Length | 1134.5150 | Standalone | DE0502342 | As per HSA registered indication(s) except for radiolucent implants which should be used as follows:  in patients with primary or metastatic spinal tumours who would benefit from post-operative high dose high precision beam therapy upon appropriate and stringent patient selection;  Patient selection should be done via standardised assessment such as the neurological-oncological-mechanical systemic (NOMS) framework; and  The assessment should be carried out by a multidisciplinary team (MDT), which may be inclusive of, but not limited to, radiation oncologists, spine surgeons and interventional radiologists, among others.
Orthopaedics | Spine - Thoracolumbar (TL) and sacral surgery | TL and sacral fusion and fixation implant | TL rod | GLOBUS MEDICAL | CREO MIS 5.5mm Straight Rod, Titanium Alloy, 160mm Length | 1134.5160 | Standalone | DE0502342 | As per HSA registered indication(s) except for radiolucent implants which should be used as follows:  in patients with primary or metastatic spinal tumours who would benefit from post-operative high dose high precision beam therapy upon appropriate and stringent patient selection;  Patient selection should be done via standardised assessment such as the neurological-oncological-mechanical systemic (NOMS) framework; and  The assessment should be carried out by a multidisciplinary team (MDT), which may be inclusive of, but not limited to, radiation oncologists, spine surgeons and interventional radiologists, among others.
Orthopaedics | Spine - Thoracolumbar (TL) and sacral surgery | TL and sacral fusion and fixation implant | TL rod | GLOBUS MEDICAL | CREO MIS 5.5mm Straight Rod, Titanium Alloy, 170mm Length | 1134.5170 | Standalone | DE0502342 | As per HSA registered indication(s) except for radiolucent implants which should be used as follows:  in patients with primary or metastatic spinal tumours who would benefit from post-operative high dose high precision beam therapy upon appropriate and stringent patient selection;  Patient selection should be done via standardised assessment such as the neurological-oncological-mechanical systemic (NOMS) framework; and  The assessment should be carried out by a multidisciplinary team (MDT), which may be inclusive of, but not limited to, radiation oncologists, spine surgeons and interventional radiologists, among others.
Orthopaedics | Spine - Thoracolumbar (TL) and sacral surgery | TL and sacral fusion and fixation implant | TL rod | GLOBUS MEDICAL | CREO MIS 5.5mm Straight Rod, Titanium Alloy, 180mm Length | 1134.5180 | Standalone | DE0502342 | As per HSA registered indication(s) except for radiolucent implants which should be used as follows:  in patients with primary or metastatic spinal tumours who would benefit from post-operative high dose high precision beam therapy upon appropriate and stringent patient selection;  Patient selection should be done via standardised assessment such as the neurological-oncological-mechanical systemic (NOMS) framework; and  The assessment should be carried out by a multidisciplinary team (MDT), which may be inclusive of, but not limited to, radiation oncologists, spine surgeons and interventional radiologists, among others.
Orthopaedics | Spine - Thoracolumbar (TL) and sacral surgery | TL and sacral fusion and fixation implant | TL rod | GLOBUS MEDICAL | CREO MIS 5.5mm Straight Rod, Titanium Alloy, 190mm Length | 1134.5190 | Standalone | DE0502342 | As per HSA registered indication(s) except for radiolucent implants which should be used as follows:  in patients with primary or metastatic spinal tumours who would benefit from post-operative high dose high precision beam therapy upon appropriate and stringent patient selection;  Patient selection should be done via standardised assessment such as the neurological-oncological-mechanical systemic (NOMS) framework; and  The assessment should be carried out by a multidisciplinary team (MDT), which may be inclusive of, but not limited to, radiation oncologists, spine surgeons and interventional radiologists, among others.
Orthopaedics | Spine - Thoracolumbar (TL) and sacral surgery | TL and sacral fusion and fixation implant | TL rod | GLOBUS MEDICAL | CREO MIS 5.5mm Straight Rod, Titanium Alloy, 200mm Length | 1134.5200 | Standalone | DE0502342 | As per HSA registered indication(s) except for radiolucent implants which should be used as follows:  in patients with primary or metastatic spinal tumours who would benefit from post-operative high dose high precision beam therapy upon appropriate and stringent patient selection;  Patient selection should be done via standardised assessment such as the neurological-oncological-mechanical systemic (NOMS) framework; and  The assessment should be carried out by a multidisciplinary team (MDT), which may be inclusive of, but not limited to, radiation oncologists, spine surgeons and interventional radiologists, among others.
Orthopaedics | Spine - Thoracolumbar (TL) and sacral surgery | TL and sacral fusion and fixation implant | TL rod | GLOBUS MEDICAL | CREO MIS 5.5mm Straight Rod, Titanium Alloy, 210mm Length | 1134.5210 | Standalone | DE0502342 | As per HSA registered indication(s) except for radiolucent implants which should be used as follows:  in patients with primary or metastatic spinal tumours who would benefit from post-operative high dose high precision beam therapy upon appropriate and stringent patient selection;  Patient selection should be done via standardised assessment such as the neurological-oncological-mechanical systemic (NOMS) framework; and  The assessment should be carried out by a multidisciplinary team (MDT), which may be inclusive of, but not limited to, radiation oncologists, spine surgeons and interventional radiologists, among others.
Orthopaedics | Spine - Thoracolumbar (TL) and sacral surgery | TL and sacral fusion and fixation implant | TL rod | GLOBUS MEDICAL | CREO MIS 5.5mm Straight Rod, Titanium Alloy, 220mm Length | 1134.5220 | Standalone | DE0502342 | As per HSA registered indication(s) except for radiolucent implants which should be used as follows:  in patients with primary or metastatic spinal tumours who would benefit from post-operative high dose high precision beam therapy upon appropriate and stringent patient selection;  Patient selection should be done via standardised assessment such as the neurological-oncological-mechanical systemic (NOMS) framework; and  The assessment should be carried out by a multidisciplinary team (MDT), which may be inclusive of, but not limited to, radiation oncologists, spine surgeons and interventional radiologists, among others.
Orthopaedics | Spine - Thoracolumbar (TL) and sacral surgery | TL and sacral fusion and fixation implant | TL rod | GLOBUS MEDICAL | CREO MIS 5.5mm Straight Rod, Titanium Alloy, 230mm Length | 1134.5230 | Standalone | DE0502342 | As per HSA registered indication(s) except for radiolucent implants which should be used as follows:  in patients with primary or metastatic spinal tumours who would benefit from post-operative high dose high precision beam therapy upon appropriate and stringent patient selection;  Patient selection should be done via standardised assessment such as the neurological-oncological-mechanical systemic (NOMS) framework; and  The assessment should be carried out by a multidisciplinary team (MDT), which may be inclusive of, but not limited to, radiation oncologists, spine surgeons and interventional radiologists, among others.
Orthopaedics | Spine - Thoracolumbar (TL) and sacral surgery | TL and sacral fusion and fixation implant | TL rod | GLOBUS MEDICAL | CREO MIS 5.5mm Straight Rod, Titanium Alloy, 240mm Length | 1134.5240 | Standalone | DE0502342 | As per HSA registered indication(s) except for radiolucent implants which should be used as follows:  in patients with primary or metastatic spinal tumours who would benefit from post-operative high dose high precision beam therapy upon appropriate and stringent patient selection;  Patient selection should be done via standardised assessment such as the neurological-oncological-mechanical systemic (NOMS) framework; and  The assessment should be carried out by a multidisciplinary team (MDT), which may be inclusive of, but not limited to, radiation oncologists, spine surgeons and interventional radiologists, among others.
Orthopaedics | Spine - Thoracolumbar (TL) and sacral surgery | TL and sacral fusion and fixation implant | TL rod | GLOBUS MEDICAL | CREO MIS 5.5mm Straight Rod, Titanium Alloy, 250mm Length | 1134.5250 | Standalone | DE0502342 | As per HSA registered indication(s) except for radiolucent implants which should be used as follows:  in patients with primary or metastatic spinal tumours who would benefit from post-operative high dose high precision beam therapy upon appropriate and stringent patient selection;  Patient selection should be done via standardised assessment such as the neurological-oncological-mechanical systemic (NOMS) framework; and  The assessment should be carried out by a multidisciplinary team (MDT), which may be inclusive of, but not limited to, radiation oncologists, spine surgeons and interventional radiologists, among others.
Orthopaedics | Spine - Thoracolumbar (TL) and sacral surgery | TL and sacral fusion and fixation implant | TL rod | GLOBUS MEDICAL | CREO MIS 5.5mm Straight Rod, Titanium Alloy, 260mm Length | 1134.5260 | Standalone | DE0502342 | As per HSA registered indication(s) except for radiolucent implants which should be used as follows:  in patients with primary or metastatic spinal tumours who would benefit from post-operative high dose high precision beam therapy upon appropriate and stringent patient selection;  Patient selection should be done via standardised assessment such as the neurological-oncological-mechanical systemic (NOMS) framework; and  The assessment should be carried out by a multidisciplinary team (MDT), which may be inclusive of, but not limited to, radiation oncologists, spine surgeons and interventional radiologists, among others.
Orthopaedics | Spine - Thoracolumbar (TL) and sacral surgery | TL and sacral fusion and fixation implant | TL rod | GLOBUS MEDICAL | CREO MIS 5.5mm Straight Rod, Titanium Alloy, 270mm Length | 1134.5270 | Standalone | DE0502342 | As per HSA registered indication(s) except for radiolucent implants which should be used as follows:  in patients with primary or metastatic spinal tumours who would benefit from post-operative high dose high precision beam therapy upon appropriate and stringent patient selection;  Patient selection should be done via standardised assessment such as the neurological-oncological-mechanical systemic (NOMS) framework; and  The assessment should be carried out by a multidisciplinary team (MDT), which may be inclusive of, but not limited to, radiation oncologists, spine surgeons and interventional radiologists, among others.
Orthopaedics | Spine - Thoracolumbar (TL) and sacral surgery | TL and sacral fusion and fixation implant | TL rod | GLOBUS MEDICAL | CREO MIS 5.5mm Straight Rod, Titanium Alloy, 280mm Length | 1134.5280 | Standalone | DE0502342 | As per HSA registered indication(s) except for radiolucent implants which should be used as follows:  in patients with primary or metastatic spinal tumours who would benefit from post-operative high dose high precision beam therapy upon appropriate and stringent patient selection;  Patient selection should be done via standardised assessment such as the neurological-oncological-mechanical systemic (NOMS) framework; and  The assessment should be carried out by a multidisciplinary team (MDT), which may be inclusive of, but not limited to, radiation oncologists, spine surgeons and interventional radiologists, among others.
Orthopaedics | Spine - Thoracolumbar (TL) and sacral surgery | TL and sacral fusion and fixation implant | TL rod | GLOBUS MEDICAL | CREO MIS 5.5mm Straight Rod, Titanium Alloy, 290mm Length | 1134.5290 | Standalone | DE0502342 | As per HSA registered indication(s) except for radiolucent implants which should be used as follows:  in patients with primary or metastatic spinal tumours who would benefit from post-operative high dose high precision beam therapy upon appropriate and stringent patient selection;  Patient selection should be done via standardised assessment such as the neurological-oncological-mechanical systemic (NOMS) framework; and  The assessment should be carried out by a multidisciplinary team (MDT), which may be inclusive of, but not limited to, radiation oncologists, spine surgeons and interventional radiologists, among others.
Orthopaedics | Spine - Thoracolumbar (TL) and sacral surgery | TL and sacral fusion and fixation implant | TL rod | GLOBUS MEDICAL | CREO MIS 5.5mm Straight Rod, Titanium Alloy, 300mm Length | 1134.5300 | Standalone | DE0502342 | As per HSA registered indication(s) except for radiolucent implants which should be used as follows:  in patients with primary or metastatic spinal tumours who would benefit from post-operative high dose high precision beam therapy upon appropriate and stringent patient selection;  Patient selection should be done via standardised assessment such as the neurological-oncological-mechanical systemic (NOMS) framework; and  The assessment should be carried out by a multidisciplinary team (MDT), which may be inclusive of, but not limited to, radiation oncologists, spine surgeons and interventional radiologists, among others.
Orthopaedics | Spine - Thoracolumbar (TL) and sacral surgery | TL and sacral fusion and fixation implant | TL rod | GLOBUS MEDICAL | CREO MIS 5.5mm Straight Rod, Titanium Alloy, 30mm Length | 1134.5030 | Standalone | DE0502342 | As per HSA registered indication(s) except for radiolucent implants which should be used as follows:  in patients with primary or metastatic spinal tumours who would benefit from post-operative high dose high precision beam therapy upon appropriate and stringent patient selection;  Patient selection should be done via standardised assessment such as the neurological-oncological-mechanical systemic (NOMS) framework; and  The assessment should be carried out by a multidisciplinary team (MDT), which may be inclusive of, but not limited to, radiation oncologists, spine surgeons and interventional radiologists, among others.
Orthopaedics | Spine - Thoracolumbar (TL) and sacral surgery | TL and sacral fusion and fixation implant | TL rod | GLOBUS MEDICAL | CREO MIS 5.5mm Straight Rod, Titanium Alloy, 350mm Length | 1134.5350 | Standalone | DE0502342 | As per HSA registered indication(s) except for radiolucent implants which should be used as follows:  in patients with primary or metastatic spinal tumours who would benefit from post-operative high dose high precision beam therapy upon appropriate and stringent patient selection;  Patient selection should be done via standardised assessment such as the neurological-oncological-mechanical systemic (NOMS) framework; and  The assessment should be carried out by a multidisciplinary team (MDT), which may be inclusive of, but not limited to, radiation oncologists, spine surgeons and interventional radiologists, among others.
Orthopaedics | Spine - Thoracolumbar (TL) and sacral surgery | TL and sacral fusion and fixation implant | TL rod | GLOBUS MEDICAL | CREO MIS 5.5mm Straight Rod, Titanium Alloy, 35mm Length | 1134.5035 | Standalone | DE0502342 | As per HSA registered indication(s) except for radiolucent implants which should be used as follows:  in patients with primary or metastatic spinal tumours who would benefit from post-operative high dose high precision beam therapy upon appropriate and stringent patient selection;  Patient selection should be done via standardised assessment such as the neurological-oncological-mechanical systemic (NOMS) framework; and  The assessment should be carried out by a multidisciplinary team (MDT), which may be inclusive of, but not limited to, radiation oncologists, spine surgeons and interventional radiologists, among others.
Orthopaedics | Spine - Thoracolumbar (TL) and sacral surgery | TL and sacral fusion and fixation implant | TL rod | GLOBUS MEDICAL | CREO MIS 5.5mm Straight Rod, Titanium Alloy, 400mm Length | 1134.5400 | Standalone | DE0502342 | As per HSA registered indication(s) except for radiolucent implants which should be used as follows:  in patients with primary or metastatic spinal tumours who would benefit from post-operative high dose high precision beam therapy upon appropriate and stringent patient selection;  Patient selection should be done via standardised assessment such as the neurological-oncological-mechanical systemic (NOMS) framework; and  The assessment should be carried out by a multidisciplinary team (MDT), which may be inclusive of, but not limited to, radiation oncologists, spine surgeons and interventional radiologists, among others.
Orthopaedics | Spine - Thoracolumbar (TL) and sacral surgery | TL and sacral fusion and fixation implant | TL rod | GLOBUS MEDICAL | CREO MIS 5.5mm Straight Rod, Titanium Alloy, 40mm Length | 1134.5040 | Standalone | DE0502342 | As per HSA registered indication(s) except for radiolucent implants which should be used as follows:  in patients with primary or metastatic spinal tumours who would benefit from post-operative high dose high precision beam therapy upon appropriate and stringent patient selection;  Patient selection should be done via standardised assessment such as the neurological-oncological-mechanical systemic (NOMS) framework; and  The assessment should be carried out by a multidisciplinary team (MDT), which may be inclusive of, but not limited to, radiation oncologists, spine surgeons and interventional radiologists, among others.
Orthopaedics | Spine - Thoracolumbar (TL) and sacral surgery | TL and sacral fusion and fixation implant | TL rod | GLOBUS MEDICAL | CREO MIS 5.5mm Straight Rod, Titanium Alloy, 45mm Length | 1134.5045 | Standalone | DE0502342 | As per HSA registered indication(s) except for radiolucent implants which should be used as follows:  in patients with primary or metastatic spinal tumours who would benefit from post-operative high dose high precision beam therapy upon appropriate and stringent patient selection;  Patient selection should be done via standardised assessment such as the neurological-oncological-mechanical systemic (NOMS) framework; and  The assessment should be carried out by a multidisciplinary team (MDT), which may be inclusive of, but not limited to, radiation oncologists, spine surgeons and interventional radiologists, among others.
Orthopaedics | Spine - Thoracolumbar (TL) and sacral surgery | TL and sacral fusion and fixation implant | TL rod | GLOBUS MEDICAL | CREO MIS 5.5mm Straight Rod, Titanium Alloy, 50mm Length | 1134.5050 | Standalone | DE0502342 | As per HSA registered indication(s) except for radiolucent implants which should be used as follows:  in patients with primary or metastatic spinal tumours who would benefit from post-operative high dose high precision beam therapy upon appropriate and stringent patient selection;  Patient selection should be done via standardised assessment such as the neurological-oncological-mechanical systemic (NOMS) framework; and  The assessment should be carried out by a multidisciplinary team (MDT), which may be inclusive of, but not limited to, radiation oncologists, spine surgeons and interventional radiologists, among others.
Orthopaedics | Spine - Thoracolumbar (TL) and sacral surgery | TL and sacral fusion and fixation implant | TL rod | GLOBUS MEDICAL | CREO MIS 5.5mm Straight Rod, Titanium Alloy, 55mm Length | 1134.5055 | Standalone | DE0502342 | As per HSA registered indication(s) except for radiolucent implants which should be used as follows:  in patients with primary or metastatic spinal tumours who would benefit from post-operative high dose high precision beam therapy upon appropriate and stringent patient selection;  Patient selection should be done via standardised assessment such as the neurological-oncological-mechanical systemic (NOMS) framework; and  The assessment should be carried out by a multidisciplinary team (MDT), which may be inclusive of, but not limited to, radiation oncologists, spine surgeons and interventional radiologists, among others.
Orthopaedics | Spine - Thoracolumbar (TL) and sacral surgery | TL and sacral fusion and fixation implant | TL rod | GLOBUS MEDICAL | CREO MIS 5.5mm Straight Rod, Titanium Alloy, 60mm Length | 1134.5060 | Standalone | DE0502342 | As per HSA registered indication(s) except for radiolucent implants which should be used as follows:  in patients with primary or metastatic spinal tumours who would benefit from post-operative high dose high precision beam therapy upon appropriate and stringent patient selection;  Patient selection should be done via standardised assessment such as the neurological-oncological-mechanical systemic (NOMS) framework; and  The assessment should be carried out by a multidisciplinary team (MDT), which may be inclusive of, but not limited to, radiation oncologists, spine surgeons and interventional radiologists, among others.
Orthopaedics | Spine - Thoracolumbar (TL) and sacral surgery | TL and sacral fusion and fixation implant | TL rod | GLOBUS MEDICAL | CREO MIS 5.5mm Straight Rod, Titanium Alloy, 65mm Length | 1134.5065 | Standalone | DE0502342 | As per HSA registered indication(s) except for radiolucent implants which should be used as follows:  in patients with primary or metastatic spinal tumours who would benefit from post-operative high dose high precision beam therapy upon appropriate and stringent patient selection;  Patient selection should be done via standardised assessment such as the neurological-oncological-mechanical systemic (NOMS) framework; and  The assessment should be carried out by a multidisciplinary team (MDT), which may be inclusive of, but not limited to, radiation oncologists, spine surgeons and interventional radiologists, among others.
Orthopaedics | Spine - Thoracolumbar (TL) and sacral surgery | TL and sacral fusion and fixation implant | TL rod | GLOBUS MEDICAL | CREO MIS 5.5mm Straight Rod, Titanium Alloy, 70mm Length | 1134.5070 | Standalone | DE0502342 | As per HSA registered indication(s) except for radiolucent implants which should be used as follows:  in patients with primary or metastatic spinal tumours who would benefit from post-operative high dose high precision beam therapy upon appropriate and stringent patient selection;  Patient selection should be done via standardised assessment such as the neurological-oncological-mechanical systemic (NOMS) framework; and  The assessment should be carried out by a multidisciplinary team (MDT), which may be inclusive of, but not limited to, radiation oncologists, spine surgeons and interventional radiologists, among others.
Orthopaedics | Spine - Thoracolumbar (TL) and sacral surgery | TL and sacral fusion and fixation implant | TL rod | GLOBUS MEDICAL | CREO MIS 5.5mm Straight Rod, Titanium Alloy, 75mm Length | 1134.5075 | Standalone | DE0502342 | As per HSA registered indication(s) except for radiolucent implants which should be used as follows:  in patients with primary or metastatic spinal tumours who would benefit from post-operative high dose high precision beam therapy upon appropriate and stringent patient selection;  Patient selection should be done via standardised assessment such as the neurological-oncological-mechanical systemic (NOMS) framework; and  The assessment should be carried out by a multidisciplinary team (MDT), which may be inclusive of, but not limited to, radiation oncologists, spine surgeons and interventional radiologists, among others.
Orthopaedics | Spine - Thoracolumbar (TL) and sacral surgery | TL and sacral fusion and fixation implant | TL rod | GLOBUS MEDICAL | CREO MIS 5.5mm Straight Rod, Titanium Alloy, 80mm Length | 1134.5080 | Standalone | DE0502342 | As per HSA registered indication(s) except for radiolucent implants which should be used as follows:  in patients with primary or metastatic spinal tumours who would benefit from post-operative high dose high precision beam therapy upon appropriate and stringent patient selection;  Patient selection should be done via standardised assessment such as the neurological-oncological-mechanical systemic (NOMS) framework; and  The assessment should be carried out by a multidisciplinary team (MDT), which may be inclusive of, but not limited to, radiation oncologists, spine surgeons and interventional radiologists, among others.
Orthopaedics | Spine - Thoracolumbar (TL) and sacral surgery | TL and sacral fusion and fixation implant | TL rod | GLOBUS MEDICAL | CREO MIS 5.5mm Straight Rod, Titanium Alloy, 85mm Length | 1134.5085 | Standalone | DE0502342 | As per HSA registered indication(s) except for radiolucent implants which should be used as follows:  in patients with primary or metastatic spinal tumours who would benefit from post-operative high dose high precision beam therapy upon appropriate and stringent patient selection;  Patient selection should be done via standardised assessment such as the neurological-oncological-mechanical systemic (NOMS) framework; and  The assessment should be carried out by a multidisciplinary team (MDT), which may be inclusive of, but not limited to, radiation oncologists, spine surgeons and interventional radiologists, among others.
Orthopaedics | Spine - Thoracolumbar (TL) and sacral surgery | TL and sacral fusion and fixation implant | TL rod | GLOBUS MEDICAL | CREO MIS 5.5mm Straight Rod, Titanium Alloy, 90mm Length | 1134.5090 | Standalone | DE0502342 | As per HSA registered indication(s) except for radiolucent implants which should be used as follows:  in patients with primary or metastatic spinal tumours who would benefit from post-operative high dose high precision beam therapy upon appropriate and stringent patient selection;  Patient selection should be done via standardised assessment such as the neurological-oncological-mechanical systemic (NOMS) framework; and  The assessment should be carried out by a multidisciplinary team (MDT), which may be inclusive of, but not limited to, radiation oncologists, spine surgeons and interventional radiologists, among others.
Orthopaedics | Spine - Thoracolumbar (TL) and sacral surgery | TL and sacral fusion and fixation implant | TL rod | GLOBUS MEDICAL | CREO MIS 5.5mm Straight Rod, Titanium Alloy, 95mm Length | 1134.5095 | Standalone | DE0502342 | As per HSA registered indication(s) except for radiolucent implants which should be used as follows:  in patients with primary or metastatic spinal tumours who would benefit from post-operative high dose high precision beam therapy upon appropriate and stringent patient selection;  Patient selection should be done via standardised assessment such as the neurological-oncological-mechanical systemic (NOMS) framework; and  The assessment should be carried out by a multidisciplinary team (MDT), which may be inclusive of, but not limited to, radiation oncologists, spine surgeons and interventional radiologists, among others.
Orthopaedics | Spine - Thoracolumbar (TL) and sacral surgery | TL and sacral fusion and fixation implant | TL pedicle screw - Locking screw | GLOBUS MEDICAL | CREO MIS Locking Cap | 1134.0010 | Standalone | DE0502342 | As per HSA registered indication(s) except for radiolucent implants which should be used as follows:  in patients with primary or metastatic spinal tumours who would benefit from post-operative high dose high precision beam therapy upon appropriate and stringent patient selection;  Patient selection should be done via standardised assessment such as the neurological-oncological-mechanical systemic (NOMS) framework; and  The assessment should be carried out by a multidisciplinary team (MDT), which may be inclusive of, but not limited to, radiation oncologists, spine surgeons and interventional radiologists, among others.
Orthopaedics | Spine - Thoracolumbar (TL) and sacral surgery | TL and sacral fusion and fixation implant | TL pedicle screw - Shank, tulip | GLOBUS MEDICAL | CREO MIS Modular Polyaxial Tulip, 10mm reduction | 1134.0110 | Standalone | DE0502342 | As per HSA registered indication(s) except for radiolucent implants which should be used as follows:  in patients with primary or metastatic spinal tumours who would benefit from post-operative high dose high precision beam therapy upon appropriate and stringent patient selection;  Patient selection should be done via standardised assessment such as the neurological-oncological-mechanical systemic (NOMS) framework; and  The assessment should be carried out by a multidisciplinary team (MDT), which may be inclusive of, but not limited to, radiation oncologists, spine surgeons and interventional radiologists, among others.
Orthopaedics | Spine - Thoracolumbar (TL) and sacral surgery | TL and sacral fusion and fixation implant | TL pedicle screw - Shank, tulip | GLOBUS MEDICAL | CREO MIS Modular Polyaxial Tulip, 30mm reduction | 1134.0100 | Standalone | DE0502342 | As per HSA registered indication(s) except for radiolucent implants which should be used as follows:  in patients with primary or metastatic spinal tumours who would benefit from post-operative high dose high precision beam therapy upon appropriate and stringent patient selection;  Patient selection should be done via standardised assessment such as the neurological-oncological-mechanical systemic (NOMS) framework; and  The assessment should be carried out by a multidisciplinary team (MDT), which may be inclusive of, but not limited to, radiation oncologists, spine surgeons and interventional radiologists, among others.
Orthopaedics | Spine - Thoracolumbar (TL) and sacral surgery | TL and sacral fusion and fixation implant | TL rod | GLOBUS MEDICAL | CREO MIS 6.0mm Curved Rod, Cobalt Chrome, 100mm Length | 7134.8100 | Standalone | DE0502342 | As per HSA registered indication(s) except for radiolucent implants which should be used as follows:  in patients with primary or metastatic spinal tumours who would benefit from post-operative high dose high precision beam therapy upon appropriate and stringent patient selection;  Patient selection should be done via standardised assessment such as the neurological-oncological-mechanical systemic (NOMS) framework; and  The assessment should be carried out by a multidisciplinary team (MDT), which may be inclusive of, but not limited to, radiation oncologists, spine surgeons and interventional radiologists, among others.
Orthopaedics | Spine - Thoracolumbar (TL) and sacral surgery | TL and sacral fusion and fixation implant | TL rod | GLOBUS MEDICAL | CREO MIS 6.0mm Curved Rod, Cobalt Chrome, 105mm Length | 7134.8105 | Standalone | DE0502342 | As per HSA registered indication(s) except for radiolucent implants which should be used as follows:  in patients with primary or metastatic spinal tumours who would benefit from post-operative high dose high precision beam therapy upon appropriate and stringent patient selection;  Patient selection should be done via standardised assessment such as the neurological-oncological-mechanical systemic (NOMS) framework; and  The assessment should be carried out by a multidisciplinary team (MDT), which may be inclusive of, but not limited to, radiation oncologists, spine surgeons and interventional radiologists, among others.
Orthopaedics | Spine - Thoracolumbar (TL) and sacral surgery | TL and sacral fusion and fixation implant | TL rod | GLOBUS MEDICAL | CREO MIS 6.0mm Curved Rod, Cobalt Chrome, 110mm Length | 7134.8110 | Standalone | DE0502342 | As per HSA registered indication(s) except for radiolucent implants which should be used as follows:  in patients with primary or metastatic spinal tumours who would benefit from post-operative high dose high precision beam therapy upon appropriate and stringent patient selection;  Patient selection should be done via standardised assessment such as the neurological-oncological-mechanical systemic (NOMS) framework; and  The assessment should be carried out by a multidisciplinary team (MDT), which may be inclusive of, but not limited to, radiation oncologists, spine surgeons and interventional radiologists, among others.
Orthopaedics | Spine - Thoracolumbar (TL) and sacral surgery | TL and sacral fusion and fixation implant | TL rod | GLOBUS MEDICAL | CREO MIS 6.0mm Curved Rod, Cobalt Chrome, 115mm Length | 7134.8115 | Standalone | DE0502342 | As per HSA registered indication(s) except for radiolucent implants which should be used as follows:  in patients with primary or metastatic spinal tumours who would benefit from post-operative high dose high precision beam therapy upon appropriate and stringent patient selection;  Patient selection should be done via standardised assessment such as the neurological-oncological-mechanical systemic (NOMS) framework; and  The assessment should be carried out by a multidisciplinary team (MDT), which may be inclusive of, but not limited to, radiation oncologists, spine surgeons and interventional radiologists, among others.
Orthopaedics | Spine - Thoracolumbar (TL) and sacral surgery | TL and sacral fusion and fixation implant | TL rod | GLOBUS MEDICAL | CREO MIS 6.0mm Curved Rod, Cobalt Chrome, 120mm Length | 7134.8120 | Standalone | DE0502342 | As per HSA registered indication(s) except for radiolucent implants which should be used as follows:  in patients with primary or metastatic spinal tumours who would benefit from post-operative high dose high precision beam therapy upon appropriate and stringent patient selection;  Patient selection should be done via standardised assessment such as the neurological-oncological-mechanical systemic (NOMS) framework; and  The assessment should be carried out by a multidisciplinary team (MDT), which may be inclusive of, but not limited to, radiation oncologists, spine surgeons and interventional radiologists, among others.
Orthopaedics | Spine - Thoracolumbar (TL) and sacral surgery | TL and sacral fusion and fixation implant | TL rod | GLOBUS MEDICAL | CREO MIS 6.0mm Curved Rod, Cobalt Chrome, 125mm Length | 7134.8125 | Standalone | DE0502342 | As per HSA registered indication(s) except for radiolucent implants which should be used as follows:  in patients with primary or metastatic spinal tumours who would benefit from post-operative high dose high precision beam therapy upon appropriate and stringent patient selection;  Patient selection should be done via standardised assessment such as the neurological-oncological-mechanical systemic (NOMS) framework; and  The assessment should be carried out by a multidisciplinary team (MDT), which may be inclusive of, but not limited to, radiation oncologists, spine surgeons and interventional radiologists, among others.
Orthopaedics | Spine - Thoracolumbar (TL) and sacral surgery | TL and sacral fusion and fixation implant | TL rod | GLOBUS MEDICAL | CREO MIS 6.0mm Curved Rod, Cobalt Chrome, 130mm Length | 7134.8130 | Standalone | DE0502342 | As per HSA registered indication(s) except for radiolucent implants which should be used as follows:  in patients with primary or metastatic spinal tumours who would benefit from post-operative high dose high precision beam therapy upon appropriate and stringent patient selection;  Patient selection should be done via standardised assessment such as the neurological-oncological-mechanical systemic (NOMS) framework; and  The assessment should be carried out by a multidisciplinary team (MDT), which may be inclusive of, but not limited to, radiation oncologists, spine surgeons and interventional radiologists, among others.
Orthopaedics | Spine - Thoracolumbar (TL) and sacral surgery | TL and sacral fusion and fixation implant | TL rod | GLOBUS MEDICAL | CREO MIS 6.0mm Curved Rod, Cobalt Chrome, 135mm Length | 7134.8135 | Standalone | DE0502342 | As per HSA registered indication(s) except for radiolucent implants which should be used as follows:  in patients with primary or metastatic spinal tumours who would benefit from post-operative high dose high precision beam therapy upon appropriate and stringent patient selection;  Patient selection should be done via standardised assessment such as the neurological-oncological-mechanical systemic (NOMS) framework; and  The assessment should be carried out by a multidisciplinary team (MDT), which may be inclusive of, but not limited to, radiation oncologists, spine surgeons and interventional radiologists, among others.
Orthopaedics | Spine - Thoracolumbar (TL) and sacral surgery | TL and sacral fusion and fixation implant | TL rod | GLOBUS MEDICAL | CREO MIS 6.0mm Curved Rod, Cobalt Chrome, 140mm Length | 7134.8140 | Standalone | DE0502342 | As per HSA registered indication(s) except for radiolucent implants which should be used as follows:  in patients with primary or metastatic spinal tumours who would benefit from post-operative high dose high precision beam therapy upon appropriate and stringent patient selection;  Patient selection should be done via standardised assessment such as the neurological-oncological-mechanical systemic (NOMS) framework; and  The assessment should be carried out by a multidisciplinary team (MDT), which may be inclusive of, but not limited to, radiation oncologists, spine surgeons and interventional radiologists, among others.
Orthopaedics | Spine - Thoracolumbar (TL) and sacral surgery | TL and sacral fusion and fixation implant | TL rod | GLOBUS MEDICAL | CREO MIS 6.0mm Curved Rod, Cobalt Chrome, 145mm Length | 7134.8145 | Standalone | DE0502342 | As per HSA registered indication(s) except for radiolucent implants which should be used as follows:  in patients with primary or metastatic spinal tumours who would benefit from post-operative high dose high precision beam therapy upon appropriate and stringent patient selection;  Patient selection should be done via standardised assessment such as the neurological-oncological-mechanical systemic (NOMS) framework; and  The assessment should be carried out by a multidisciplinary team (MDT), which may be inclusive of, but not limited to, radiation oncologists, spine surgeons and interventional radiologists, among others.
Orthopaedics | Spine - Thoracolumbar (TL) and sacral surgery | TL and sacral fusion and fixation implant | TL rod | GLOBUS MEDICAL | CREO MIS 6.0mm Curved Rod, Cobalt Chrome, 150mm Length | 7134.8150 | Standalone | DE0502342 | As per HSA registered indication(s) except for radiolucent implants which should be used as follows:  in patients with primary or metastatic spinal tumours who would benefit from post-operative high dose high precision beam therapy upon appropriate and stringent patient selection;  Patient selection should be done via standardised assessment such as the neurological-oncological-mechanical systemic (NOMS) framework; and  The assessment should be carried out by a multidisciplinary team (MDT), which may be inclusive of, but not limited to, radiation oncologists, spine surgeons and interventional radiologists, among others.
Orthopaedics | Spine - Thoracolumbar (TL) and sacral surgery | TL and sacral fusion and fixation implant | TL rod | GLOBUS MEDICAL | CREO MIS 6.0mm Curved Rod, Cobalt Chrome, 40mm Length | 7134.8040 | Standalone | DE0502342 | As per HSA registered indication(s) except for radiolucent implants which should be used as follows:  in patients with primary or metastatic spinal tumours who would benefit from post-operative high dose high precision beam therapy upon appropriate and stringent patient selection;  Patient selection should be done via standardised assessment such as the neurological-oncological-mechanical systemic (NOMS) framework; and  The assessment should be carried out by a multidisciplinary team (MDT), which may be inclusive of, but not limited to, radiation oncologists, spine surgeons and interventional radiologists, among others.
Orthopaedics | Spine - Thoracolumbar (TL) and sacral surgery | TL and sacral fusion and fixation implant | TL rod | GLOBUS MEDICAL | CREO MIS 6.0mm Curved Rod, Cobalt Chrome, 45mm Length | 7134.8045 | Standalone | DE0502342 | As per HSA registered indication(s) except for radiolucent implants which should be used as follows:  in patients with primary or metastatic spinal tumours who would benefit from post-operative high dose high precision beam therapy upon appropriate and stringent patient selection;  Patient selection should be done via standardised assessment such as the neurological-oncological-mechanical systemic (NOMS) framework; and  The assessment should be carried out by a multidisciplinary team (MDT), which may be inclusive of, but not limited to, radiation oncologists, spine surgeons and interventional radiologists, among others.
Orthopaedics | Spine - Thoracolumbar (TL) and sacral surgery | TL and sacral fusion and fixation implant | TL rod | GLOBUS MEDICAL | CREO MIS 6.0mm Curved Rod, Cobalt Chrome, 50mm Length | 7134.8050 | Standalone | DE0502342 | As per HSA registered indication(s) except for radiolucent implants which should be used as follows:  in patients with primary or metastatic spinal tumours who would benefit from post-operative high dose high precision beam therapy upon appropriate and stringent patient selection;  Patient selection should be done via standardised assessment such as the neurological-oncological-mechanical systemic (NOMS) framework; and  The assessment should be carried out by a multidisciplinary team (MDT), which may be inclusive of, but not limited to, radiation oncologists, spine surgeons and interventional radiologists, among others.
Orthopaedics | Spine - Thoracolumbar (TL) and sacral surgery | TL and sacral fusion and fixation implant | TL rod | GLOBUS MEDICAL | CREO MIS 6.0mm Curved Rod, Cobalt Chrome, 55mm Length | 7134.8055 | Standalone | DE0502342 | As per HSA registered indication(s) except for radiolucent implants which should be used as follows:  in patients with primary or metastatic spinal tumours who would benefit from post-operative high dose high precision beam therapy upon appropriate and stringent patient selection;  Patient selection should be done via standardised assessment such as the neurological-oncological-mechanical systemic (NOMS) framework; and  The assessment should be carried out by a multidisciplinary team (MDT), which may be inclusive of, but not limited to, radiation oncologists, spine surgeons and interventional radiologists, among others.
Orthopaedics | Spine - Thoracolumbar (TL) and sacral surgery | TL and sacral fusion and fixation implant | TL rod | GLOBUS MEDICAL | CREO MIS 6.0mm Curved Rod, Cobalt Chrome, 60mm Length | 7134.8060 | Standalone | DE0502342 | As per HSA registered indication(s) except for radiolucent implants which should be used as follows:  in patients with primary or metastatic spinal tumours who would benefit from post-operative high dose high precision beam therapy upon appropriate and stringent patient selection;  Patient selection should be done via standardised assessment such as the neurological-oncological-mechanical systemic (NOMS) framework; and  The assessment should be carried out by a multidisciplinary team (MDT), which may be inclusive of, but not limited to, radiation oncologists, spine surgeons and interventional radiologists, among others.
Orthopaedics | Spine - Thoracolumbar (TL) and sacral surgery | TL and sacral fusion and fixation implant | TL rod | GLOBUS MEDICAL | CREO MIS 6.0mm Curved Rod, Cobalt Chrome, 65mm Length | 7134.8065 | Standalone | DE0502342 | As per HSA registered indication(s) except for radiolucent implants which should be used as follows:  in patients with primary or metastatic spinal tumours who would benefit from post-operative high dose high precision beam therapy upon appropriate and stringent patient selection;  Patient selection should be done via standardised assessment such as the neurological-oncological-mechanical systemic (NOMS) framework; and  The assessment should be carried out by a multidisciplinary team (MDT), which may be inclusive of, but not limited to, radiation oncologists, spine surgeons and interventional radiologists, among others.
Orthopaedics | Spine - Thoracolumbar (TL) and sacral surgery | TL and sacral fusion and fixation implant | TL rod | GLOBUS MEDICAL | CREO MIS 6.0mm Curved Rod, Cobalt Chrome, 70mm Length | 7134.8070 | Standalone | DE0502342 | As per HSA registered indication(s) except for radiolucent implants which should be used as follows:  in patients with primary or metastatic spinal tumours who would benefit from post-operative high dose high precision beam therapy upon appropriate and stringent patient selection;  Patient selection should be done via standardised assessment such as the neurological-oncological-mechanical systemic (NOMS) framework; and  The assessment should be carried out by a multidisciplinary team (MDT), which may be inclusive of, but not limited to, radiation oncologists, spine surgeons and interventional radiologists, among others.
Orthopaedics | Spine - Thoracolumbar (TL) and sacral surgery | TL and sacral fusion and fixation implant | TL rod | GLOBUS MEDICAL | CREO MIS 6.0mm Curved Rod, Cobalt Chrome, 75mm Length | 7134.8075 | Standalone | DE0502342 | As per HSA registered indication(s) except for radiolucent implants which should be used as follows:  in patients with primary or metastatic spinal tumours who would benefit from post-operative high dose high precision beam therapy upon appropriate and stringent patient selection;  Patient selection should be done via standardised assessment such as the neurological-oncological-mechanical systemic (NOMS) framework; and  The assessment should be carried out by a multidisciplinary team (MDT), which may be inclusive of, but not limited to, radiation oncologists, spine surgeons and interventional radiologists, among others.
Orthopaedics | Spine - Thoracolumbar (TL) and sacral surgery | TL and sacral fusion and fixation implant | TL rod | GLOBUS MEDICAL | CREO MIS 6.0mm Curved Rod, Cobalt Chrome, 80mm Length | 7134.8080 | Standalone | DE0502342 | As per HSA registered indication(s) except for radiolucent implants which should be used as follows:  in patients with primary or metastatic spinal tumours who would benefit from post-operative high dose high precision beam therapy upon appropriate and stringent patient selection;  Patient selection should be done via standardised assessment such as the neurological-oncological-mechanical systemic (NOMS) framework; and  The assessment should be carried out by a multidisciplinary team (MDT), which may be inclusive of, but not limited to, radiation oncologists, spine surgeons and interventional radiologists, among others.
Orthopaedics | Spine - Thoracolumbar (TL) and sacral surgery | TL and sacral fusion and fixation implant | TL rod | GLOBUS MEDICAL | CREO MIS 6.0mm Curved Rod, Cobalt Chrome, 85mm Length | 7134.8085 | Standalone | DE0502342 | As per HSA registered indication(s) except for radiolucent implants which should be used as follows:  in patients with primary or metastatic spinal tumours who would benefit from post-operative high dose high precision beam therapy upon appropriate and stringent patient selection;  Patient selection should be done via standardised assessment such as the neurological-oncological-mechanical systemic (NOMS) framework; and  The assessment should be carried out by a multidisciplinary team (MDT), which may be inclusive of, but not limited to, radiation oncologists, spine surgeons and interventional radiologists, among others.
Orthopaedics | Spine - Thoracolumbar (TL) and sacral surgery | TL and sacral fusion and fixation implant | TL rod | GLOBUS MEDICAL | CREO MIS 6.0mm Curved Rod, Cobalt Chrome, 90mm Length | 7134.8090 | Standalone | DE0502342 | As per HSA registered indication(s) except for radiolucent implants which should be used as follows:  in patients with primary or metastatic spinal tumours who would benefit from post-operative high dose high precision beam therapy upon appropriate and stringent patient selection;  Patient selection should be done via standardised assessment such as the neurological-oncological-mechanical systemic (NOMS) framework; and  The assessment should be carried out by a multidisciplinary team (MDT), which may be inclusive of, but not limited to, radiation oncologists, spine surgeons and interventional radiologists, among others.
Orthopaedics | Spine - Thoracolumbar (TL) and sacral surgery | TL and sacral fusion and fixation implant | TL rod | GLOBUS MEDICAL | CREO MIS 6.0mm Curved Rod, Cobalt Chrome, 95mm Length | 7134.8095 | Standalone | DE0502342 | As per HSA registered indication(s) except for radiolucent implants which should be used as follows:  in patients with primary or metastatic spinal tumours who would benefit from post-operative high dose high precision beam therapy upon appropriate and stringent patient selection;  Patient selection should be done via standardised assessment such as the neurological-oncological-mechanical systemic (NOMS) framework; and  The assessment should be carried out by a multidisciplinary team (MDT), which may be inclusive of, but not limited to, radiation oncologists, spine surgeons and interventional radiologists, among others.
Orthopaedics | Spine - Thoracolumbar (TL) and sacral surgery | TL and sacral fusion and fixation implant | TL rod | GLOBUS MEDICAL | CREO MIS 6.0mm Straight Rod, Cobalt Chrome, 100mm Length | 7134.6100 | Standalone | DE0502342 | As per HSA registered indication(s) except for radiolucent implants which should be used as follows:  in patients with primary or metastatic spinal tumours who would benefit from post-operative high dose high precision beam therapy upon appropriate and stringent patient selection;  Patient selection should be done via standardised assessment such as the neurological-oncological-mechanical systemic (NOMS) framework; and  The assessment should be carried out by a multidisciplinary team (MDT), which may be inclusive of, but not limited to, radiation oncologists, spine surgeons and interventional radiologists, among others.
Orthopaedics | Spine - Thoracolumbar (TL) and sacral surgery | TL and sacral fusion and fixation implant | TL rod | GLOBUS MEDICAL | CREO MIS 6.0mm Straight Rod, Cobalt Chrome, 105mm Length | 7134.6105 | Standalone | DE0502342 | As per HSA registered indication(s) except for radiolucent implants which should be used as follows:  in patients with primary or metastatic spinal tumours who would benefit from post-operative high dose high precision beam therapy upon appropriate and stringent patient selection;  Patient selection should be done via standardised assessment such as the neurological-oncological-mechanical systemic (NOMS) framework; and  The assessment should be carried out by a multidisciplinary team (MDT), which may be inclusive of, but not limited to, radiation oncologists, spine surgeons and interventional radiologists, among others.
Orthopaedics | Spine - Thoracolumbar (TL) and sacral surgery | TL and sacral fusion and fixation implant | TL rod | GLOBUS MEDICAL | CREO MIS 6.0mm Straight Rod, Cobalt Chrome, 110mm Length | 7134.6110 | Standalone | DE0502342 | As per HSA registered indication(s) except for radiolucent implants which should be used as follows:  in patients with primary or metastatic spinal tumours who would benefit from post-operative high dose high precision beam therapy upon appropriate and stringent patient selection;  Patient selection should be done via standardised assessment such as the neurological-oncological-mechanical systemic (NOMS) framework; and  The assessment should be carried out by a multidisciplinary team (MDT), which may be inclusive of, but not limited to, radiation oncologists, spine surgeons and interventional radiologists, among others.
Orthopaedics | Spine - Thoracolumbar (TL) and sacral surgery | TL and sacral fusion and fixation implant | TL rod | GLOBUS MEDICAL | CREO MIS 6.0mm Straight Rod, Cobalt Chrome, 115mm Length | 7134.6115 | Standalone | DE0502342 | As per HSA registered indication(s) except for radiolucent implants which should be used as follows:  in patients with primary or metastatic spinal tumours who would benefit from post-operative high dose high precision beam therapy upon appropriate and stringent patient selection;  Patient selection should be done via standardised assessment such as the neurological-oncological-mechanical systemic (NOMS) framework; and  The assessment should be carried out by a multidisciplinary team (MDT), which may be inclusive of, but not limited to, radiation oncologists, spine surgeons and interventional radiologists, among others.
Orthopaedics | Spine - Thoracolumbar (TL) and sacral surgery | TL and sacral fusion and fixation implant | TL rod | GLOBUS MEDICAL | CREO MIS 6.0mm Straight Rod, Cobalt Chrome, 120mm Length | 7134.6120 | Standalone | DE0502342 | As per HSA registered indication(s) except for radiolucent implants which should be used as follows:  in patients with primary or metastatic spinal tumours who would benefit from post-operative high dose high precision beam therapy upon appropriate and stringent patient selection;  Patient selection should be done via standardised assessment such as the neurological-oncological-mechanical systemic (NOMS) framework; and  The assessment should be carried out by a multidisciplinary team (MDT), which may be inclusive of, but not limited to, radiation oncologists, spine surgeons and interventional radiologists, among others.
Orthopaedics | Spine - Thoracolumbar (TL) and sacral surgery | TL and sacral fusion and fixation implant | TL rod | GLOBUS MEDICAL | CREO MIS 6.0mm Straight Rod, Cobalt Chrome, 125mm Length | 7134.6125 | Standalone | DE0502342 | As per HSA registered indication(s) except for radiolucent implants which should be used as follows:  in patients with primary or metastatic spinal tumours who would benefit from post-operative high dose high precision beam therapy upon appropriate and stringent patient selection;  Patient selection should be done via standardised assessment such as the neurological-oncological-mechanical systemic (NOMS) framework; and  The assessment should be carried out by a multidisciplinary team (MDT), which may be inclusive of, but not limited to, radiation oncologists, spine surgeons and interventional radiologists, among others.
Orthopaedics | Spine - Thoracolumbar (TL) and sacral surgery | TL and sacral fusion and fixation implant | TL rod | GLOBUS MEDICAL | CREO MIS 6.0mm Straight Rod, Cobalt Chrome, 130mm Length | 7134.6130 | Standalone | DE0502342 | As per HSA registered indication(s) except for radiolucent implants which should be used as follows:  in patients with primary or metastatic spinal tumours who would benefit from post-operative high dose high precision beam therapy upon appropriate and stringent patient selection;  Patient selection should be done via standardised assessment such as the neurological-oncological-mechanical systemic (NOMS) framework; and  The assessment should be carried out by a multidisciplinary team (MDT), which may be inclusive of, but not limited to, radiation oncologists, spine surgeons and interventional radiologists, among others.
Orthopaedics | Spine - Thoracolumbar (TL) and sacral surgery | TL and sacral fusion and fixation implant | TL rod | GLOBUS MEDICAL | CREO MIS 6.0mm Straight Rod, Cobalt Chrome, 135mm Length | 7134.6135 | Standalone | DE0502342 | As per HSA registered indication(s) except for radiolucent implants which should be used as follows:  in patients with primary or metastatic spinal tumours who would benefit from post-operative high dose high precision beam therapy upon appropriate and stringent patient selection;  Patient selection should be done via standardised assessment such as the neurological-oncological-mechanical systemic (NOMS) framework; and  The assessment should be carried out by a multidisciplinary team (MDT), which may be inclusive of, but not limited to, radiation oncologists, spine surgeons and interventional radiologists, among others.
Orthopaedics | Spine - Thoracolumbar (TL) and sacral surgery | TL and sacral fusion and fixation implant | TL rod | GLOBUS MEDICAL | CREO MIS 6.0mm Straight Rod, Cobalt Chrome, 140mm Length | 7134.6140 | Standalone | DE0502342 | As per HSA registered indication(s) except for radiolucent implants which should be used as follows:  in patients with primary or metastatic spinal tumours who would benefit from post-operative high dose high precision beam therapy upon appropriate and stringent patient selection;  Patient selection should be done via standardised assessment such as the neurological-oncological-mechanical systemic (NOMS) framework; and  The assessment should be carried out by a multidisciplinary team (MDT), which may be inclusive of, but not limited to, radiation oncologists, spine surgeons and interventional radiologists, among others.
Orthopaedics | Spine - Thoracolumbar (TL) and sacral surgery | TL and sacral fusion and fixation implant | TL rod | GLOBUS MEDICAL | CREO MIS 6.0mm Straight Rod, Cobalt Chrome, 145mm Length | 7134.6145 | Standalone | DE0502342 | As per HSA registered indication(s) except for radiolucent implants which should be used as follows:  in patients with primary or metastatic spinal tumours who would benefit from post-operative high dose high precision beam therapy upon appropriate and stringent patient selection;  Patient selection should be done via standardised assessment such as the neurological-oncological-mechanical systemic (NOMS) framework; and  The assessment should be carried out by a multidisciplinary team (MDT), which may be inclusive of, but not limited to, radiation oncologists, spine surgeons and interventional radiologists, among others.
Orthopaedics | Spine - Thoracolumbar (TL) and sacral surgery | TL and sacral fusion and fixation implant | TL rod | GLOBUS MEDICAL | CREO MIS 6.0mm Straight Rod, Cobalt Chrome, 150mm Length | 7134.6150 | Standalone | DE0502342 | As per HSA registered indication(s) except for radiolucent implants which should be used as follows:  in patients with primary or metastatic spinal tumours who would benefit from post-operative high dose high precision beam therapy upon appropriate and stringent patient selection;  Patient selection should be done via standardised assessment such as the neurological-oncological-mechanical systemic (NOMS) framework; and  The assessment should be carried out by a multidisciplinary team (MDT), which may be inclusive of, but not limited to, radiation oncologists, spine surgeons and interventional radiologists, among others.
Orthopaedics | Spine - Thoracolumbar (TL) and sacral surgery | TL and sacral fusion and fixation implant | TL rod | GLOBUS MEDICAL | CREO MIS 6.0mm Straight Rod, Cobalt Chrome, 160mm Length | 7134.6160 | Standalone | DE0502342 | As per HSA registered indication(s) except for radiolucent implants which should be used as follows:  in patients with primary or metastatic spinal tumours who would benefit from post-operative high dose high precision beam therapy upon appropriate and stringent patient selection;  Patient selection should be done via standardised assessment such as the neurological-oncological-mechanical systemic (NOMS) framework; and  The assessment should be carried out by a multidisciplinary team (MDT), which may be inclusive of, but not limited to, radiation oncologists, spine surgeons and interventional radiologists, among others.
Orthopaedics | Spine - Thoracolumbar (TL) and sacral surgery | TL and sacral fusion and fixation implant | TL rod | GLOBUS MEDICAL | CREO MIS 6.0mm Straight Rod, Cobalt Chrome, 170mm Length | 7134.6170 | Standalone | DE0502342 | As per HSA registered indication(s) except for radiolucent implants which should be used as follows:  in patients with primary or metastatic spinal tumours who would benefit from post-operative high dose high precision beam therapy upon appropriate and stringent patient selection;  Patient selection should be done via standardised assessment such as the neurological-oncological-mechanical systemic (NOMS) framework; and  The assessment should be carried out by a multidisciplinary team (MDT), which may be inclusive of, but not limited to, radiation oncologists, spine surgeons and interventional radiologists, among others.
Orthopaedics | Spine - Thoracolumbar (TL) and sacral surgery | TL and sacral fusion and fixation implant | TL rod | GLOBUS MEDICAL | CREO MIS 6.0mm Straight Rod, Cobalt Chrome, 180mm Length | 7134.6180 | Standalone | DE0502342 | As per HSA registered indication(s) except for radiolucent implants which should be used as follows:  in patients with primary or metastatic spinal tumours who would benefit from post-operative high dose high precision beam therapy upon appropriate and stringent patient selection;  Patient selection should be done via standardised assessment such as the neurological-oncological-mechanical systemic (NOMS) framework; and  The assessment should be carried out by a multidisciplinary team (MDT), which may be inclusive of, but not limited to, radiation oncologists, spine surgeons and interventional radiologists, among others.
Orthopaedics | Spine - Thoracolumbar (TL) and sacral surgery | TL and sacral fusion and fixation implant | TL rod | GLOBUS MEDICAL | CREO MIS 6.0mm Straight Rod, Cobalt Chrome, 190mm Length | 7134.6190 | Standalone | DE0502342 | As per HSA registered indication(s) except for radiolucent implants which should be used as follows:  in patients with primary or metastatic spinal tumours who would benefit from post-operative high dose high precision beam therapy upon appropriate and stringent patient selection;  Patient selection should be done via standardised assessment such as the neurological-oncological-mechanical systemic (NOMS) framework; and  The assessment should be carried out by a multidisciplinary team (MDT), which may be inclusive of, but not limited to, radiation oncologists, spine surgeons and interventional radiologists, among others.
Orthopaedics | Spine - Thoracolumbar (TL) and sacral surgery | TL and sacral fusion and fixation implant | TL rod | GLOBUS MEDICAL | CREO MIS 6.0mm Straight Rod, Cobalt Chrome, 200mm Length | 7134.6200 | Standalone | DE0502342 | As per HSA registered indication(s) except for radiolucent implants which should be used as follows:  in patients with primary or metastatic spinal tumours who would benefit from post-operative high dose high precision beam therapy upon appropriate and stringent patient selection;  Patient selection should be done via standardised assessment such as the neurological-oncological-mechanical systemic (NOMS) framework; and  The assessment should be carried out by a multidisciplinary team (MDT), which may be inclusive of, but not limited to, radiation oncologists, spine surgeons and interventional radiologists, among others.
Orthopaedics | Spine - Thoracolumbar (TL) and sacral surgery | TL and sacral fusion and fixation implant | TL rod | GLOBUS MEDICAL | CREO MIS 6.0mm Straight Rod, Cobalt Chrome, 210mm Length | 7134.6210 | Standalone | DE0502342 | As per HSA registered indication(s) except for radiolucent implants which should be used as follows:  in patients with primary or metastatic spinal tumours who would benefit from post-operative high dose high precision beam therapy upon appropriate and stringent patient selection;  Patient selection should be done via standardised assessment such as the neurological-oncological-mechanical systemic (NOMS) framework; and  The assessment should be carried out by a multidisciplinary team (MDT), which may be inclusive of, but not limited to, radiation oncologists, spine surgeons and interventional radiologists, among others.
Orthopaedics | Spine - Thoracolumbar (TL) and sacral surgery | TL and sacral fusion and fixation implant | TL rod | GLOBUS MEDICAL | CREO MIS 6.0mm Straight Rod, Cobalt Chrome, 220mm Length | 7134.6220 | Standalone | DE0502342 | As per HSA registered indication(s) except for radiolucent implants which should be used as follows:  in patients with primary or metastatic spinal tumours who would benefit from post-operative high dose high precision beam therapy upon appropriate and stringent patient selection;  Patient selection should be done via standardised assessment such as the neurological-oncological-mechanical systemic (NOMS) framework; and  The assessment should be carried out by a multidisciplinary team (MDT), which may be inclusive of, but not limited to, radiation oncologists, spine surgeons and interventional radiologists, among others.
Orthopaedics | Spine - Thoracolumbar (TL) and sacral surgery | TL and sacral fusion and fixation implant | TL rod | GLOBUS MEDICAL | CREO MIS 6.0mm Straight Rod, Cobalt Chrome, 230mm Length | 7134.6230 | Standalone | DE0502342 | As per HSA registered indication(s) except for radiolucent implants which should be used as follows:  in patients with primary or metastatic spinal tumours who would benefit from post-operative high dose high precision beam therapy upon appropriate and stringent patient selection;  Patient selection should be done via standardised assessment such as the neurological-oncological-mechanical systemic (NOMS) framework; and  The assessment should be carried out by a multidisciplinary team (MDT), which may be inclusive of, but not limited to, radiation oncologists, spine surgeons and interventional radiologists, among others.
Orthopaedics | Spine - Thoracolumbar (TL) and sacral surgery | TL and sacral fusion and fixation implant | TL rod | GLOBUS MEDICAL | CREO MIS 6.0mm Straight Rod, Cobalt Chrome, 240mm Length | 7134.6240 | Standalone | DE0502342 | As per HSA registered indication(s) except for radiolucent implants which should be used as follows:  in patients with primary or metastatic spinal tumours who would benefit from post-operative high dose high precision beam therapy upon appropriate and stringent patient selection;  Patient selection should be done via standardised assessment such as the neurological-oncological-mechanical systemic (NOMS) framework; and  The assessment should be carried out by a multidisciplinary team (MDT), which may be inclusive of, but not limited to, radiation oncologists, spine surgeons and interventional radiologists, among others.
Orthopaedics | Spine - Thoracolumbar (TL) and sacral surgery | TL and sacral fusion and fixation implant | TL rod | GLOBUS MEDICAL | CREO MIS 6.0mm Straight Rod, Cobalt Chrome, 250mm Length | 7134.6250 | Standalone | DE0502342 | As per HSA registered indication(s) except for radiolucent implants which should be used as follows:  in patients with primary or metastatic spinal tumours who would benefit from post-operative high dose high precision beam therapy upon appropriate and stringent patient selection;  Patient selection should be done via standardised assessment such as the neurological-oncological-mechanical systemic (NOMS) framework; and  The assessment should be carried out by a multidisciplinary team (MDT), which may be inclusive of, but not limited to, radiation oncologists, spine surgeons and interventional radiologists, among others.
Orthopaedics | Spine - Thoracolumbar (TL) and sacral surgery | TL and sacral fusion and fixation implant | TL rod | GLOBUS MEDICAL | CREO MIS 6.0mm Straight Rod, Cobalt Chrome, 260mm Length | 7134.6260 | Standalone | DE0502342 | As per HSA registered indication(s) except for radiolucent implants which should be used as follows:  in patients with primary or metastatic spinal tumours who would benefit from post-operative high dose high precision beam therapy upon appropriate and stringent patient selection;  Patient selection should be done via standardised assessment such as the neurological-oncological-mechanical systemic (NOMS) framework; and  The assessment should be carried out by a multidisciplinary team (MDT), which may be inclusive of, but not limited to, radiation oncologists, spine surgeons and interventional radiologists, among others.
Orthopaedics | Spine - Thoracolumbar (TL) and sacral surgery | TL and sacral fusion and fixation implant | TL rod | GLOBUS MEDICAL | CREO MIS 6.0mm Straight Rod, Cobalt Chrome, 270mm Length | 7134.6270 | Standalone | DE0502342 | As per HSA registered indication(s) except for radiolucent implants which should be used as follows:  in patients with primary or metastatic spinal tumours who would benefit from post-operative high dose high precision beam therapy upon appropriate and stringent patient selection;  Patient selection should be done via standardised assessment such as the neurological-oncological-mechanical systemic (NOMS) framework; and  The assessment should be carried out by a multidisciplinary team (MDT), which may be inclusive of, but not limited to, radiation oncologists, spine surgeons and interventional radiologists, among others.
Orthopaedics | Spine - Thoracolumbar (TL) and sacral surgery | TL and sacral fusion and fixation implant | TL rod | GLOBUS MEDICAL | CREO MIS 6.0mm Straight Rod, Cobalt Chrome, 280mm Length | 7134.6280 | Standalone | DE0502342 | As per HSA registered indication(s) except for radiolucent implants which should be used as follows:  in patients with primary or metastatic spinal tumours who would benefit from post-operative high dose high precision beam therapy upon appropriate and stringent patient selection;  Patient selection should be done via standardised assessment such as the neurological-oncological-mechanical systemic (NOMS) framework; and  The assessment should be carried out by a multidisciplinary team (MDT), which may be inclusive of, but not limited to, radiation oncologists, spine surgeons and interventional radiologists, among others.
Orthopaedics | Spine - Thoracolumbar (TL) and sacral surgery | TL and sacral fusion and fixation implant | TL rod | GLOBUS MEDICAL | CREO MIS 6.0mm Straight Rod, Cobalt Chrome, 290mm Length | 7134.6290 | Standalone | DE0502342 | As per HSA registered indication(s) except for radiolucent implants which should be used as follows:  in patients with primary or metastatic spinal tumours who would benefit from post-operative high dose high precision beam therapy upon appropriate and stringent patient selection;  Patient selection should be done via standardised assessment such as the neurological-oncological-mechanical systemic (NOMS) framework; and  The assessment should be carried out by a multidisciplinary team (MDT), which may be inclusive of, but not limited to, radiation oncologists, spine surgeons and interventional radiologists, among others.
Orthopaedics | Spine - Thoracolumbar (TL) and sacral surgery | TL and sacral fusion and fixation implant | TL rod | GLOBUS MEDICAL | CREO MIS 6.0mm Straight Rod, Cobalt Chrome, 300mm Length | 7134.6300 | Standalone | DE0502342 | As per HSA registered indication(s) except for radiolucent implants which should be used as follows:  in patients with primary or metastatic spinal tumours who would benefit from post-operative high dose high precision beam therapy upon appropriate and stringent patient selection;  Patient selection should be done via standardised assessment such as the neurological-oncological-mechanical systemic (NOMS) framework; and  The assessment should be carried out by a multidisciplinary team (MDT), which may be inclusive of, but not limited to, radiation oncologists, spine surgeons and interventional radiologists, among others.
Orthopaedics | Spine - Thoracolumbar (TL) and sacral surgery | TL and sacral fusion and fixation implant | TL rod | GLOBUS MEDICAL | CREO MIS 6.0mm Straight Rod, Cobalt Chrome, 40mm Length | 7134.6040 | Standalone | DE0502342 | As per HSA registered indication(s) except for radiolucent implants which should be used as follows:  in patients with primary or metastatic spinal tumours who would benefit from post-operative high dose high precision beam therapy upon appropriate and stringent patient selection;  Patient selection should be done via standardised assessment such as the neurological-oncological-mechanical systemic (NOMS) framework; and  The assessment should be carried out by a multidisciplinary team (MDT), which may be inclusive of, but not limited to, radiation oncologists, spine surgeons and interventional radiologists, among others.
Orthopaedics | Spine - Thoracolumbar (TL) and sacral surgery | TL and sacral fusion and fixation implant | TL rod | GLOBUS MEDICAL | CREO MIS 6.0mm Straight Rod, Cobalt Chrome, 45mm Length | 7134.6045 | Standalone | DE0502342 | As per HSA registered indication(s) except for radiolucent implants which should be used as follows:  in patients with primary or metastatic spinal tumours who would benefit from post-operative high dose high precision beam therapy upon appropriate and stringent patient selection;  Patient selection should be done via standardised assessment such as the neurological-oncological-mechanical systemic (NOMS) framework; and  The assessment should be carried out by a multidisciplinary team (MDT), which may be inclusive of, but not limited to, radiation oncologists, spine surgeons and interventional radiologists, among others.
Orthopaedics | Spine - Thoracolumbar (TL) and sacral surgery | TL and sacral fusion and fixation implant | TL rod | GLOBUS MEDICAL | CREO MIS 6.0mm Straight Rod, Cobalt Chrome, 50mm Length | 7134.6050 | Standalone | DE0502342 | As per HSA registered indication(s) except for radiolucent implants which should be used as follows:  in patients with primary or metastatic spinal tumours who would benefit from post-operative high dose high precision beam therapy upon appropriate and stringent patient selection;  Patient selection should be done via standardised assessment such as the neurological-oncological-mechanical systemic (NOMS) framework; and  The assessment should be carried out by a multidisciplinary team (MDT), which may be inclusive of, but not limited to, radiation oncologists, spine surgeons and interventional radiologists, among others.
Orthopaedics | Spine - Thoracolumbar (TL) and sacral surgery | TL and sacral fusion and fixation implant | TL rod | GLOBUS MEDICAL | CREO MIS 6.0mm Straight Rod, Cobalt Chrome, 55mm Length | 7134.6055 | Standalone | DE0502342 | As per HSA registered indication(s) except for radiolucent implants which should be used as follows:  in patients with primary or metastatic spinal tumours who would benefit from post-operative high dose high precision beam therapy upon appropriate and stringent patient selection;  Patient selection should be done via standardised assessment such as the neurological-oncological-mechanical systemic (NOMS) framework; and  The assessment should be carried out by a multidisciplinary team (MDT), which may be inclusive of, but not limited to, radiation oncologists, spine surgeons and interventional radiologists, among others.
Orthopaedics | Spine - Thoracolumbar (TL) and sacral surgery | TL and sacral fusion and fixation implant | TL rod | GLOBUS MEDICAL | CREO MIS 6.0mm Straight Rod, Cobalt Chrome, 60mm Length | 7134.6060 | Standalone | DE0502342 | As per HSA registered indication(s) except for radiolucent implants which should be used as follows:  in patients with primary or metastatic spinal tumours who would benefit from post-operative high dose high precision beam therapy upon appropriate and stringent patient selection;  Patient selection should be done via standardised assessment such as the neurological-oncological-mechanical systemic (NOMS) framework; and  The assessment should be carried out by a multidisciplinary team (MDT), which may be inclusive of, but not limited to, radiation oncologists, spine surgeons and interventional radiologists, among others.
Orthopaedics | Spine - Thoracolumbar (TL) and sacral surgery | TL and sacral fusion and fixation implant | TL rod | GLOBUS MEDICAL | CREO MIS 6.0mm Straight Rod, Cobalt Chrome, 65mm Length | 7134.6065 | Standalone | DE0502342 | As per HSA registered indication(s) except for radiolucent implants which should be used as follows:  in patients with primary or metastatic spinal tumours who would benefit from post-operative high dose high precision beam therapy upon appropriate and stringent patient selection;  Patient selection should be done via standardised assessment such as the neurological-oncological-mechanical systemic (NOMS) framework; and  The assessment should be carried out by a multidisciplinary team (MDT), which may be inclusive of, but not limited to, radiation oncologists, spine surgeons and interventional radiologists, among others.
Orthopaedics | Spine - Thoracolumbar (TL) and sacral surgery | TL and sacral fusion and fixation implant | TL rod | GLOBUS MEDICAL | CREO MIS 6.0mm Straight Rod, Cobalt Chrome, 70mm Length | 7134.6070 | Standalone | DE0502342 | As per HSA registered indication(s) except for radiolucent implants which should be used as follows:  in patients with primary or metastatic spinal tumours who would benefit from post-operative high dose high precision beam therapy upon appropriate and stringent patient selection;  Patient selection should be done via standardised assessment such as the neurological-oncological-mechanical systemic (NOMS) framework; and  The assessment should be carried out by a multidisciplinary team (MDT), which may be inclusive of, but not limited to, radiation oncologists, spine surgeons and interventional radiologists, among others.
Orthopaedics | Spine - Thoracolumbar (TL) and sacral surgery | TL and sacral fusion and fixation implant | TL rod | GLOBUS MEDICAL | CREO MIS 6.0mm Straight Rod, Cobalt Chrome, 75mm Length | 7134.6075 | Standalone | DE0502342 | As per HSA registered indication(s) except for radiolucent implants which should be used as follows:  in patients with primary or metastatic spinal tumours who would benefit from post-operative high dose high precision beam therapy upon appropriate and stringent patient selection;  Patient selection should be done via standardised assessment such as the neurological-oncological-mechanical systemic (NOMS) framework; and  The assessment should be carried out by a multidisciplinary team (MDT), which may be inclusive of, but not limited to, radiation oncologists, spine surgeons and interventional radiologists, among others.
Orthopaedics | Spine - Thoracolumbar (TL) and sacral surgery | TL and sacral fusion and fixation implant | TL rod | GLOBUS MEDICAL | CREO MIS 6.0mm Straight Rod, Cobalt Chrome, 80mm Length | 7134.6080 | Standalone | DE0502342 | As per HSA registered indication(s) except for radiolucent implants which should be used as follows:  in patients with primary or metastatic spinal tumours who would benefit from post-operative high dose high precision beam therapy upon appropriate and stringent patient selection;  Patient selection should be done via standardised assessment such as the neurological-oncological-mechanical systemic (NOMS) framework; and  The assessment should be carried out by a multidisciplinary team (MDT), which may be inclusive of, but not limited to, radiation oncologists, spine surgeons and interventional radiologists, among others.
Orthopaedics | Spine - Thoracolumbar (TL) and sacral surgery | TL and sacral fusion and fixation implant | TL rod | GLOBUS MEDICAL | CREO MIS 6.0mm Straight Rod, Cobalt Chrome, 85mm Length | 7134.6085 | Standalone | DE0502342 | As per HSA registered indication(s) except for radiolucent implants which should be used as follows:  in patients with primary or metastatic spinal tumours who would benefit from post-operative high dose high precision beam therapy upon appropriate and stringent patient selection;  Patient selection should be done via standardised assessment such as the neurological-oncological-mechanical systemic (NOMS) framework; and  The assessment should be carried out by a multidisciplinary team (MDT), which may be inclusive of, but not limited to, radiation oncologists, spine surgeons and interventional radiologists, among others.
Orthopaedics | Spine - Thoracolumbar (TL) and sacral surgery | TL and sacral fusion and fixation implant | TL rod | GLOBUS MEDICAL | CREO MIS 6.0mm Straight Rod, Cobalt Chrome, 90mm Length | 7134.6090 | Standalone | DE0502342 | As per HSA registered indication(s) except for radiolucent implants which should be used as follows:  in patients with primary or metastatic spinal tumours who would benefit from post-operative high dose high precision beam therapy upon appropriate and stringent patient selection;  Patient selection should be done via standardised assessment such as the neurological-oncological-mechanical systemic (NOMS) framework; and  The assessment should be carried out by a multidisciplinary team (MDT), which may be inclusive of, but not limited to, radiation oncologists, spine surgeons and interventional radiologists, among others.
Orthopaedics | Spine - Thoracolumbar (TL) and sacral surgery | TL and sacral fusion and fixation implant | TL rod | GLOBUS MEDICAL | CREO MIS 6.0mm Straight Rod, Cobalt Chrome, 95mm Length | 7134.6095 | Standalone | DE0502342 | As per HSA registered indication(s) except for radiolucent implants which should be used as follows:  in patients with primary or metastatic spinal tumours who would benefit from post-operative high dose high precision beam therapy upon appropriate and stringent patient selection;  Patient selection should be done via standardised assessment such as the neurological-oncological-mechanical systemic (NOMS) framework; and  The assessment should be carried out by a multidisciplinary team (MDT), which may be inclusive of, but not limited to, radiation oncologists, spine surgeons and interventional radiologists, among others.
Orthopaedics | Spine - Thoracolumbar (TL) and sacral surgery | TL and sacral fusion and fixation implant | TL hook set, clamp, staple, staple locking screw | GLOBUS MEDICAL | CREO Threaded Angled Lamina Hook, Large | 1119.9857 | Standalone | DE0502342 | As per HSA registered indication(s)
Orthopaedics | Spine - Thoracolumbar (TL) and sacral surgery | TL and sacral fusion and fixation implant | TL hook set, clamp, staple, staple locking screw | GLOBUS MEDICAL | CREO Threaded Angled Lamina Hook, Medium | 1119.9856 | Standalone | DE0502342 | As per HSA registered indication(s)
Orthopaedics | Spine - Thoracolumbar (TL) and sacral surgery | TL and sacral fusion and fixation implant | TL hook set, clamp, staple, staple locking screw | GLOBUS MEDICAL | CREO Threaded Angled Lamina Hook, Small | 1119.9855 | Standalone | DE0502342 | As per HSA registered indication(s)
Orthopaedics | Spine - Thoracolumbar (TL) and sacral surgery | TL and sacral fusion and fixation implant | TL hook set, clamp, staple, staple locking screw | GLOBUS MEDICAL | CREO Threaded Lamina Hook, Large | 1119.9846 | Standalone | DE0502342 | As per HSA registered indication(s)
Orthopaedics | Spine - Thoracolumbar (TL) and sacral surgery | TL and sacral fusion and fixation implant | TL hook set, clamp, staple, staple locking screw | GLOBUS MEDICAL | CREO Threaded Lamina Hook, Medium | 1119.9845 | Standalone | DE0502342 | As per HSA registered indication(s)
Orthopaedics | Spine - Thoracolumbar (TL) and sacral surgery | TL and sacral fusion and fixation implant | TL hook set, clamp, staple, staple locking screw | GLOBUS MEDICAL | CREO Threaded Lamina Hook, Narrow, Large | 1119.9842 | Standalone | DE0502342 | As per HSA registered indication(s)
Orthopaedics | Spine - Thoracolumbar (TL) and sacral surgery | TL and sacral fusion and fixation implant | TL hook set, clamp, staple, staple locking screw | GLOBUS MEDICAL | CREO Threaded Lamina Hook, Narrow, Medium | 1119.9841 | Standalone | DE0502342 | As per HSA registered indication(s)
Orthopaedics | Spine - Thoracolumbar (TL) and sacral surgery | TL and sacral fusion and fixation implant | TL hook set, clamp, staple, staple locking screw | GLOBUS MEDICAL | CREO Threaded Lamina Hook, Narrow, Small | 1119.9840 | Standalone | DE0502342 | As per HSA registered indication(s)
Orthopaedics | Spine - Thoracolumbar (TL) and sacral surgery | TL and sacral fusion and fixation implant | TL hook set, clamp, staple, staple locking screw | GLOBUS MEDICAL | CREO Threaded Lamina Hook, Offset, Left | 1119.9883 | Standalone | DE0502342 | As per HSA registered indication(s)
Orthopaedics | Spine - Thoracolumbar (TL) and sacral surgery | TL and sacral fusion and fixation implant | TL hook set, clamp, staple, staple locking screw | GLOBUS MEDICAL | CREO Threaded Lamina Hook, Offset, Right | 1119.9880 | Standalone | DE0502342 | As per HSA registered indication(s)
Orthopaedics | Spine - Thoracolumbar (TL) and sacral surgery | TL and sacral fusion and fixation implant | TL hook set, clamp, staple, staple locking screw | GLOBUS MEDICAL | CREO Threaded Lamina Hook, Small | 1119.9844 | Standalone | DE0502342 | As per HSA registered indication(s)
Orthopaedics | Spine - Thoracolumbar (TL) and sacral surgery | TL and sacral fusion and fixation implant | TL hook set, clamp, staple, staple locking screw | GLOBUS MEDICAL | CREO Threaded Lamina Hook, Tall Body, Large | 1119.9854 | Standalone | DE0502342 | As per HSA registered indication(s)
Orthopaedics | Spine - Thoracolumbar (TL) and sacral surgery | TL and sacral fusion and fixation implant | TL hook set, clamp, staple, staple locking screw | GLOBUS MEDICAL | CREO Threaded Lamina Hook, Tall Body, Medium | 1119.9853 | Standalone | DE0502342 | As per HSA registered indication(s)
Orthopaedics | Spine - Thoracolumbar (TL) and sacral surgery | TL and sacral fusion and fixation implant | TL hook set, clamp, staple, staple locking screw | GLOBUS MEDICAL | CREO Threaded Lamina Hook, Tall Body, Small | 1119.9852 | Standalone | DE0502342 | As per HSA registered indication(s)
Orthopaedics | Spine - Thoracolumbar (TL) and sacral surgery | TL and sacral fusion and fixation implant | TL hook set, clamp, staple, staple locking screw | GLOBUS MEDICAL | CREO Threaded Lamina Hook, Upgoing, Large | 1119.9918 | Standalone | DE0502342 | As per HSA registered indication(s)
Orthopaedics | Spine - Thoracolumbar (TL) and sacral surgery | TL and sacral fusion and fixation implant | TL hook set, clamp, staple, staple locking screw | GLOBUS MEDICAL | CREO Threaded Lamina Hook, Upgoing, Medium | 1119.9917 | Standalone | DE0502342 | As per HSA registered indication(s)
Orthopaedics | Spine - Thoracolumbar (TL) and sacral surgery | TL and sacral fusion and fixation implant | TL hook set, clamp, staple, staple locking screw | GLOBUS MEDICAL | CREO Threaded Lamina Hook, Wide, Large | 1119.9850 | Standalone | DE0502342 | As per HSA registered indication(s)
Orthopaedics | Spine - Thoracolumbar (TL) and sacral surgery | TL and sacral fusion and fixation implant | TL hook set, clamp, staple, staple locking screw | GLOBUS MEDICAL | CREO Threaded Lamina Hook, Wide, Medium | 1119.9849 | Standalone | DE0502342 | As per HSA registered indication(s)
Orthopaedics | Spine - Thoracolumbar (TL) and sacral surgery | TL and sacral fusion and fixation implant | TL hook set, clamp, staple, staple locking screw | GLOBUS MEDICAL | CREO Threaded Lamina Hook, Wide, Small | 1119.9848 | Standalone | DE0502342 | As per HSA registered indication(s)
Orthopaedics | Spine - Thoracolumbar (TL) and sacral surgery | TL and sacral fusion and fixation implant | TL pedicle screw - Locking screw | GLOBUS MEDICAL | CREO Threaded Locking Cap | 1119.0010 | Standalone | DE0502342 | As per HSA registered indication(s) except for radiolucent implants which should be used as follows:  in patients with primary or metastatic spinal tumours who would benefit from post-operative high dose high precision beam therapy upon appropriate and stringent patient selection;  Patient selection should be done via standardised assessment such as the neurological-oncological-mechanical systemic (NOMS) framework; and  The assessment should be carried out by a multidisciplinary team (MDT), which may be inclusive of, but not limited to, radiation oncologists, spine surgeons and interventional radiologists, among others.
Orthopaedics | Spine - Thoracolumbar (TL) and sacral surgery | TL and sacral fusion and fixation implant | TL hook set, clamp, staple, staple locking screw | GLOBUS MEDICAL | CREO Threaded Pedicle Hook, Extra Large | 1119.9939 | Standalone | DE0502342 | As per HSA registered indication(s)
Orthopaedics | Spine - Thoracolumbar (TL) and sacral surgery | TL and sacral fusion and fixation implant | TL hook set, clamp, staple, staple locking screw | GLOBUS MEDICAL | CREO Threaded Pedicle Hook, Large | 1119.9938 | Standalone | DE0502342 | As per HSA registered indication(s)
Orthopaedics | Spine - Thoracolumbar (TL) and sacral surgery | TL and sacral fusion and fixation implant | TL hook set, clamp, staple, staple locking screw | GLOBUS MEDICAL | CREO Threaded Pedicle Hook, Medium | 1119.9937 | Standalone | DE0502342 | As per HSA registered indication(s)
Orthopaedics | Spine - Thoracolumbar (TL) and sacral surgery | TL and sacral fusion and fixation implant | TL hook set, clamp, staple, staple locking screw | GLOBUS MEDICAL | CREO Threaded Thoracic Lamina Hook, Medium | 1119.9915 | Standalone | DE0502342 | As per HSA registered indication(s)
Orthopaedics | Spine - Thoracolumbar (TL) and sacral surgery | TL and sacral fusion and fixation implant | TL hook set, clamp, staple, staple locking screw | GLOBUS MEDICAL | CREO Threaded Thoracic Lamina Hook, Narrow, Medium | 1119.9912 | Standalone | DE0502342 | As per HSA registered indication(s)
Orthopaedics | Spine - Thoracolumbar (TL) and sacral surgery | TL and sacral fusion and fixation implant | TL hook set, clamp, staple, staple locking screw | GLOBUS MEDICAL | CREO Threaded Thoracic Lamina Hook, Narrow, Small | 1119.9911 | Standalone | DE0502342 | As per HSA registered indication(s)
Orthopaedics | Spine - Thoracolumbar (TL) and sacral surgery | TL and sacral fusion and fixation implant | TL hook set, clamp, staple, staple locking screw | GLOBUS MEDICAL | CREO Threaded Thoracic Lamina Hook, Small | 1119.9914 | Standalone | DE0502342 | As per HSA registered indication(s)
Orthopaedics | Spine - Thoracolumbar (TL) and sacral surgery | TL and sacral fusion and fixation implant | TL hook set, clamp, staple, staple locking screw | GLOBUS MEDICAL | CREO Threaded Transverse Process Hook, Left | 1119.9935 | Standalone | DE0502342 | As per HSA registered indication(s)
Orthopaedics | Spine - Thoracolumbar (TL) and sacral surgery | TL and sacral fusion and fixation implant | TL hook set, clamp, staple, staple locking screw | GLOBUS MEDICAL | CREO Threaded Transverse Process Hook, Right | 1119.9934 | Standalone | DE0502342 | As per HSA registered indication(s)
Orthopaedics | Spine - Thoracolumbar (TL) and sacral surgery | TL interbody cage | TL interbody core - Non-integrated | MEDTRONIC | CRESCENT 9392507INT PEEK 25X7 | 9392507INT | Standalone | DE0013282 | As per HSA registered indication(s)
Orthopaedics | Spine - Thoracolumbar (TL) and sacral surgery | TL interbody cage | TL interbody core - Non-integrated | MEDTRONIC | CRESCENT 9392508INT PEEK 25X8 | 9392508INT | Standalone | DE0013282 | As per HSA registered indication(s)
Orthopaedics | Spine - Thoracolumbar (TL) and sacral surgery | TL interbody cage | TL interbody core - Non-integrated | MEDTRONIC | CRESCENT 9392509INT PEEK 25X9 | 9392509INT | Standalone | DE0013282 | As per HSA registered indication(s)
Orthopaedics | Spine - Thoracolumbar (TL) and sacral surgery | TL interbody cage | TL interbody core - Non-integrated | MEDTRONIC | CRESCENT 9392510INT PEEK 25X10 | 9392510INT | Standalone | DE0013282 | As per HSA registered indication(s)
Orthopaedics | Spine - Thoracolumbar (TL) and sacral surgery | TL interbody cage | TL interbody core - Non-integrated | MEDTRONIC | CRESCENT 9392511INT PEEK 25X11 | 9392511INT | Standalone | DE0013282 | As per HSA registered indication(s)
Orthopaedics | Spine - Thoracolumbar (TL) and sacral surgery | TL interbody cage | TL interbody core - Non-integrated | MEDTRONIC | CRESCENT 9392512INT PEEK 25X12 | 9392512INT | Standalone | DE0013282 | As per HSA registered indication(s)
Orthopaedics | Spine - Thoracolumbar (TL) and sacral surgery | TL interbody cage | TL interbody core - Non-integrated | MEDTRONIC | CRESCENT 9392513INT PEEK 25X13 | 9392513INT | Standalone | DE0013282 | As per HSA registered indication(s)
Orthopaedics | Spine - Thoracolumbar (TL) and sacral surgery | TL interbody cage | TL interbody core - Non-integrated | MEDTRONIC | CRESCENT 9392514INT PEEK 25X14 | 9392514INT | Standalone | DE0013282 | As per HSA registered indication(s)
Orthopaedics | Spine - Thoracolumbar (TL) and sacral surgery | TL interbody cage | TL interbody core - Non-integrated | MEDTRONIC | CRESCENT 9392515INT PEEK 25X15 | 9392515INT | Standalone | DE0013282 | As per HSA registered indication(s)
Orthopaedics | Spine - Thoracolumbar (TL) and sacral surgery | TL interbody cage | TL interbody core - Non-integrated | MEDTRONIC | CRESCENT 9393007INT PEEK 30X7 | 9393007INT | Standalone | DE0013282 | As per HSA registered indication(s)
Orthopaedics | Spine - Thoracolumbar (TL) and sacral surgery | TL interbody cage | TL interbody core - Non-integrated | MEDTRONIC | CRESCENT 9393008INT PEEK 30X8 | 9393008INT | Standalone | DE0013282 | As per HSA registered indication(s)
Orthopaedics | Spine - Thoracolumbar (TL) and sacral surgery | TL interbody cage | TL interbody core - Non-integrated | MEDTRONIC | CRESCENT 9393009INT PEEK 30X9 | 9393009INT | Standalone | DE0013282 | As per HSA registered indication(s)
Orthopaedics | Spine - Thoracolumbar (TL) and sacral surgery | TL interbody cage | TL interbody core - Non-integrated | MEDTRONIC | CRESCENT 9393010INT PEEK 30X10 | 9393010INT | Standalone | DE0013282 | As per HSA registered indication(s)
Orthopaedics | Spine - Thoracolumbar (TL) and sacral surgery | TL interbody cage | TL interbody core - Non-integrated | MEDTRONIC | CRESCENT 9393011INT PEEK 30X11 | 9393011INT | Standalone | DE0013282 | As per HSA registered indication(s)
Orthopaedics | Spine - Thoracolumbar (TL) and sacral surgery | TL interbody cage | TL interbody core - Non-integrated | MEDTRONIC | CRESCENT 9393012INT PEEK 30X12 | 9393012INT | Standalone | DE0013282 | As per HSA registered indication(s)
Orthopaedics | Spine - Thoracolumbar (TL) and sacral surgery | TL interbody cage | TL interbody core - Non-integrated | MEDTRONIC | CRESCENT 9393013INT PEEK 30X13 | 9393013INT | Standalone | DE0013282 | As per HSA registered indication(s)
Orthopaedics | Spine - Thoracolumbar (TL) and sacral surgery | TL interbody cage | TL interbody core - Non-integrated | MEDTRONIC | CRESCENT 9393014INT PEEK 30X14 | 9393014INT | Standalone | DE0013282 | As per HSA registered indication(s)
Orthopaedics | Spine - Thoracolumbar (TL) and sacral surgery | TL interbody cage | TL interbody core - Non-integrated | MEDTRONIC | CRESCENT 9393015INT PEEK 30X15 | 9393015INT | Standalone | DE0013282 | As per HSA registered indication(s)
Orthopaedics | Spine - Thoracolumbar (TL) and sacral surgery | TL interbody cage | TL interbody core - Non-integrated | MEDTRONIC | CRESCENT 9393607INT PEEK 36X7 | 9393607INT | Standalone | DE0013282 | As per HSA registered indication(s)
Orthopaedics | Spine - Thoracolumbar (TL) and sacral surgery | TL interbody cage | TL interbody core - Non-integrated | MEDTRONIC | CRESCENT 9393608INT PEEK 36X8 | 9393608INT | Standalone | DE0013282 | As per HSA registered indication(s)
Orthopaedics | Spine - Thoracolumbar (TL) and sacral surgery | TL interbody cage | TL interbody core - Non-integrated | MEDTRONIC | CRESCENT 9393609INT PEEK 36X9 | 9393609INT | Standalone | DE0013282 | As per HSA registered indication(s)
Orthopaedics | Spine - Thoracolumbar (TL) and sacral surgery | TL interbody cage | TL interbody core - Non-integrated | MEDTRONIC | CRESCENT 9393610INT PEEK 36X10 | 9393610INT | Standalone | DE0013282 | As per HSA registered indication(s)
Orthopaedics | Spine - Thoracolumbar (TL) and sacral surgery | TL interbody cage | TL interbody core - Non-integrated | MEDTRONIC | CRESCENT 9393611INT PEEK 36X11 | 9393611INT | Standalone | DE0013282 | As per HSA registered indication(s)
Orthopaedics | Spine - Thoracolumbar (TL) and sacral surgery | TL interbody cage | TL interbody core - Non-integrated | MEDTRONIC | CRESCENT 9393612INT PEEK 36X12 | 9393612INT | Standalone | DE0013282 | As per HSA registered indication(s)
Orthopaedics | Spine - Thoracolumbar (TL) and sacral surgery | TL interbody cage | TL interbody core - Non-integrated | MEDTRONIC | CRESCENT 9393613INT PEEK 36X13 | 9393613INT | Standalone | DE0013282 | As per HSA registered indication(s)
Orthopaedics | Spine - Thoracolumbar (TL) and sacral surgery | TL interbody cage | TL interbody core - Non-integrated | MEDTRONIC | CRESCENT 9393614INT PEEK 36X14 | 9393614INT | Standalone | DE0013282 | As per HSA registered indication(s)
Orthopaedics | Spine - Thoracolumbar (TL) and sacral surgery | TL interbody cage | TL interbody core - Non-integrated | MEDTRONIC | CRESCENT 9393615INT PEEK 36X15 | 9393615INT | Standalone | DE0013282 | As per HSA registered indication(s)
Orthopaedics | Spine - Occipito-cervical (OC) surgery | OC fusion and fixation implant | OC rod connector system excluding locking screw | MEDTRONIC | CROSSLINK 3602525 MAS TO MAS S | G3602525 | Standalone | DE0503898 | As per HSA registered indication(s)
Orthopaedics | Spine - Occipito-cervical (OC) surgery | OC fusion and fixation implant | OC rod connector system excluding locking screw | MEDTRONIC | CROSSLINK 3602526 MAS TO MAS M | 3602526 | Standalone | DE0503897 | As per HSA registered indication(s)
Orthopaedics | Spine - Occipito-cervical (OC) surgery | OC fusion and fixation implant | OC rod connector system excluding locking screw | MEDTRONIC | CROSSLINK 3602536 ROD TO ROD M | 3602536 | Standalone | DE0503897 | As per HSA registered indication(s)
Orthopaedics | Spine - Thoracolumbar (TL) and sacral surgery | TL and sacral fusion and fixation implant | TL rod connector system excluding locking screw | MEDTRONIC | CROSSLINK 5442016 4.75 TI NS FIXED 16MM | 5442016 | Standalone | DE0008698 | As per HSA registered indication(s)
Orthopaedics | Spine - Thoracolumbar (TL) and sacral surgery | TL and sacral fusion and fixation implant | TL rod connector system excluding locking screw | MEDTRONIC | CROSSLINK 5442019 4.75 TI NS FIXED 19MM | 5442019 | Standalone | DE0008698 | As per HSA registered indication(s)
Orthopaedics | Spine - Thoracolumbar (TL) and sacral surgery | TL and sacral fusion and fixation implant | TL rod connector system excluding locking screw | MEDTRONIC | CROSSLINK 5442022 4.75 TI NS FIXED 22MM | 5442022 | Standalone | DE0008698 | As per HSA registered indication(s)
Orthopaedics | Spine - Thoracolumbar (TL) and sacral surgery | TL and sacral fusion and fixation implant | TL rod connector system excluding locking screw | MEDTRONIC | CROSSLINK 5442025 4.75 TI NS FIXED 25MM | 5442025 | Standalone | DE0008698 | As per HSA registered indication(s)
Orthopaedics | Spine - Thoracolumbar (TL) and sacral surgery | TL and sacral fusion and fixation implant | TL rod connector system excluding locking screw | MEDTRONIC | CROSSLINK 5442028 4.75 TI NS FIXED 28MM | 5442028 | Standalone | DE0008698 | As per HSA registered indication(s)
Orthopaedics | Spine - Thoracolumbar (TL) and sacral surgery | TL and sacral fusion and fixation implant | TL rod connector system excluding locking screw | MEDTRONIC | CROSSLINK 5442031 4.75 TI NS FIXED 31MM | 5442031 | Standalone | DE0008698 | As per HSA registered indication(s)
Orthopaedics | Spine - Thoracolumbar (TL) and sacral surgery | TL and sacral fusion and fixation implant | TL rod connector system excluding locking screw | MEDTRONIC | CROSSLINK 5442034 4.75 TI NS FIXED 34MM | 5442034 | Standalone | DE0008698 | As per HSA registered indication(s)
Orthopaedics | Spine - Thoracolumbar (TL) and sacral surgery | TL and sacral fusion and fixation implant | TL rod connector system excluding locking screw | MEDTRONIC | CROSSLINK 5442037 4.75 TI NS FIXED 37MM | 5442037 | Standalone | DE0008698 | As per HSA registered indication(s)
Orthopaedics | Spine - Thoracolumbar (TL) and sacral surgery | TL and sacral fusion and fixation implant | TL rod connector system excluding locking screw | MEDTRONIC | CROSSLINK 5442130 4.75 TI NS MLT 30-32MM | 5442130 | Standalone | DE0008698 | As per HSA registered indication(s)
Orthopaedics | Spine - Thoracolumbar (TL) and sacral surgery | TL and sacral fusion and fixation implant | TL rod connector system excluding locking screw | MEDTRONIC | CROSSLINK 5442132 4.75 TI NS MLT 32-37MM | 5442132 | Standalone | DE0008698 | As per HSA registered indication(s)
Orthopaedics | Spine - Thoracolumbar (TL) and sacral surgery | TL and sacral fusion and fixation implant | TL rod connector system excluding locking screw | MEDTRONIC | CROSSLINK 5442136 4.75 TI NS MLT 36-38MM | 5442136 | Standalone | DE0008698 | As per HSA registered indication(s)
Orthopaedics | Spine - Thoracolumbar (TL) and sacral surgery | TL and sacral fusion and fixation implant | TL rod connector system excluding locking screw | MEDTRONIC | CROSSLINK 5442138 4.75X10 MLTSPN 38-42MM | 5442138 | Standalone | DE0008698 | As per HSA registered indication(s)
Orthopaedics | Spine - Thoracolumbar (TL) and sacral surgery | TL and sacral fusion and fixation implant | TL rod connector system excluding locking screw | MEDTRONIC | CROSSLINK 5442141 4.75X10 MLTSPN 41-48MM | 5442141 | Standalone | DE0008698 | As per HSA registered indication(s)
Orthopaedics | Spine - Thoracolumbar (TL) and sacral surgery | TL and sacral fusion and fixation implant | TL rod connector system excluding locking screw | MEDTRONIC | CROSSLINK 5442147 4.75X10 MLTSPN 47-60MM | 5442147 | Standalone | DE0008698 | As per HSA registered indication(s)
Orthopaedics | Spine - Thoracolumbar (TL) and sacral surgery | TL and sacral fusion and fixation implant | TL rod connector system excluding locking screw | MEDTRONIC | CROSSLINK 5442160 4.75X10 MLTSPN 60-86MM | 5442160 | Standalone | DE0008698 | As per HSA registered indication(s)
Orthopaedics | Spine - Thoracolumbar (TL) and sacral surgery | TL and sacral fusion and fixation implant | TL rod connector system excluding locking screw | MEDTRONIC | CROSSLINK 8110611 CDH ANT PLT 11MM TI | 8110611 | Standalone | DE0001725 | As per HSA registered indication(s)
Orthopaedics | Spine - Thoracolumbar (TL) and sacral surgery | TL and sacral fusion and fixation implant | TL rod connector system excluding locking screw | MEDTRONIC | CROSSLINK 8110612 CDH ANT PLT 12MM TI | 8110612 | Standalone | DE0001725 | As per HSA registered indication(s)
Orthopaedics | Spine - Thoracolumbar (TL) and sacral surgery | TL and sacral fusion and fixation implant | TL rod connector system excluding locking screw | MEDTRONIC | CROSSLINK 8110613 CDH ANT PLT 13MM TI | 8110613 | Standalone | DE0001725 | As per HSA registered indication(s)
Orthopaedics | Spine - Thoracolumbar (TL) and sacral surgery | TL and sacral fusion and fixation implant | TL rod connector system excluding locking screw | MEDTRONIC | CROSSLINK 8110614 CDH ANT PLT 14MM TI | 8110614 | Standalone | DE0001725 | As per HSA registered indication(s)
Orthopaedics | Spine - Thoracolumbar (TL) and sacral surgery | TL and sacral fusion and fixation implant | TL rod connector system excluding locking screw | MEDTRONIC | CROSSLINK 8110615 CDH ANT PLT 15MM TI | 8110615 | Standalone | DE0001725 | As per HSA registered indication(s)
Orthopaedics | Spine - Thoracolumbar (TL) and sacral surgery | TL and sacral fusion and fixation implant | TL rod connector system excluding locking screw | MEDTRONIC | CROSSLINK 8110616 CDH ANT PLT 16MM TI | 8110616 | Standalone | DE0001725 | As per HSA registered indication(s)
Orthopaedics | Spine - Thoracolumbar (TL) and sacral surgery | TL and sacral fusion and fixation implant | TL rod connector system excluding locking screw | MEDTRONIC | CROSSLINK 8110617 CDH ANT PLT 17MM TI | 8110617 | Standalone | DE0001725 | As per HSA registered indication(s)
Orthopaedics | Spine - Thoracolumbar (TL) and sacral surgery | TL and sacral fusion and fixation implant | TL rod connector system excluding locking screw | MEDTRONIC | CROSSLINK 8110618 CDH ANT PLT 18MM TI | 8110618 | Standalone | DE0001725 | As per HSA registered indication(s)
Orthopaedics | Spine - Thoracolumbar (TL) and sacral surgery | TL and sacral fusion and fixation implant | TL rod connector system excluding locking screw | MEDTRONIC | CROSSLINK 8110619 CDH ANT PLT 19MM TI | 8110619 | Standalone | DE0001725 | As per HSA registered indication(s)
Orthopaedics | Spine - Occipito-cervical (OC) surgery | OC fusion and fixation implant | OC rod connector system excluding locking screw | MEDTRONIC | Crosslink Bar | 6902530 | Standalone | DE0000749 | As per HSA registered indication(s)
Orthopaedics | Spine - Occipito-cervical (OC) surgery | OC fusion and fixation implant | OC rod connector system excluding locking screw | MEDTRONIC | Crosslink Clip | 6902525 | Standalone | DE0000749 | As per HSA registered indication(s)
Orthopaedics | Spine - Occipito-cervical (OC) surgery | OC fusion and fixation implant | OC rod connector system excluding locking screw | MEDTRONIC | CROSSLINK G3602527 MAS TO MAS L | G3602527 | Standalone | DE0503898 | As per HSA registered indication(s)
Orthopaedics | Spine - Occipito-cervical (OC) surgery | OC fusion and fixation implant | OC rod connector system excluding locking screw | MEDTRONIC | CROSSLINK G3602535 ROD TO ROD S | G3602535 | Standalone | DE0503898 | As per HSA registered indication(s)
Orthopaedics | Spine - Occipito-cervical (OC) surgery | OC fusion and fixation implant | OC rod connector system excluding locking screw | MEDTRONIC | CROSSLINK G3602537 ROD TO ROD L | G3602537 | Standalone | DE0503898 | As per HSA registered indication(s)
Orthopaedics | Spine - Occipito-cervical (OC) surgery | OC fusion and fixation implant | OC hook set, clamp, staple, staple locking screw | GLOBUS MEDICAL | CT U-Clamp, 5.5mm Rod, Left | 182.828 | Standalone | DE0501901 | As per HSA registered indication(s)
Orthopaedics | Spine - Occipito-cervical (OC) surgery | OC fusion and fixation implant | OC hook set, clamp, staple, staple locking screw | GLOBUS MEDICAL | CT U-Clamp, 5.5mm Rod, Right | 182.829 | Standalone | DE0501901 | As per HSA registered indication(s)
Orthopaedics | Spine - Occipito-cervical (OC) surgery | OC fusion and fixation implant | OC hook set, clamp, staple, staple locking screw | GLOBUS MEDICAL | CT U-Clamp, 6.35mm Rod, Left | 182.830 | Standalone | DE0501901 | As per HSA registered indication(s)
Orthopaedics | Spine - Occipito-cervical (OC) surgery | OC fusion and fixation implant | OC hook set, clamp, staple, staple locking screw | GLOBUS MEDICAL | CT U-Clamp, 6.35mm Rod, Right | 182.831 | Standalone | DE0501901 | As per HSA registered indication(s)
Orthopaedics | Spine - Occipito-cervical (OC) surgery | OC fusion and fixation implant | Cervical pedicle/lateral mass screw - Shank, tulip | K2M | DENALI-MINI LONG SHANK SCREW D 3.5 X 26 MM | 1101-03526ML | Standalone | DE0014119 | As per HSA registered indication(s)
Orthopaedics | Spine - Occipito-cervical (OC) surgery | OC fusion and fixation implant | Cervical pedicle/lateral mass screw - Shank, tulip | K2M | DENALI-MINI LONG SHANK SCREW D 3.5 X 28 MM | 1101-03528ML | Standalone | DE0014119 | As per HSA registered indication(s)
Orthopaedics | Spine - Occipito-cervical (OC) surgery | OC fusion and fixation implant | Cervical pedicle/lateral mass screw - Shank, tulip | K2M | DENALI-MINI LONG SHANK SCREW D 3.5 X 30 MM | 1101-03530ML | Standalone | DE0014119 | As per HSA registered indication(s)
Orthopaedics | Spine - Occipito-cervical (OC) surgery | OC fusion and fixation implant | Cervical pedicle/lateral mass screw - Shank, tulip | K2M | DENALI-MINI LONG SHANK SCREW D 3.5 X 32 MM | 1101-03532ML | Standalone | DE0014119 | As per HSA registered indication(s)
Orthopaedics | Spine - Occipito-cervical (OC) surgery | OC fusion and fixation implant | Cervical pedicle/lateral mass screw - Shank, tulip | K2M | DENALI-MINI LONG SHANK SCREW D 3.5 X 34 MM | 1101-03534ML | Standalone | DE0014119 | As per HSA registered indication(s)
Orthopaedics | Spine - Occipito-cervical (OC) surgery | OC fusion and fixation implant | Cervical pedicle/lateral mass screw - Shank, tulip | K2M | DENALI-MINI LONG SHANK SCREW D 3.5 X 36 MM | 1101-03536ML | Standalone | DE0014119 | As per HSA registered indication(s)
Orthopaedics | Spine - Occipito-cervical (OC) surgery | OC fusion and fixation implant | Cervical pedicle/lateral mass screw - Shank, tulip | K2M | DENALI-MINI LONG SHANK SCREW D 3.5 X 38 MM | 1101-03538ML | Standalone | DE0014119 | As per HSA registered indication(s)
Orthopaedics | Spine - Occipito-cervical (OC) surgery | OC fusion and fixation implant | Cervical pedicle/lateral mass screw - Shank, tulip | K2M | DENALI-MINI LONG SHANK SCREW D 3.5 X 40 MM | 1101-03540ML | Standalone | DE0014119 | As per HSA registered indication(s)
Orthopaedics | Spine - Occipito-cervical (OC) surgery | OC fusion and fixation implant | Cervical pedicle/lateral mass screw - Shank, tulip | K2M | DENALI-MINI LONG SHANK SCREW D 4.0 X 26 MM | 1101-04026ML | Standalone | DE0014119 | As per HSA registered indication(s)
Orthopaedics | Spine - Occipito-cervical (OC) surgery | OC fusion and fixation implant | Cervical pedicle/lateral mass screw - Shank, tulip | K2M | DENALI-MINI LONG SHANK SCREW D 4.0 X 28 MM | 1101-04028ML | Standalone | DE0014119 | As per HSA registered indication(s)
Orthopaedics | Spine - Occipito-cervical (OC) surgery | OC fusion and fixation implant | Cervical pedicle/lateral mass screw - Shank, tulip | K2M | DENALI-MINI LONG SHANK SCREW D 4.0 X 30 MM | 1101-04030ML | Standalone | DE0014119 | As per HSA registered indication(s)
Orthopaedics | Spine - Occipito-cervical (OC) surgery | OC fusion and fixation implant | Cervical pedicle/lateral mass screw - Shank, tulip | K2M | DENALI-MINI LONG SHANK SCREW D 4.0 X 32 MM | 1101-04032ML | Standalone | DE0014119 | As per HSA registered indication(s)
Orthopaedics | Spine - Occipito-cervical (OC) surgery | OC fusion and fixation implant | Cervical pedicle/lateral mass screw - Shank, tulip | K2M | DENALI-MINI LONG SHANK SCREW D 4.0 X 34 MM | 1101-04034ML | Standalone | DE0014119 | As per HSA registered indication(s)
Orthopaedics | Spine - Occipito-cervical (OC) surgery | OC fusion and fixation implant | Cervical pedicle/lateral mass screw - Shank, tulip | K2M | DENALI-MINI LONG SHANK SCREW D 4.0 X 36 MM | 1101-04036ML | Standalone | DE0014119 | As per HSA registered indication(s)
Orthopaedics | Spine - Occipito-cervical (OC) surgery | OC fusion and fixation implant | Cervical pedicle/lateral mass screw - Shank, tulip | K2M | DENALI-MINI LONG SHANK SCREW D 4.0 X 38 MM | 1101-04038ML | Standalone | DE0014119 | As per HSA registered indication(s)
Orthopaedics | Spine - Occipito-cervical (OC) surgery | OC fusion and fixation implant | Cervical pedicle/lateral mass screw - Shank, tulip | K2M | DENALI-MINI LONG SHANK SCREW D 4.0 X 40 MM | 1101-04040ML | Standalone | DE0014119 | As per HSA registered indication(s)
Orthopaedics | Spine - Occipito-cervical (OC) surgery | Cervical artificial disc replacement (C-ADR) package | C-ADR package | MEDTRONIC | Disc Assembly 5 x 12 | 6971250 | Standalone | DE0003390 | - Skeletally mature patients with symptomatic single level or two contiguous level of cervical and arm or neck pain and/or neurologic deficit confirmed by radiographic imaging, who failed to respond to conservative medical management, who require reconstruction of the cervical spinal disc, and who have at least one of the following conditions: - herniated nucleus pulposus; - spondylosis (defined by the presence of osteophytes); - visible loss of disc height compared to adjacent levels; or - symptomatic spinal stenosis with radiculopathy.
Orthopaedics | Spine - Occipito-cervical (OC) surgery | Cervical artificial disc replacement (C-ADR) package | C-ADR package | MEDTRONIC | Disc Assembly 5 x 14 | 6971450 | Standalone | DE0003390 | - Skeletally mature patients with symptomatic single level or two contiguous level of cervical and arm or neck pain and/or neurologic deficit confirmed by radiographic imaging, who failed to respond to conservative medical management, who require reconstruction of the cervical spinal disc, and who have at least one of the following conditions: - herniated nucleus pulposus; - spondylosis (defined by the presence of osteophytes); - visible loss of disc height compared to adjacent levels; or - symptomatic spinal stenosis with radiculopathy.
Orthopaedics | Spine - Occipito-cervical (OC) surgery | Cervical artificial disc replacement (C-ADR) package | C-ADR package | MEDTRONIC | Disc Assembly 5 x 16 | 6971650 | Standalone | DE0003390 | - Skeletally mature patients with symptomatic single level or two contiguous level of cervical and arm or neck pain and/or neurologic deficit confirmed by radiographic imaging, who failed to respond to conservative medical management, who require reconstruction of the cervical spinal disc, and who have at least one of the following conditions: - herniated nucleus pulposus; - spondylosis (defined by the presence of osteophytes); - visible loss of disc height compared to adjacent levels; or - symptomatic spinal stenosis with radiculopathy.
Orthopaedics | Spine - Occipito-cervical (OC) surgery | Cervical artificial disc replacement (C-ADR) package | C-ADR package | MEDTRONIC | Disc Assembly 6 x 12 | 6971260 | Standalone | DE0003390 | - Skeletally mature patients with symptomatic single level or two contiguous level of cervical and arm or neck pain and/or neurologic deficit confirmed by radiographic imaging, who failed to respond to conservative medical management, who require reconstruction of the cervical spinal disc, and who have at least one of the following conditions: - herniated nucleus pulposus; - spondylosis (defined by the presence of osteophytes); - visible loss of disc height compared to adjacent levels; or - symptomatic spinal stenosis with radiculopathy.
Orthopaedics | Spine - Occipito-cervical (OC) surgery | Cervical artificial disc replacement (C-ADR) package | C-ADR package | MEDTRONIC | Disc Assembly 6 x 14 | 6971460 | Standalone | DE0003390 | - Skeletally mature patients with symptomatic single level or two contiguous level of cervical and arm or neck pain and/or neurologic deficit confirmed by radiographic imaging, who failed to respond to conservative medical management, who require reconstruction of the cervical spinal disc, and who have at least one of the following conditions: - herniated nucleus pulposus; - spondylosis (defined by the presence of osteophytes); - visible loss of disc height compared to adjacent levels; or - symptomatic spinal stenosis with radiculopathy.
Orthopaedics | Spine - Occipito-cervical (OC) surgery | Cervical artificial disc replacement (C-ADR) package | C-ADR package | MEDTRONIC | Disc Assembly 6 x 16 | 6971660 | Standalone | DE0003390 | - Skeletally mature patients with symptomatic single level or two contiguous level of cervical and arm or neck pain and/or neurologic deficit confirmed by radiographic imaging, who failed to respond to conservative medical management, who require reconstruction of the cervical spinal disc, and who have at least one of the following conditions: - herniated nucleus pulposus; - spondylosis (defined by the presence of osteophytes); - visible loss of disc height compared to adjacent levels; or - symptomatic spinal stenosis with radiculopathy.
Orthopaedics | Spine - Occipito-cervical (OC) surgery | Cervical artificial disc replacement (C-ADR) package | C-ADR package | MEDTRONIC | Disc Assembly 6 x 18 | 6971860 | Standalone | DE0003390 | - Skeletally mature patients with symptomatic single level or two contiguous level of cervical and arm or neck pain and/or neurologic deficit confirmed by radiographic imaging, who failed to respond to conservative medical management, who require reconstruction of the cervical spinal disc, and who have at least one of the following conditions: - herniated nucleus pulposus; - spondylosis (defined by the presence of osteophytes); - visible loss of disc height compared to adjacent levels; or - symptomatic spinal stenosis with radiculopathy.
Orthopaedics | Spine - Occipito-cervical (OC) surgery | Cervical artificial disc replacement (C-ADR) package | C-ADR package | MEDTRONIC | Disc Assembly 7 x 12 | 6971270 | Standalone | DE0003390 | - Skeletally mature patients with symptomatic single level or two contiguous level of cervical and arm or neck pain and/or neurologic deficit confirmed by radiographic imaging, who failed to respond to conservative medical management, who require reconstruction of the cervical spinal disc, and who have at least one of the following conditions: - herniated nucleus pulposus; - spondylosis (defined by the presence of osteophytes); - visible loss of disc height compared to adjacent levels; or - symptomatic spinal stenosis with radiculopathy.
Orthopaedics | Spine - Occipito-cervical (OC) surgery | Cervical artificial disc replacement (C-ADR) package | C-ADR package | MEDTRONIC | Disc Assembly 7 x 14 | 6971470 | Standalone | DE0003390 | - Skeletally mature patients with symptomatic single level or two contiguous level of cervical and arm or neck pain and/or neurologic deficit confirmed by radiographic imaging, who failed to respond to conservative medical management, who require reconstruction of the cervical spinal disc, and who have at least one of the following conditions: - herniated nucleus pulposus; - spondylosis (defined by the presence of osteophytes); - visible loss of disc height compared to adjacent levels; or - symptomatic spinal stenosis with radiculopathy.
Orthopaedics | Spine - Occipito-cervical (OC) surgery | Cervical artificial disc replacement (C-ADR) package | C-ADR package | MEDTRONIC | Disc Assembly 7 x 16 | 6971670 | Standalone | DE0003390 | - Skeletally mature patients with symptomatic single level or two contiguous level of cervical and arm or neck pain and/or neurologic deficit confirmed by radiographic imaging, who failed to respond to conservative medical management, who require reconstruction of the cervical spinal disc, and who have at least one of the following conditions: - herniated nucleus pulposus; - spondylosis (defined by the presence of osteophytes); - visible loss of disc height compared to adjacent levels; or - symptomatic spinal stenosis with radiculopathy.
Orthopaedics | Spine - Occipito-cervical (OC) surgery | Cervical artificial disc replacement (C-ADR) package | C-ADR package | MEDTRONIC | Disc Assembly 7 x 18 | 6971870 | Standalone | DE0003390 | - Skeletally mature patients with symptomatic single level or two contiguous level of cervical and arm or neck pain and/or neurologic deficit confirmed by radiographic imaging, who failed to respond to conservative medical management, who require reconstruction of the cervical spinal disc, and who have at least one of the following conditions: - herniated nucleus pulposus; - spondylosis (defined by the presence of osteophytes); - visible loss of disc height compared to adjacent levels; or - symptomatic spinal stenosis with radiculopathy.
Orthopaedics | Spine - Occipito-cervical (OC) surgery | Cervical artificial disc replacement (C-ADR) package | C-ADR package | MEDTRONIC | Disc Assembly 8 x 14 | 6971480 | Standalone | DE0003390 | - Skeletally mature patients with symptomatic single level or two contiguous level of cervical and arm or neck pain and/or neurologic deficit confirmed by radiographic imaging, who failed to respond to conservative medical management, who require reconstruction of the cervical spinal disc, and who have at least one of the following conditions: - herniated nucleus pulposus; - spondylosis (defined by the presence of osteophytes); - visible loss of disc height compared to adjacent levels; or - symptomatic spinal stenosis with radiculopathy.
Orthopaedics | Spine - Occipito-cervical (OC) surgery | Cervical artificial disc replacement (C-ADR) package | C-ADR package | MEDTRONIC | Disc Assembly 8 x 16 | 6971680 | Standalone | DE0003390 | - Skeletally mature patients with symptomatic single level or two contiguous level of cervical and arm or neck pain and/or neurologic deficit confirmed by radiographic imaging, who failed to respond to conservative medical management, who require reconstruction of the cervical spinal disc, and who have at least one of the following conditions: - herniated nucleus pulposus; - spondylosis (defined by the presence of osteophytes); - visible loss of disc height compared to adjacent levels; or - symptomatic spinal stenosis with radiculopathy.
Orthopaedics | Spine - Occipito-cervical (OC) surgery | Cervical artificial disc replacement (C-ADR) package | C-ADR package | MEDTRONIC | Disc Assembly 8 x 18 | 6971880 | Standalone | DE0003390 | - Skeletally mature patients with symptomatic single level or two contiguous level of cervical and arm or neck pain and/or neurologic deficit confirmed by radiographic imaging, who failed to respond to conservative medical management, who require reconstruction of the cervical spinal disc, and who have at least one of the following conditions: - herniated nucleus pulposus; - spondylosis (defined by the presence of osteophytes); - visible loss of disc height compared to adjacent levels; or - symptomatic spinal stenosis with radiculopathy.
Orthopaedics | Spine - Occipito-cervical (OC) surgery | OC fusion and fixation implant | OC rod connector system excluding locking screw | MEDTRONIC | DOMINO OFFSET O/O 3.5 - 5.5/6.0/6.35 | 3603635 | Standalone | DE0503897 | As per HSA registered indication(s)
Orthopaedics | Spine - Occipito-cervical (OC) surgery | OC fusion and fixation implant | OC rod connector system excluding locking screw | MEDTRONIC | DOMINO 3601350 OFFSET 3.5 TO 3.5MM | 3601350 | Standalone | DE0503897 | As per HSA registered indication(s)
Orthopaedics | Spine - Occipito-cervical (OC) surgery | OC fusion and fixation implant | OC rod connector system excluding locking screw | MEDTRONIC | DOMINO 3601475 OFFSET 3.5 TO 4.75MM | 3601475 | Standalone | DE0503897 | As per HSA registered indication(s)
Orthopaedics | Spine - Occipito-cervical (OC) surgery | OC fusion and fixation implant | OC rod connector system excluding locking screw | MEDTRONIC | DOMINO 3601550 OFFSET 3.5 TO 5.5/6.0MM | 3601550 | Standalone | DE0503897 | As per HSA registered indication(s)
Orthopaedics | Spine - Occipito-cervical (OC) surgery | OC fusion and fixation implant | OC rod connector system excluding locking screw | MEDTRONIC | DOMINO 3603350 OFFSET O/O 3.5 TO 3.5 | 3603350 | Standalone | DE0503897 | As per HSA registered indication(s)
Orthopaedics | Spine - Occipito-cervical (OC) surgery | OC fusion and fixation implant | OC rod connector system excluding locking screw | MEDTRONIC | DOMINO 3603475 OFFSET O/O 3.5 TO 4.75 | 3603475 | Standalone | DE0503897 | As per HSA registered indication(s)
Orthopaedics | Spine - Thoracolumbar (TL) and sacral surgery | TL and sacral fusion and fixation implant | TL pedicle screw - Shank, tulip | MEDTRONIC | DOMINO 5135251 VARIABLE ANGLE 5.5/6.0 | 5135251 | Standalone | DE0505625 | As per HSA registered indication(s) except for radiolucent implants which should be used as follows:  in patients with primary or metastatic spinal tumours who would benefit from post-operative high dose high precision beam therapy upon appropriate and stringent patient selection;  Patient selection should be done via standardised assessment such as the neurological-oncological-mechanical systemic (NOMS) framework; and  The assessment should be carried out by a multidisciplinary team (MDT), which may be inclusive of, but not limited to, radiation oncologists, spine surgeons and interventional radiologists, among others.
Orthopaedics | Spine - Occipito-cervical (OC) surgery | OC fusion and fixation implant | OC rod connector system excluding locking screw | MEDTRONIC | DOMINO G3602350 AXIAL 3.5 TO 3.5MM | G3602350 | Standalone | DE0503898 | As per HSA registered indication(s)
Orthopaedics | Spine - Occipito-cervical (OC) surgery | OC fusion and fixation implant | OC rod connector system excluding locking screw | MEDTRONIC | DOMINO G3602475 AXIAL 3.5 TO 4.75MM | G3602475 | Standalone | DE0503898 | As per HSA registered indication(s)
Orthopaedics | Spine - Occipito-cervical (OC) surgery | OC fusion and fixation implant | OC rod connector system excluding locking screw | MEDTRONIC | DOMINO G3602550 AXIAL 3.5 TO 5.5/6.0MM | G3602550 | Standalone | DE0503898 | As per HSA registered indication(s)
Orthopaedics | Spine - Occipito-cervical (OC) surgery | OC fusion and fixation implant | OC rod connector system excluding locking screw | MEDTRONIC | DOMINO G3606069 MAS EXT 3.2/3.5MM | G3606069 | Standalone | DE0503898 | As per HSA registered indication(s)
Orthopaedics | Spine - Occipito-cervical (OC) surgery | OC fusion and fixation implant | OC rod connector system excluding locking screw | MEDTRONIC | DOMINO G3606071 MAS EXT 4.75 | G3606071 | Standalone | DE0503898 | As per HSA registered indication(s)
Orthopaedics | Spine - Occipito-cervical (OC) surgery | OC fusion and fixation implant | OC rod connector system excluding locking screw | MEDTRONIC | DOMINO G3606072 MAS EXT 5.5/6.0 | G3606072 | Standalone | DE0503898 | As per HSA registered indication(s)
Orthopaedics | Spine - Occipito-cervical (OC) surgery | OC fusion and fixation implant | OC hook set, clamp, staple, staple locking screw | MEDTRONIC | Double Wire w/integral | 826-211 | Standalone | DE0000673 | As per HSA registered indication(s)
Orthopaedics | Spine - Thoracolumbar (TL) and sacral surgery | TL and sacral fusion and fixation implant | TL rod | K2M | Dual Hex Rods, 500 mm CoCr | 111-B55500 | Standalone | DE0016947 | As per HSA registered indication(s) except for radiolucent implants which should be used as follows:  in patients with primary or metastatic spinal tumours who would benefit from post-operative high dose high precision beam therapy upon appropriate and stringent patient selection;  Patient selection should be done via standardised assessment such as the neurological-oncological-mechanical systemic (NOMS) framework; and  The assessment should be carried out by a multidisciplinary team (MDT), which may be inclusive of, but not limited to, radiation oncologists, spine surgeons and interventional radiologists, among others.
Orthopaedics | Spine - Occipito-cervical (OC) surgery | OC fusion and fixation implant | OC rod connector system excluding locking screw | GLOBUS MEDICAL | ELLIPSE Head Lateral Connector, 15mm | 182.993 | Standalone | DE0501901 | As per HSA registered indication(s)
Orthopaedics | Spine - Occipito-cervical (OC) surgery | OC fusion and fixation implant | OC rod connector system excluding locking screw | GLOBUS MEDICAL | ELLIPSE Head Lateral Connector, 20mm | 182.994 | Standalone | DE0501901 | As per HSA registered indication(s)
Orthopaedics | Spine - Occipito-cervical (OC) surgery | OC fusion and fixation implant | OC rod connector system excluding locking screw | GLOBUS MEDICAL | ELLIPSE Head to Head T-Connector for 3.5mm Rod, 21-27mm | 182.911 | Standalone | DE0501901 | As per HSA registered indication(s)
Orthopaedics | Spine - Occipito-cervical (OC) surgery | OC fusion and fixation implant | OC rod connector system excluding locking screw | GLOBUS MEDICAL | ELLIPSE Head to Head T-Connector for 3.5mm Rod, 27-33mm | 182.912 | Standalone | DE0501901 | As per HSA registered indication(s)
Orthopaedics | Spine - Occipito-cervical (OC) surgery | OC fusion and fixation implant | OC rod connector system excluding locking screw | GLOBUS MEDICAL | ELLIPSE Head to Head T-Connector for 3.5mm Rod, 33-39mm | 182.913 | Standalone | DE0501901 | As per HSA registered indication(s)
Orthopaedics | Spine - Occipito-cervical (OC) surgery | OC fusion and fixation implant | OC rod connector system excluding locking screw | GLOBUS MEDICAL | ELLIPSE Head to Head T-Connector for 3.5mm Rod, 39-45mm | 182.914 | Standalone | DE0501901 | As per HSA registered indication(s)
Orthopaedics | Spine - Occipito-cervical (OC) surgery | OC fusion and fixation implant | OC rod connector system excluding locking screw | GLOBUS MEDICAL | ELLIPSE Head to Head T-Connector for 3.5mm Rod, 45-51mm | 182.915 | Standalone | DE0501901 | As per HSA registered indication(s)
Orthopaedics | Spine - Occipito-cervical (OC) surgery | OC fusion and fixation implant | OC rod connector system excluding locking screw | GLOBUS MEDICAL | ELLIPSE Head to Head T-Connector for 3.5mm Rod, 51-57mm | 182.916 | Standalone | DE0501901 | As per HSA registered indication(s)
Orthopaedics | Spine - Occipito-cervical (OC) surgery | OC fusion and fixation implant | OC rod connector system excluding locking screw | GLOBUS MEDICAL | ELLIPSE Head to Head T-Connector for 3.5mm Rod, 57-63mm | 182.917 | Standalone | DE0501901 | As per HSA registered indication(s)
Orthopaedics | Spine - Occipito-cervical (OC) surgery | OC fusion and fixation implant | OC hook set, clamp, staple, staple locking screw | GLOBUS MEDICAL | ELLIPSE Inline Hook | 182.501 | Standalone | DE0501901 | As per HSA registered indication(s)
Orthopaedics | Spine - Occipito-cervical (OC) surgery | OC fusion and fixation implant | OC hook set, clamp, staple, staple locking screw | GLOBUS MEDICAL | ELLIPSE Inline Hook, 3mm | 182.496 | Standalone | DE0501901 | As per HSA registered indication(s)
Orthopaedics | Spine - Occipito-cervical (OC) surgery | OC fusion and fixation implant | OC hook set, clamp, staple, staple locking screw | GLOBUS MEDICAL | ELLIPSE Inline Hook, 5mm | 182.497 | Standalone | DE0501901 | As per HSA registered indication(s)
Orthopaedics | Spine - Occipito-cervical (OC) surgery | OC fusion and fixation implant | OC hook set, clamp, staple, staple locking screw | GLOBUS MEDICAL | ELLIPSE Inline Hook, 7mm | 182.498 | Standalone | DE0501901 | As per HSA registered indication(s)
Orthopaedics | Spine - Occipito-cervical (OC) surgery | OC fusion and fixation implant | OC hook set, clamp, staple, staple locking screw | GLOBUS MEDICAL | ELLIPSE Inline Hook, 9mm | 182.499 | Standalone | DE0501901 | As per HSA registered indication(s)
Orthopaedics | Spine - Occipito-cervical (OC) surgery | OC fusion and fixation implant | OC hook set, clamp, staple, staple locking screw | GLOBUS MEDICAL | ELLIPSE Inline Hook, Left | 182.504 | Standalone | DE0501901 | As per HSA registered indication(s)
Orthopaedics | Spine - Occipito-cervical (OC) surgery | OC fusion and fixation implant | OC hook set, clamp, staple, staple locking screw | GLOBUS MEDICAL | ELLIPSE Inline Hook, Right | 182.503 | Standalone | DE0501901 | As per HSA registered indication(s)
Orthopaedics | Spine - Occipito-cervical (OC) surgery | OC fusion and fixation implant | Cervical pedicle/lateral mass screw - Locking screw | GLOBUS MEDICAL | ELLIPSE Locking Cap | 182.500 | Standalone | DE0501901 | As per HSA registered indication(s)
Orthopaedics | Spine - Occipito-cervical (OC) surgery | OC fusion and fixation implant | OC rod connector - Locking screw | GLOBUS MEDICAL | ELLIPSE Locking Cap for Head-to-Head T-Connector | 182.900 | Standalone | DE0501901 | As per HSA registered indication(s)
Orthopaedics | Spine - Occipito-cervical (OC) surgery | OC fusion and fixation implant | OC rod connector - Locking screw | GLOBUS MEDICAL | ELLIPSE Locking Nut for Head-to-Head T-Connector | 182.901 | Standalone | DE0501901 | As per HSA registered indication(s)
Orthopaedics | Spine - Occipito-cervical (OC) surgery | OC fusion and fixation implant | Occipital plate | GLOBUS MEDICAL | ELLIPSE Occipital Plate Large | 182.952 | Standalone | DE0501901 | As per HSA registered indication(s)
Orthopaedics | Spine - Occipito-cervical (OC) surgery | OC fusion and fixation implant | Occipital plate | GLOBUS MEDICAL | ELLIPSE Occipital Plate Small | 182.950 | Standalone | DE0501901 | As per HSA registered indication(s)
Orthopaedics | Spine - Occipito-cervical (OC) surgery | OC fusion and fixation implant | Fixation screw for plates | GLOBUS MEDICAL | ELLIPSE Occipital Screw 4.0X10mm | 110.810 | Standalone | DE0501901 | As per HSA registered indication(s)
Orthopaedics | Spine - Occipito-cervical (OC) surgery | OC fusion and fixation implant | Fixation screw for plates | GLOBUS MEDICAL | ELLIPSE Occipital Screw 4.0X12mm | 110.812 | Standalone | DE0501901 | As per HSA registered indication(s)
Orthopaedics | Spine - Occipito-cervical (OC) surgery | OC fusion and fixation implant | Fixation screw for plates | GLOBUS MEDICAL | ELLIPSE Occipital Screw 4.0X14mm | 110.814 | Standalone | DE0501901 | As per HSA registered indication(s)
Orthopaedics | Spine - Occipito-cervical (OC) surgery | OC fusion and fixation implant | Fixation screw for plates | GLOBUS MEDICAL | ELLIPSE Occipital Screw 4.0X16mm | 110.816 | Standalone | DE0501901 | As per HSA registered indication(s)
Orthopaedics | Spine - Occipito-cervical (OC) surgery | OC fusion and fixation implant | Fixation screw for plates | GLOBUS MEDICAL | ELLIPSE Occipital Screw 4.0X6mm | 110.806 | Standalone | DE0501901 | As per HSA registered indication(s)
Orthopaedics | Spine - Occipito-cervical (OC) surgery | OC fusion and fixation implant | Fixation screw for plates | GLOBUS MEDICAL | ELLIPSE Occipital Screw 4.0X8mm | 110.808 | Standalone | DE0501901 | As per HSA registered indication(s)
Orthopaedics | Spine - Occipito-cervical (OC) surgery | OC fusion and fixation implant | Fixation screw for plates | GLOBUS MEDICAL | ELLIPSE Occipital Screw 4.5X10mm | 110.910 | Standalone | DE0501901 | As per HSA registered indication(s)
Orthopaedics | Spine - Occipito-cervical (OC) surgery | OC fusion and fixation implant | Fixation screw for plates | GLOBUS MEDICAL | ELLIPSE Occipital Screw 4.5X12mm | 110.912 | Standalone | DE0501901 | As per HSA registered indication(s)
Orthopaedics | Spine - Occipito-cervical (OC) surgery | OC fusion and fixation implant | Fixation screw for plates | GLOBUS MEDICAL | ELLIPSE Occipital Screw 4.5X14mm | 110.914 | Standalone | DE0501901 | As per HSA registered indication(s)
Orthopaedics | Spine - Occipito-cervical (OC) surgery | OC fusion and fixation implant | Fixation screw for plates | GLOBUS MEDICAL | ELLIPSE Occipital Screw 4.5X6mm | 110.906 | Standalone | DE0501901 | As per HSA registered indication(s)
Orthopaedics | Spine - Occipito-cervical (OC) surgery | OC fusion and fixation implant | Fixation screw for plates | GLOBUS MEDICAL | ELLIPSE Occipital Screw 4.5X8mm | 110.908 | Standalone | DE0501901 | As per HSA registered indication(s)
Orthopaedics | Spine - Occipito-cervical (OC) surgery | OC fusion and fixation implant | OC hook set, clamp, staple, staple locking screw | GLOBUS MEDICAL | ELLIPSE Offset Hook, Left, 5mm | 182.507 | Standalone | DE0501901 | As per HSA registered indication(s)
Orthopaedics | Spine - Occipito-cervical (OC) surgery | OC fusion and fixation implant | OC hook set, clamp, staple, staple locking screw | GLOBUS MEDICAL | ELLIPSE Offset Hook, Left, 7mm | 182.506 | Standalone | DE0501901 | As per HSA registered indication(s)
Orthopaedics | Spine - Occipito-cervical (OC) surgery | OC fusion and fixation implant | OC hook set, clamp, staple, staple locking screw | GLOBUS MEDICAL | ELLIPSE Offset Hook, Right, 5mm | 182.509 | Standalone | DE0501901 | As per HSA registered indication(s)
Orthopaedics | Spine - Occipito-cervical (OC) surgery | OC fusion and fixation implant | OC hook set, clamp, staple, staple locking screw | GLOBUS MEDICAL | ELLIPSE Offset Hook, Right, 7mm | 182.508 | Standalone | DE0501901 | As per HSA registered indication(s)
Orthopaedics | Spine - Occipito-cervical (OC) surgery | OC fusion and fixation implant | OC rod | GLOBUS MEDICAL | ELLIPSE Tapered Rod, 3.5mm to 5.5mm, 350mm | 182.983 | Standalone | DE0501901 | As per HSA registered indication(s)
Orthopaedics | Spine - Occipito-cervical (OC) surgery | OC fusion and fixation implant | OC rod | GLOBUS MEDICAL | ELLIPSE Tapered Rod, 3.5mm to 5.5mm, 500mm | 182.989 | Standalone | DE0501901 | As per HSA registered indication(s)
Orthopaedics | Spine - Occipito-cervical (OC) surgery | OC fusion and fixation implant | OC rod | GLOBUS MEDICAL | ELLIPSE Tapered Rod, 3.5mm to 5.5mm, 700mm | 182.977 | Standalone | DE0501901 | As per HSA registered indication(s)
Orthopaedics | Spine - Occipito-cervical (OC) surgery | OC fusion and fixation implant | OC rod connector system excluding locking screw | GLOBUS MEDICAL | ELLIPSE Top-Loading T-Connector for 3.5mm Rod, 21-33, Straight | 182.923 | Standalone | DE0501901 | As per HSA registered indication(s)
Orthopaedics | Spine - Occipito-cervical (OC) surgery | OC fusion and fixation implant | OC rod connector system excluding locking screw | GLOBUS MEDICAL | ELLIPSE Top-Loading T-Connector for 3.5mm Rod, 26-46, Curved | 182.924 | Standalone | DE0501901 | As per HSA registered indication(s)
Orthopaedics | Spine - Occipito-cervical (OC) surgery | OC fusion and fixation implant | OC rod connector system excluding locking screw | GLOBUS MEDICAL | ELLIPSE Top-Loading T-Connector for 3.5mm Rod, 26-46, straight | 182.925 | Standalone | DE0501901 | As per HSA registered indication(s)
Orthopaedics | Spine - Occipito-cervical (OC) surgery | OC fusion and fixation implant | OC rod connector system excluding locking screw | GLOBUS MEDICAL | ELLIPSE Top-Loading T-Connector for 3.5mm Rod, 36-56, Curved | 182.926 | Standalone | DE0501901 | As per HSA registered indication(s)
Orthopaedics | Spine - Occipito-cervical (OC) surgery | OC fusion and fixation implant | OC rod connector system excluding locking screw | GLOBUS MEDICAL | ELLIPSE Top-Loading T-Connector for 3.5mm Rod, 36-56, Straight | 182.927 | Standalone | DE0501901 | As per HSA registered indication(s)
Orthopaedics | Spine - Thoracolumbar (TL) and sacral surgery | TL interbody cage | TL interbody core - Integrated | GLOBUS MEDICAL | ELSA ATP Spacer 20 x 35mm, 7-14mm | 1154.0035 | Standalone | DE0504821 | As per HSA registered indication(s)
Orthopaedics | Spine - Thoracolumbar (TL) and sacral surgery | TL interbody cage | TL interbody core - Integrated | GLOBUS MEDICAL | ELSA ATP Spacer 20 x 35mm, 8-lSmm, 6DEG | 1154.0135 | Standalone | DE0504821 | As per HSA registered indication(s)
Orthopaedics | Spine - Thoracolumbar (TL) and sacral surgery | TL interbody cage | TL interbody core - Integrated | GLOBUS MEDICAL | ELSA ATP Spacer 20 x 35mm,10-17mm | 1154.0435 | Standalone | DE0504821 | As per HSA registered indication(s)
Orthopaedics | Spine - Thoracolumbar (TL) and sacral surgery | TL interbody cage | TL interbody core - Integrated | GLOBUS MEDICAL | ELSA ATP Spacer 20 x 35mm,10-17mm, 10DEG | 1154.0535 | Standalone | DE0504821 | As per HSA registered indication(s)
Orthopaedics | Spine - Thoracolumbar (TL) and sacral surgery | TL interbody cage | TL interbody core - Integrated | GLOBUS MEDICAL | ELSA ATP Spacer 20 x 40mm, 7-14mm | 1154.0040 | Standalone | DE0504821 | As per HSA registered indication(s)
Orthopaedics | Spine - Thoracolumbar (TL) and sacral surgery | TL interbody cage | TL interbody core - Integrated | GLOBUS MEDICAL | ELSA ATP Spacer 20 x 40mm, 8-lSmm, 6DEG | 1154.0140 | Standalone | DE0504821 | As per HSA registered indication(s)
Orthopaedics | Spine - Thoracolumbar (TL) and sacral surgery | TL interbody cage | TL interbody core - Integrated | GLOBUS MEDICAL | ELSA ATP Spacer 20 x 40mm,10-17mm | 1154.0440 | Standalone | DE0504821 | As per HSA registered indication(s)
Orthopaedics | Spine - Thoracolumbar (TL) and sacral surgery | TL interbody cage | TL interbody core - Integrated | GLOBUS MEDICAL | ELSA ATP Spacer 20 x 40mm,10-17mm, 10DEG | 1154.0540 | Standalone | DE0504821 | As per HSA registered indication(s)
Orthopaedics | Spine - Thoracolumbar (TL) and sacral surgery | TL interbody cage | TL interbody core - Integrated | GLOBUS MEDICAL | ELSA ATP Spacer 20 x 45mm, 7-14mm | 1154.0045 | Standalone | DE0504821 | As per HSA registered indication(s)
Orthopaedics | Spine - Thoracolumbar (TL) and sacral surgery | TL interbody cage | TL interbody core - Integrated | GLOBUS MEDICAL | ELSA ATP Spacer 20 x 45mm, 8-lSmm, 6DEG | 1154.0145 | Standalone | DE0504821 | As per HSA registered indication(s)
Orthopaedics | Spine - Thoracolumbar (TL) and sacral surgery | TL interbody cage | TL interbody core - Integrated | GLOBUS MEDICAL | ELSA ATP Spacer 20 x 4Smm,10-17mm | 1154.0445 | Standalone | DE0504821 | As per HSA registered indication(s)
Orthopaedics | Spine - Thoracolumbar (TL) and sacral surgery | TL interbody cage | TL interbody core - Integrated | GLOBUS MEDICAL | ELSA ATP Spacer 20 x 4Smm,10-17mm, 10DEG | 1154.0545 | Standalone | DE0504821 | As per HSA registered indication(s)
Orthopaedics | Spine - Thoracolumbar (TL) and sacral surgery | TL interbody cage | TL interbody core - Integrated | GLOBUS MEDICAL | ELSA ATP Spacer 20 x 50mm, 7-14mm | 1154.0050 | Standalone | DE0504821 | As per HSA registered indication(s)
Orthopaedics | Spine - Thoracolumbar (TL) and sacral surgery | TL interbody cage | TL interbody core - Integrated | GLOBUS MEDICAL | ELSA ATP Spacer 20 x 50mm, 8-lSmm, 6DEG | 1154.0150 | Standalone | DE0504821 | As per HSA registered indication(s)
Orthopaedics | Spine - Thoracolumbar (TL) and sacral surgery | TL interbody cage | TL interbody core - Integrated | GLOBUS MEDICAL | ELSA ATP Spacer 20 x 50mm,10-17mm | 1154.0450 | Standalone | DE0504821 | As per HSA registered indication(s)
Orthopaedics | Spine - Thoracolumbar (TL) and sacral surgery | TL interbody cage | TL interbody core - Integrated | GLOBUS MEDICAL | ELSA ATP Spacer 20 x 50mm,10-17mm, 10DEG | 1154.0550 | Standalone | DE0504821 | As per HSA registered indication(s)
Orthopaedics | Spine - Thoracolumbar (TL) and sacral surgery | TL interbody cage | TL interbody core - Integrated | GLOBUS MEDICAL | ELSA ATP Spacer 20 x 55mm, 7-14mm | 1154.0055 | Standalone | DE0504821 | As per HSA registered indication(s)
Orthopaedics | Spine - Thoracolumbar (TL) and sacral surgery | TL interbody cage | TL interbody core - Integrated | GLOBUS MEDICAL | ELSA ATP Spacer 20 x 55mm, 8-lSmm, 6DEG | 1154.0155 | Standalone | DE0504821 | As per HSA registered indication(s)
Orthopaedics | Spine - Thoracolumbar (TL) and sacral surgery | TL interbody cage | TL interbody core - Integrated | GLOBUS MEDICAL | ELSA ATP Spacer 20 x 55mm,10-17mm | 1154.0455 | Standalone | DE0504821 | As per HSA registered indication(s)
Orthopaedics | Spine - Thoracolumbar (TL) and sacral surgery | TL interbody cage | TL interbody core - Integrated | GLOBUS MEDICAL | ELSA ATP Spacer 20 x 55mm,10-17mm, 10DEG | 1154.0555 | Standalone | DE0504821 | As per HSA registered indication(s)
Orthopaedics | Spine - Thoracolumbar (TL) and sacral surgery | TL interbody cage | TL interbody core - Integrated | GLOBUS MEDICAL | ELSA ATP Spacer 20 x 60mm, 7-14mm | 1154.0060 | Standalone | DE0504821 | As per HSA registered indication(s)
Orthopaedics | Spine - Thoracolumbar (TL) and sacral surgery | TL interbody cage | TL interbody core - Integrated | GLOBUS MEDICAL | ELSA ATP Spacer 20 x 60mm, 8-lSmm, 6DEG | 1154.0160 | Standalone | DE0504821 | As per HSA registered indication(s)
Orthopaedics | Spine - Thoracolumbar (TL) and sacral surgery | TL interbody cage | TL interbody core - Integrated | GLOBUS MEDICAL | ELSA ATP Spacer 20 x 60mm,10-17mm | 1154.0460 | Standalone | DE0504821 | As per HSA registered indication(s)
Orthopaedics | Spine - Thoracolumbar (TL) and sacral surgery | TL interbody cage | TL interbody core - Integrated | GLOBUS MEDICAL | ELSA ATP Spacer 20 x 60mm,10-17mm, 10DEG | 1154.0560 | Standalone | DE0504821 | As per HSA registered indication(s)
Orthopaedics | Spine - Thoracolumbar (TL) and sacral surgery | TL interbody cage | TL interbody core - Integrated | GLOBUS MEDICAL | ELSA ATP Spacer 20 x 65mm, 7-14mm | 1154.0065 | Standalone | DE0504821 | As per HSA registered indication(s)
Orthopaedics | Spine - Thoracolumbar (TL) and sacral surgery | TL interbody cage | TL interbody core - Integrated | GLOBUS MEDICAL | ELSA ATP Spacer 20 x 65mm, 8-lSmm, 6DEG | 1154.0165 | Standalone | DE0504821 | As per HSA registered indication(s)
Orthopaedics | Spine - Thoracolumbar (TL) and sacral surgery | TL interbody cage | TL interbody core - Integrated | GLOBUS MEDICAL | ELSA ATP Spacer 20 x 65mm,10-17mm | 1154.0465 | Standalone | DE0504821 | As per HSA registered indication(s)
Orthopaedics | Spine - Thoracolumbar (TL) and sacral surgery | TL interbody cage | TL interbody core - Integrated | GLOBUS MEDICAL | ELSA ATP Spacer 20 x 65mm,10-17mm, 10DEG | 1154.0565 | Standalone | DE0504821 | As per HSA registered indication(s)
Orthopaedics | Spine - Thoracolumbar (TL) and sacral surgery | TL interbody cage | TL interbody core - Integrated | GLOBUS MEDICAL | ELSA Spacer 20 x 35mm , 11-20mm, 15-30DEG | 1122.2035 | Standalone | DE0504820 | As per HSA registered indication(s)
Orthopaedics | Spine - Thoracolumbar (TL) and sacral surgery | TL interbody cage | TL interbody core - Integrated | GLOBUS MEDICAL | ELSA Spacer 20 x 35mm, 7-14mm | 1122.0035 | Standalone | DE0504820 | As per HSA registered indication(s)
Orthopaedics | Spine - Thoracolumbar (TL) and sacral surgery | TL interbody cage | TL interbody core - Integrated | GLOBUS MEDICAL | ELSA Spacer 20 x 35mm, 8-15mm, 6DEG | 1122.0135 | Standalone | DE0504820 | As per HSA registered indication(s)
Orthopaedics | Spine - Thoracolumbar (TL) and sacral surgery | TL interbody cage | TL interbody core - Integrated | GLOBUS MEDICAL | ELSA Spacer 20 x 35mm, 8-17mm, 5-20DEG | 1122.1035 | Standalone | DE0504820 | As per HSA registered indication(s)
Orthopaedics | Spine - Thoracolumbar (TL) and sacral surgery | TL interbody cage | TL interbody core - Integrated | GLOBUS MEDICAL | ELSA Spacer 20 x 35mm,10-17mm | 1122.0435 | Standalone | DE0504820 | As per HSA registered indication(s)
Orthopaedics | Spine - Thoracolumbar (TL) and sacral surgery | TL interbody cage | TL interbody core - Integrated | GLOBUS MEDICAL | ELSA Spacer 20 x 35mm,10-17mm, 10DEG | 1122.0535 | Standalone | DE0504820 | As per HSA registered indication(s)
Orthopaedics | Spine - Thoracolumbar (TL) and sacral surgery | TL interbody cage | TL interbody core - Integrated | GLOBUS MEDICAL | ELSA Spacer 20 x 40mm, 11-20mm, 15-30DEG | 1122.2040 | Standalone | DE0504820 | As per HSA registered indication(s)
Orthopaedics | Spine - Thoracolumbar (TL) and sacral surgery | TL interbody cage | TL interbody core - Integrated | GLOBUS MEDICAL | ELSA Spacer 20 x 40mm, 7-14mm | 1122.0040 | Standalone | DE0504820 | As per HSA registered indication(s)
Orthopaedics | Spine - Thoracolumbar (TL) and sacral surgery | TL interbody cage | TL interbody core - Integrated | GLOBUS MEDICAL | ELSA Spacer 20 x 40mm, 8-15mm, 6DEG | 1122.0140 | Standalone | DE0504820 | As per HSA registered indication(s)
Orthopaedics | Spine - Thoracolumbar (TL) and sacral surgery | TL interbody cage | TL interbody core - Integrated | GLOBUS MEDICAL | ELSA Spacer 20 x 40mm, 8-17mm, 5-20DEG | 1122.1040 | Standalone | DE0504820 | As per HSA registered indication(s)
Orthopaedics | Spine - Thoracolumbar (TL) and sacral surgery | TL interbody cage | TL interbody core - Integrated | GLOBUS MEDICAL | ELSA Spacer 20 x 40mm,10-17mm | 1122.0440 | Standalone | DE0504820 | As per HSA registered indication(s)
Orthopaedics | Spine - Thoracolumbar (TL) and sacral surgery | TL interbody cage | TL interbody core - Integrated | GLOBUS MEDICAL | ELSA Spacer 20 x 40mm,10-17mm, 10DEG | 1122.0540 | Standalone | DE0504820 | As per HSA registered indication(s)
Orthopaedics | Spine - Thoracolumbar (TL) and sacral surgery | TL interbody cage | TL interbody core - Integrated | GLOBUS MEDICAL | ELSA Spacer 20 x 45mm, 11-20mm, 15-30DEG | 1122.2045 | Standalone | DE0504820 | As per HSA registered indication(s)
Orthopaedics | Spine - Thoracolumbar (TL) and sacral surgery | TL interbody cage | TL interbody core - Integrated | GLOBUS MEDICAL | ELSA Spacer 20 x 45mm, 7-14mm | 1122.0045 | Standalone | DE0504820 | As per HSA registered indication(s)
Orthopaedics | Spine - Thoracolumbar (TL) and sacral surgery | TL interbody cage | TL interbody core - Integrated | GLOBUS MEDICAL | ELSA Spacer 20 x 45mm, 8-15mm, 6DEG | 1122.0145 | Standalone | DE0504820 | As per HSA registered indication(s)
Orthopaedics | Spine - Thoracolumbar (TL) and sacral surgery | TL interbody cage | TL interbody core - Integrated | GLOBUS MEDICAL | ELSA Spacer 20 x 45mm, 8-17mm, 5-20DEG | 1122.1045 | Standalone | DE0504820 | As per HSA registered indication(s)
Orthopaedics | Spine - Thoracolumbar (TL) and sacral surgery | TL interbody cage | TL interbody core - Integrated | GLOBUS MEDICAL | ELSA Spacer 20 x 45mm,10-17mm | 1122.0445 | Standalone | DE0504820 | As per HSA registered indication(s)
Orthopaedics | Spine - Thoracolumbar (TL) and sacral surgery | TL interbody cage | TL interbody core - Integrated | GLOBUS MEDICAL | ELSA Spacer 20 x 45mm,10-17mm, 10DEG | 1122.0545 | Standalone | DE0504820 | As per HSA registered indication(s)
Orthopaedics | Spine - Thoracolumbar (TL) and sacral surgery | TL interbody cage | TL interbody core - Integrated | GLOBUS MEDICAL | ELSA Spacer 20 x 50mm, 11-20mm, 15-30DEG | 1122.2050 | Standalone | DE0504820 | As per HSA registered indication(s)
Orthopaedics | Spine - Thoracolumbar (TL) and sacral surgery | TL interbody cage | TL interbody core - Integrated | GLOBUS MEDICAL | ELSA Spacer 20 x 50mm, 7-14mm | 1122.0050 | Standalone | DE0504820 | As per HSA registered indication(s)
Orthopaedics | Spine - Thoracolumbar (TL) and sacral surgery | TL interbody cage | TL interbody core - Integrated | GLOBUS MEDICAL | ELSA Spacer 20 x 50mm, 8-15mm, 6DEG | 1122.0150 | Standalone | DE0504820 | As per HSA registered indication(s)
Orthopaedics | Spine - Thoracolumbar (TL) and sacral surgery | TL interbody cage | TL interbody core - Integrated | GLOBUS MEDICAL | ELSA Spacer 20 x 50mm, 8-17mm, 5-20DEG | 1122.1050 | Standalone | DE0504820 | As per HSA registered indication(s)
Orthopaedics | Spine - Thoracolumbar (TL) and sacral surgery | TL interbody cage | TL interbody core - Integrated | GLOBUS MEDICAL | ELSA Spacer 20 x 50mm,10-17mm | 1122.0450 | Standalone | DE0504820 | As per HSA registered indication(s)
Orthopaedics | Spine - Thoracolumbar (TL) and sacral surgery | TL interbody cage | TL interbody core - Integrated | GLOBUS MEDICAL | ELSA Spacer 20 x 50mm,10-17mm, 10DEG | 1122.0550 | Standalone | DE0504820 | As per HSA registered indication(s)
Orthopaedics | Spine - Thoracolumbar (TL) and sacral surgery | TL interbody cage | TL interbody core - Integrated | GLOBUS MEDICAL | ELSA Spacer 20 x 55mm, 11-20mm, 15-30DEG | 1122.2055 | Standalone | DE0504820 | As per HSA registered indication(s)
Orthopaedics | Spine - Thoracolumbar (TL) and sacral surgery | TL interbody cage | TL interbody core - Integrated | GLOBUS MEDICAL | ELSA Spacer 20 x 55mm, 7-14mm | 1122.0055 | Standalone | DE0504820 | As per HSA registered indication(s)
Orthopaedics | Spine - Thoracolumbar (TL) and sacral surgery | TL interbody cage | TL interbody core - Integrated | GLOBUS MEDICAL | ELSA Spacer 20 x 55mm, 8-15mm, 6DEG | 1122.0155 | Standalone | DE0504820 | As per HSA registered indication(s)
Orthopaedics | Spine - Thoracolumbar (TL) and sacral surgery | TL interbody cage | TL interbody core - Integrated | GLOBUS MEDICAL | ELSA Spacer 20 x 55mm, 8-17mm, 5-20DEG | 1122.1055 | Standalone | DE0504820 | As per HSA registered indication(s)
Orthopaedics | Spine - Thoracolumbar (TL) and sacral surgery | TL interbody cage | TL interbody core - Integrated | GLOBUS MEDICAL | ELSA Spacer 20 x 55mm,10-17mm | 1122.0455 | Standalone | DE0504820 | As per HSA registered indication(s)
Orthopaedics | Spine - Thoracolumbar (TL) and sacral surgery | TL interbody cage | TL interbody core - Integrated | GLOBUS MEDICAL | ELSA Spacer 20 x 55mm,10-17mm, 10DEG | 1122.0555 | Standalone | DE0504820 | As per HSA registered indication(s)
Orthopaedics | Spine - Thoracolumbar (TL) and sacral surgery | TL interbody cage | TL interbody core - Integrated | GLOBUS MEDICAL | ELSA Spacer 20 x 60mm, 11-20mm, 15-30DEG | 1122.2060 | Standalone | DE0504820 | As per HSA registered indication(s)
Orthopaedics | Spine - Thoracolumbar (TL) and sacral surgery | TL interbody cage | TL interbody core - Integrated | GLOBUS MEDICAL | ELSA Spacer 20 x 60mm, 7-14mm | 1122.0060 | Standalone | DE0504820 | As per HSA registered indication(s)
Orthopaedics | Spine - Thoracolumbar (TL) and sacral surgery | TL interbody cage | TL interbody core - Integrated | GLOBUS MEDICAL | ELSA Spacer 20 x 60mm, 8-15mm, 6DEG | 1122.0160 | Standalone | DE0504820 | As per HSA registered indication(s)
Orthopaedics | Spine - Thoracolumbar (TL) and sacral surgery | TL interbody cage | TL interbody core - Integrated | GLOBUS MEDICAL | ELSA Spacer 20 x 60mm, 8-17mm, 5-20DEG | 1122.1060 | Standalone | DE0504820 | As per HSA registered indication(s)
Orthopaedics | Spine - Thoracolumbar (TL) and sacral surgery | TL interbody cage | TL interbody core - Integrated | GLOBUS MEDICAL | ELSA Spacer 20 x 60mm,10-17mm | 1122.0460 | Standalone | DE0504820 | As per HSA registered indication(s)
Orthopaedics | Spine - Thoracolumbar (TL) and sacral surgery | TL interbody cage | TL interbody core - Integrated | GLOBUS MEDICAL | ELSA Spacer 20 x 60mm,10-17mm, 10DEG | 1122.0560 | Standalone | DE0504820 | As per HSA registered indication(s)
Orthopaedics | Spine - Thoracolumbar (TL) and sacral surgery | TL interbody cage | TL interbody core - Integrated | GLOBUS MEDICAL | ELSA Spacer 20 x 65mm, 11-20mm, 15-30DEG | 1122.2065 | Standalone | DE0504820 | As per HSA registered indication(s)
Orthopaedics | Spine - Thoracolumbar (TL) and sacral surgery | TL interbody cage | TL interbody core - Integrated | GLOBUS MEDICAL | ELSA Spacer 20 x 65mm, 7-14mm | 1122.0065 | Standalone | DE0504820 | As per HSA registered indication(s)
Orthopaedics | Spine - Thoracolumbar (TL) and sacral surgery | TL interbody cage | TL interbody core - Integrated | GLOBUS MEDICAL | ELSA Spacer 20 x 65mm, 8-15mm, 6DEG | 1122.0165 | Standalone | DE0504820 | As per HSA registered indication(s)
Orthopaedics | Spine - Thoracolumbar (TL) and sacral surgery | TL interbody cage | TL interbody core - Integrated | GLOBUS MEDICAL | ELSA Spacer 20 x 65mm, 8-17mm, 5-20DEG | 1122.1065 | Standalone | DE0504820 | As per HSA registered indication(s)
Orthopaedics | Spine - Thoracolumbar (TL) and sacral surgery | TL interbody cage | TL interbody core - Integrated | GLOBUS MEDICAL | ELSA Spacer 20 x 65mm,10-17mm | 1122.0465 | Standalone | DE0504820 | As per HSA registered indication(s)
Orthopaedics | Spine - Thoracolumbar (TL) and sacral surgery | TL interbody cage | TL interbody core - Integrated | GLOBUS MEDICAL | ELSA Spacer 20 x 65mm,10-17mm, 10DEG | 1122.0565 | Standalone | DE0504820 | As per HSA registered indication(s)
Orthopaedics | Spine - Occipito-cervical (OC) surgery | Cervical vertebral body replacement (VBR) | Cervical VBR endplate | MEDTRONIC | End Cap 13mm, 15DEG | 4360135 | Standalone | DE0504103 | As per HSA registered indication(s)
Orthopaedics | Spine - Occipito-cervical (OC) surgery | Cervical vertebral body replacement (VBR) | Cervical VBR endplate | MEDTRONIC | End Cap 13mm, 8DEG | 4360138 | Standalone | DE0504103 | As per HSA registered indication(s)
Orthopaedics | Spine - Occipito-cervical (OC) surgery | Cervical vertebral body replacement (VBR) | Cervical VBR endplate | MEDTRONIC | End Cap 13mm, 8DEG (sterile) | 4361138 | Standalone | DE0504103 | As per HSA registered indication(s)
Orthopaedics | Spine - Thoracolumbar (TL) and sacral surgery | TL vertebral body replacement (VBR) | TL VBR endplate | MEDTRONIC | End Cap 16mm, 0DEG | 4360160 | Standalone | DE0504103 | As per HSA registered indication(s)
Orthopaedics | Spine - Thoracolumbar (TL) and sacral surgery | TL vertebral body replacement (VBR) | TL VBR endplate | MEDTRONIC | End Cap 16mm, 0DEG (sterile) | 4361160 | Standalone | DE0504103 | As per HSA registered indication(s)
Orthopaedics | Spine - Thoracolumbar (TL) and sacral surgery | TL vertebral body replacement (VBR) | TL VBR endplate | MEDTRONIC | End Cap 16mm, 15DEG | 4360165 | Standalone | DE0504103 | As per HSA registered indication(s)
Orthopaedics | Spine - Thoracolumbar (TL) and sacral surgery | TL vertebral body replacement (VBR) | TL VBR endplate | MEDTRONIC | End Cap 16mm, 8DEG | 4360168 | Standalone | DE0504103 | As per HSA registered indication(s)
Orthopaedics | Spine - Thoracolumbar (TL) and sacral surgery | TL vertebral body replacement (VBR) | TL VBR endplate | MEDTRONIC | End Cap 16mm, 8DEG (sterile) | 4361168 | Standalone | DE0504103 | As per HSA registered indication(s)
Orthopaedics | Spine - Thoracolumbar (TL) and sacral surgery | TL vertebral body replacement (VBR) | TL VBR endplate | MEDTRONIC | End Cap 20mm, 8DEG | 4360208 | Standalone | DE0504103 | As per HSA registered indication(s)
Orthopaedics | Spine - Thoracolumbar (TL) and sacral surgery | TL vertebral body replacement (VBR) | TL VBR endplate | MEDTRONIC | End Cap 20mm, 8DEG (sterile) | 4361208 | Standalone | DE0504103 | As per HSA registered indication(s)
Orthopaedics | Spine - Thoracolumbar (TL) and sacral surgery | TL vertebral body replacement (VBR) | TL VBR endplate | MEDTRONIC | End Cap 22mm, 0DEG | 4360220 | Standalone | DE0504103 | As per HSA registered indication(s)
Orthopaedics | Spine - Thoracolumbar (TL) and sacral surgery | TL vertebral body replacement (VBR) | TL VBR endplate | MEDTRONIC | End Cap 22mm, 0DEG (sterile) | 4361220 | Standalone | DE0504103 | As per HSA registered indication(s)
Orthopaedics | Spine - Thoracolumbar (TL) and sacral surgery | TL vertebral body replacement (VBR) | TL VBR endplate | MEDTRONIC | End Cap 22mm, 8DEG | 4360228 | Standalone | DE0504103 | As per HSA registered indication(s)
Orthopaedics | Spine - Thoracolumbar (TL) and sacral surgery | TL vertebral body replacement (VBR) | TL VBR endplate | MEDTRONIC | End Cap 22mm, 8DEG (sterile) | 4361228 | Standalone | DE0504103 | As per HSA registered indication(s)
Orthopaedics | Spine - Thoracolumbar (TL) and sacral surgery | TL vertebral body replacement (VBR) | TL VBR endplate | MEDTRONIC | End Cap 25mm, 8DEG | 4360258 | Standalone | DE0504103 | As per HSA registered indication(s)
Orthopaedics | Spine - Thoracolumbar (TL) and sacral surgery | TL vertebral body replacement (VBR) | TL VBR endplate | MEDTRONIC | End Cap 25mm, 8DEG (sterile) | 4361258 | Standalone | DE0504103 | As per HSA registered indication(s)
Orthopaedics | Spine - Thoracolumbar (TL) and sacral surgery | TL vertebral body replacement (VBR) | TL VBR endplate | MEDTRONIC | End Cap 30mm, 0DEG | 4360300 | Standalone | DE0504103 | As per HSA registered indication(s)
Orthopaedics | Spine - Thoracolumbar (TL) and sacral surgery | TL vertebral body replacement (VBR) | TL VBR endplate | MEDTRONIC | End Cap 30mm, 0DEG (sterile) | 4361300 | Standalone | DE0504103 | As per HSA registered indication(s)
Orthopaedics | Spine - Thoracolumbar (TL) and sacral surgery | TL vertebral body replacement (VBR) | TL VBR endplate | MEDTRONIC | End Cap 30mm, 8DEG | 4360308 | Standalone | DE0504103 | As per HSA registered indication(s)
Orthopaedics | Spine - Thoracolumbar (TL) and sacral surgery | TL vertebral body replacement (VBR) | TL VBR endplate | MEDTRONIC | End Cap 30mm, 8DEG (sterile) | 4361308 | Standalone | DE0504103 | As per HSA registered indication(s)
Orthopaedics | Spine - Thoracolumbar (TL) and sacral surgery | TL vertebral body replacement (VBR) | TL VBR endplate | MEDTRONIC | END CAP 9401304 13MM 4 DEGREE (FOC) | 9401304 | Standalone | DE0018836 | As per HSA registered indication(s)
Orthopaedics | Spine - Thoracolumbar (TL) and sacral surgery | TL vertebral body replacement (VBR) | TL VBR endplate | MEDTRONIC | END CAP 9401308 13MM 8 DEGREE (FOC) | 9401308 | Standalone | DE0018836 | As per HSA registered indication(s)
Orthopaedics | Spine - Thoracolumbar (TL) and sacral surgery | TL vertebral body replacement (VBR) | TL VBR endplate | MEDTRONIC | END CAP 9401315 13MM 15 DEGREE (FOC) | 9401315 | Standalone | DE0018836 | As per HSA registered indication(s)
Orthopaedics | Spine - Thoracolumbar (TL) and sacral surgery | TL vertebral body replacement (VBR) | TL VBR endplate | MEDTRONIC | END CAP 9401604 16MM 4 DEGREE (FOC) | 9401604 | Standalone | DE0018836 | As per HSA registered indication(s)
Orthopaedics | Spine - Thoracolumbar (TL) and sacral surgery | TL vertebral body replacement (VBR) | TL VBR endplate | MEDTRONIC | END CAP 9401608 16MM 8 DEGREE (FOC) | 9401608 | Standalone | DE0018836 | As per HSA registered indication(s)
Orthopaedics | Spine - Thoracolumbar (TL) and sacral surgery | TL vertebral body replacement (VBR) | TL VBR endplate | MEDTRONIC | END CAP 9401615 16MM 15 DEGREE (FOC) | 9401615 | Standalone | DE0018836 | As per HSA registered indication(s)
Orthopaedics | Spine - Thoracolumbar (TL) and sacral surgery | TL vertebral body replacement (VBR) | TL VBR endplate | MEDTRONIC | END CAP 9401904 19MM 4 DEGREE (FOC) | 9401904 | Standalone | DE0018836 | As per HSA registered indication(s)
Orthopaedics | Spine - Thoracolumbar (TL) and sacral surgery | TL vertebral body replacement (VBR) | TL VBR endplate | MEDTRONIC | END CAP 9401908 19MM 8 DEGREE (FOC) | 9401908 | Standalone | DE0018836 | As per HSA registered indication(s)
Orthopaedics | Spine - Thoracolumbar (TL) and sacral surgery | TL vertebral body replacement (VBR) | TL VBR endplate | MEDTRONIC | END CAP 9401915 19MM 15 DEGREE (FOC) | 9401915 | Standalone | DE0018836 | As per HSA registered indication(s)
Orthopaedics | Spine - Thoracolumbar (TL) and sacral surgery | TL vertebral body replacement (VBR) | TL VBR endplate | MEDTRONIC | END CAP 9402204 22MM 4 DEGREE (FOC) | 9402204 | Standalone | DE0018836 | As per HSA registered indication(s)
Orthopaedics | Spine - Thoracolumbar (TL) and sacral surgery | TL vertebral body replacement (VBR) | TL VBR endplate | MEDTRONIC | END CAP 9402208 22MM 8 DEGREE (FOC) | 9402208 | Standalone | DE0018836 | As per HSA registered indication(s)
Orthopaedics | Spine - Thoracolumbar (TL) and sacral surgery | TL vertebral body replacement (VBR) | TL VBR endplate | MEDTRONIC | END CAP 9402215 22MM 15 DEGREE (FOC) | 9402215 | Standalone | DE0018836 | As per HSA registered indication(s)
Orthopaedics | Spine - Thoracolumbar (TL) and sacral surgery | TL vertebral body replacement (VBR) | TL VBR endplate | MEDTRONIC | END CAP 9402504 25MM 4 DEGREE (FOC) | 9402504 | Standalone | DE0018836 | As per HSA registered indication(s)
Orthopaedics | Spine - Thoracolumbar (TL) and sacral surgery | TL vertebral body replacement (VBR) | TL VBR endplate | MEDTRONIC | END CAP 9402508 25MM 8 DEGREE (FOC) | 9402508 | Standalone | DE0018836 | As per HSA registered indication(s)
Orthopaedics | Spine - Thoracolumbar (TL) and sacral surgery | TL vertebral body replacement (VBR) | TL VBR endplate | MEDTRONIC | END CAP 9402515 25MM 15 DEGREE (FOC) | 9402515 | Standalone | DE0018836 | As per HSA registered indication(s)
Orthopaedics | Spine - Thoracolumbar (TL) and sacral surgery | TL mesh cage | TL mesh cage fixation accessories | MEDTRONIC | End Cap Screw | 905-800 | Standalone | DE0000757 | As per HSA registered indication(s)
Orthopaedics | Spine - Thoracolumbar (TL) and sacral surgery | TL and sacral fusion and fixation implant | TL pedicle screw - Shank, tulip | K2M | Everest Degenerative Spinal System 4.5 mm Polyaxial Screw Length 30 mm | 2911-04530 | Standalone | DE0016948 | As per HSA registered indication(s) except for radiolucent implants which should be used as follows:  in patients with primary or metastatic spinal tumours who would benefit from post-operative high dose high precision beam therapy upon appropriate and stringent patient selection;  Patient selection should be done via standardised assessment such as the neurological-oncological-mechanical systemic (NOMS) framework; and  The assessment should be carried out by a multidisciplinary team (MDT), which may be inclusive of, but not limited to, radiation oncologists, spine surgeons and interventional radiologists, among others.
Orthopaedics | Spine - Thoracolumbar (TL) and sacral surgery | TL and sacral fusion and fixation implant | TL pedicle screw - Shank, tulip | K2M | Everest Degenerative Spinal System 4.5 mm Polyaxial Screw Length 35 mm | 2911-04535 | Standalone | DE0016948 | As per HSA registered indication(s) except for radiolucent implants which should be used as follows:  in patients with primary or metastatic spinal tumours who would benefit from post-operative high dose high precision beam therapy upon appropriate and stringent patient selection;  Patient selection should be done via standardised assessment such as the neurological-oncological-mechanical systemic (NOMS) framework; and  The assessment should be carried out by a multidisciplinary team (MDT), which may be inclusive of, but not limited to, radiation oncologists, spine surgeons and interventional radiologists, among others.
Orthopaedics | Spine - Thoracolumbar (TL) and sacral surgery | TL and sacral fusion and fixation implant | TL pedicle screw - Shank, tulip | K2M | Everest Degenerative Spinal System 4.5 mm Polyaxial Screw Length 40 mm | 2911-04540 | Standalone | DE0016948 | As per HSA registered indication(s) except for radiolucent implants which should be used as follows:  in patients with primary or metastatic spinal tumours who would benefit from post-operative high dose high precision beam therapy upon appropriate and stringent patient selection;  Patient selection should be done via standardised assessment such as the neurological-oncological-mechanical systemic (NOMS) framework; and  The assessment should be carried out by a multidisciplinary team (MDT), which may be inclusive of, but not limited to, radiation oncologists, spine surgeons and interventional radiologists, among others.
Orthopaedics | Spine - Thoracolumbar (TL) and sacral surgery | TL and sacral fusion and fixation implant | TL pedicle screw - Shank, tulip | K2M | Everest Degenerative Spinal System 4.5 mm Polyaxial Screw Length 45 mm | 2911-04545 | Standalone | DE0016948 | As per HSA registered indication(s) except for radiolucent implants which should be used as follows:  in patients with primary or metastatic spinal tumours who would benefit from post-operative high dose high precision beam therapy upon appropriate and stringent patient selection;  Patient selection should be done via standardised assessment such as the neurological-oncological-mechanical systemic (NOMS) framework; and  The assessment should be carried out by a multidisciplinary team (MDT), which may be inclusive of, but not limited to, radiation oncologists, spine surgeons and interventional radiologists, among others.
Orthopaedics | Spine - Thoracolumbar (TL) and sacral surgery | TL and sacral fusion and fixation implant | TL rod | K2M | Everest Degenerative Spinal System 5.5 mm Contoured Rods Length 100 mm | 101-655100 | Standalone | DE0016947 | As per HSA registered indication(s) except for radiolucent implants which should be used as follows:  in patients with primary or metastatic spinal tumours who would benefit from post-operative high dose high precision beam therapy upon appropriate and stringent patient selection;  Patient selection should be done via standardised assessment such as the neurological-oncological-mechanical systemic (NOMS) framework; and  The assessment should be carried out by a multidisciplinary team (MDT), which may be inclusive of, but not limited to, radiation oncologists, spine surgeons and interventional radiologists, among others.
Orthopaedics | Spine - Thoracolumbar (TL) and sacral surgery | TL and sacral fusion and fixation implant | TL rod | K2M | Everest Degenerative Spinal System 5.5 mm Contoured Rods Length 110 mm | 101-655110 | Standalone | DE0016947 | As per HSA registered indication(s) except for radiolucent implants which should be used as follows:  in patients with primary or metastatic spinal tumours who would benefit from post-operative high dose high precision beam therapy upon appropriate and stringent patient selection;  Patient selection should be done via standardised assessment such as the neurological-oncological-mechanical systemic (NOMS) framework; and  The assessment should be carried out by a multidisciplinary team (MDT), which may be inclusive of, but not limited to, radiation oncologists, spine surgeons and interventional radiologists, among others.
Orthopaedics | Spine - Thoracolumbar (TL) and sacral surgery | TL and sacral fusion and fixation implant | TL rod | K2M | Everest Degenerative Spinal System 5.5 mm Contoured Rods Length 125 mm | 101-655125 | Standalone | DE0016947 | As per HSA registered indication(s) except for radiolucent implants which should be used as follows:  in patients with primary or metastatic spinal tumours who would benefit from post-operative high dose high precision beam therapy upon appropriate and stringent patient selection;  Patient selection should be done via standardised assessment such as the neurological-oncological-mechanical systemic (NOMS) framework; and  The assessment should be carried out by a multidisciplinary team (MDT), which may be inclusive of, but not limited to, radiation oncologists, spine surgeons and interventional radiologists, among others.
Orthopaedics | Spine - Thoracolumbar (TL) and sacral surgery | TL and sacral fusion and fixation implant | TL rod | K2M | Everest Degenerative Spinal System 5.5 mm Contoured Rods Length 150 mm | 101-655150 | Standalone | DE0016947 | As per HSA registered indication(s) except for radiolucent implants which should be used as follows:  in patients with primary or metastatic spinal tumours who would benefit from post-operative high dose high precision beam therapy upon appropriate and stringent patient selection;  Patient selection should be done via standardised assessment such as the neurological-oncological-mechanical systemic (NOMS) framework; and  The assessment should be carried out by a multidisciplinary team (MDT), which may be inclusive of, but not limited to, radiation oncologists, spine surgeons and interventional radiologists, among others.
Orthopaedics | Spine - Thoracolumbar (TL) and sacral surgery | TL and sacral fusion and fixation implant | TL rod | K2M | Everest Degenerative Spinal System 5.5 mm Contoured Rods Length 35 mm | 101-65535 | Standalone | DE0016947 | As per HSA registered indication(s) except for radiolucent implants which should be used as follows:  in patients with primary or metastatic spinal tumours who would benefit from post-operative high dose high precision beam therapy upon appropriate and stringent patient selection;  Patient selection should be done via standardised assessment such as the neurological-oncological-mechanical systemic (NOMS) framework; and  The assessment should be carried out by a multidisciplinary team (MDT), which may be inclusive of, but not limited to, radiation oncologists, spine surgeons and interventional radiologists, among others.
Orthopaedics | Spine - Thoracolumbar (TL) and sacral surgery | TL and sacral fusion and fixation implant | TL rod | K2M | Everest Degenerative Spinal System 5.5 mm Contoured Rods Length 40 mm | 101-65540 | Standalone | DE0016947 | As per HSA registered indication(s) except for radiolucent implants which should be used as follows:  in patients with primary or metastatic spinal tumours who would benefit from post-operative high dose high precision beam therapy upon appropriate and stringent patient selection;  Patient selection should be done via standardised assessment such as the neurological-oncological-mechanical systemic (NOMS) framework; and  The assessment should be carried out by a multidisciplinary team (MDT), which may be inclusive of, but not limited to, radiation oncologists, spine surgeons and interventional radiologists, among others.
Orthopaedics | Spine - Thoracolumbar (TL) and sacral surgery | TL and sacral fusion and fixation implant | TL rod | K2M | Everest Degenerative Spinal System 5.5 mm Contoured Rods Length 45 mm | 101-65545 | Standalone | DE0016947 | As per HSA registered indication(s) except for radiolucent implants which should be used as follows:  in patients with primary or metastatic spinal tumours who would benefit from post-operative high dose high precision beam therapy upon appropriate and stringent patient selection;  Patient selection should be done via standardised assessment such as the neurological-oncological-mechanical systemic (NOMS) framework; and  The assessment should be carried out by a multidisciplinary team (MDT), which may be inclusive of, but not limited to, radiation oncologists, spine surgeons and interventional radiologists, among others.
Orthopaedics | Spine - Thoracolumbar (TL) and sacral surgery | TL and sacral fusion and fixation implant | TL rod | K2M | Everest Degenerative Spinal System 5.5 mm Contoured Rods Length 50 mm | 101-65550 | Standalone | DE0016947 | As per HSA registered indication(s) except for radiolucent implants which should be used as follows:  in patients with primary or metastatic spinal tumours who would benefit from post-operative high dose high precision beam therapy upon appropriate and stringent patient selection;  Patient selection should be done via standardised assessment such as the neurological-oncological-mechanical systemic (NOMS) framework; and  The assessment should be carried out by a multidisciplinary team (MDT), which may be inclusive of, but not limited to, radiation oncologists, spine surgeons and interventional radiologists, among others.
Orthopaedics | Spine - Thoracolumbar (TL) and sacral surgery | TL and sacral fusion and fixation implant | TL rod | K2M | Everest Degenerative Spinal System 5.5 mm Contoured Rods Length 55 mm | 101-65555 | Standalone | DE0016947 | As per HSA registered indication(s) except for radiolucent implants which should be used as follows:  in patients with primary or metastatic spinal tumours who would benefit from post-operative high dose high precision beam therapy upon appropriate and stringent patient selection;  Patient selection should be done via standardised assessment such as the neurological-oncological-mechanical systemic (NOMS) framework; and  The assessment should be carried out by a multidisciplinary team (MDT), which may be inclusive of, but not limited to, radiation oncologists, spine surgeons and interventional radiologists, among others.
Orthopaedics | Spine - Thoracolumbar (TL) and sacral surgery | TL and sacral fusion and fixation implant | TL rod | K2M | Everest Degenerative Spinal System 5.5 mm Contoured Rods Length 60 mm | 101-65560 | Standalone | DE0016947 | As per HSA registered indication(s) except for radiolucent implants which should be used as follows:  in patients with primary or metastatic spinal tumours who would benefit from post-operative high dose high precision beam therapy upon appropriate and stringent patient selection;  Patient selection should be done via standardised assessment such as the neurological-oncological-mechanical systemic (NOMS) framework; and  The assessment should be carried out by a multidisciplinary team (MDT), which may be inclusive of, but not limited to, radiation oncologists, spine surgeons and interventional radiologists, among others.
Orthopaedics | Spine - Thoracolumbar (TL) and sacral surgery | TL and sacral fusion and fixation implant | TL rod | K2M | Everest Degenerative Spinal System 5.5 mm Contoured Rods Length 65 mm | 101-65565 | Standalone | DE0016947 | As per HSA registered indication(s) except for radiolucent implants which should be used as follows:  in patients with primary or metastatic spinal tumours who would benefit from post-operative high dose high precision beam therapy upon appropriate and stringent patient selection;  Patient selection should be done via standardised assessment such as the neurological-oncological-mechanical systemic (NOMS) framework; and  The assessment should be carried out by a multidisciplinary team (MDT), which may be inclusive of, but not limited to, radiation oncologists, spine surgeons and interventional radiologists, among others.
Orthopaedics | Spine - Thoracolumbar (TL) and sacral surgery | TL and sacral fusion and fixation implant | TL rod | K2M | Everest Degenerative Spinal System 5.5 mm Contoured Rods Length 70 mm | 101-65570 | Standalone | DE0016947 | As per HSA registered indication(s) except for radiolucent implants which should be used as follows:  in patients with primary or metastatic spinal tumours who would benefit from post-operative high dose high precision beam therapy upon appropriate and stringent patient selection;  Patient selection should be done via standardised assessment such as the neurological-oncological-mechanical systemic (NOMS) framework; and  The assessment should be carried out by a multidisciplinary team (MDT), which may be inclusive of, but not limited to, radiation oncologists, spine surgeons and interventional radiologists, among others.
Orthopaedics | Spine - Thoracolumbar (TL) and sacral surgery | TL and sacral fusion and fixation implant | TL rod | K2M | Everest Degenerative Spinal System 5.5 mm Contoured Rods Length 75 mm | 101-65575 | Standalone | DE0016947 | As per HSA registered indication(s) except for radiolucent implants which should be used as follows:  in patients with primary or metastatic spinal tumours who would benefit from post-operative high dose high precision beam therapy upon appropriate and stringent patient selection;  Patient selection should be done via standardised assessment such as the neurological-oncological-mechanical systemic (NOMS) framework; and  The assessment should be carried out by a multidisciplinary team (MDT), which may be inclusive of, but not limited to, radiation oncologists, spine surgeons and interventional radiologists, among others.
Orthopaedics | Spine - Thoracolumbar (TL) and sacral surgery | TL and sacral fusion and fixation implant | TL rod | K2M | Everest Degenerative Spinal System 5.5 mm Contoured Rods Length 80 mm | 101-65580 | Standalone | DE0016947 | As per HSA registered indication(s) except for radiolucent implants which should be used as follows:  in patients with primary or metastatic spinal tumours who would benefit from post-operative high dose high precision beam therapy upon appropriate and stringent patient selection;  Patient selection should be done via standardised assessment such as the neurological-oncological-mechanical systemic (NOMS) framework; and  The assessment should be carried out by a multidisciplinary team (MDT), which may be inclusive of, but not limited to, radiation oncologists, spine surgeons and interventional radiologists, among others.
Orthopaedics | Spine - Thoracolumbar (TL) and sacral surgery | TL and sacral fusion and fixation implant | TL rod | K2M | Everest Degenerative Spinal System 5.5 mm Contoured Rods Length 85 mm | 101-65585 | Standalone | DE0016947 | As per HSA registered indication(s) except for radiolucent implants which should be used as follows:  in patients with primary or metastatic spinal tumours who would benefit from post-operative high dose high precision beam therapy upon appropriate and stringent patient selection;  Patient selection should be done via standardised assessment such as the neurological-oncological-mechanical systemic (NOMS) framework; and  The assessment should be carried out by a multidisciplinary team (MDT), which may be inclusive of, but not limited to, radiation oncologists, spine surgeons and interventional radiologists, among others.
Orthopaedics | Spine - Thoracolumbar (TL) and sacral surgery | TL and sacral fusion and fixation implant | TL rod | K2M | Everest Degenerative Spinal System 5.5 mm Contoured Rods Length 90 mm | 101-65590 | Standalone | DE0016947 | As per HSA registered indication(s) except for radiolucent implants which should be used as follows:  in patients with primary or metastatic spinal tumours who would benefit from post-operative high dose high precision beam therapy upon appropriate and stringent patient selection;  Patient selection should be done via standardised assessment such as the neurological-oncological-mechanical systemic (NOMS) framework; and  The assessment should be carried out by a multidisciplinary team (MDT), which may be inclusive of, but not limited to, radiation oncologists, spine surgeons and interventional radiologists, among others.
Orthopaedics | Spine - Thoracolumbar (TL) and sacral surgery | TL and sacral fusion and fixation implant | TL rod | K2M | Everest Degenerative Spinal System 5.5 mm Contoured Rods Length 95 mm | 101-65595 | Standalone | DE0016947 | As per HSA registered indication(s) except for radiolucent implants which should be used as follows:  in patients with primary or metastatic spinal tumours who would benefit from post-operative high dose high precision beam therapy upon appropriate and stringent patient selection;  Patient selection should be done via standardised assessment such as the neurological-oncological-mechanical systemic (NOMS) framework; and  The assessment should be carried out by a multidisciplinary team (MDT), which may be inclusive of, but not limited to, radiation oncologists, spine surgeons and interventional radiologists, among others.
Orthopaedics | Spine - Thoracolumbar (TL) and sacral surgery | TL and sacral fusion and fixation implant | TL pedicle screw - Shank, tulip | K2M | Everest Degenerative Spinal System 5.5 mm Polyaxial Screw Everest 35 mm | 2911-05535 | Standalone | DE0016948 | As per HSA registered indication(s) except for radiolucent implants which should be used as follows:  in patients with primary or metastatic spinal tumours who would benefit from post-operative high dose high precision beam therapy upon appropriate and stringent patient selection;  Patient selection should be done via standardised assessment such as the neurological-oncological-mechanical systemic (NOMS) framework; and  The assessment should be carried out by a multidisciplinary team (MDT), which may be inclusive of, but not limited to, radiation oncologists, spine surgeons and interventional radiologists, among others.
Orthopaedics | Spine - Thoracolumbar (TL) and sacral surgery | TL and sacral fusion and fixation implant | TL pedicle screw - Shank, tulip | K2M | Everest Degenerative Spinal System 5.5 mm Polyaxial Screw Length 30 mm | 2911-05530 | Standalone | DE0016948 | As per HSA registered indication(s) except for radiolucent implants which should be used as follows:  in patients with primary or metastatic spinal tumours who would benefit from post-operative high dose high precision beam therapy upon appropriate and stringent patient selection;  Patient selection should be done via standardised assessment such as the neurological-oncological-mechanical systemic (NOMS) framework; and  The assessment should be carried out by a multidisciplinary team (MDT), which may be inclusive of, but not limited to, radiation oncologists, spine surgeons and interventional radiologists, among others.
Orthopaedics | Spine - Thoracolumbar (TL) and sacral surgery | TL and sacral fusion and fixation implant | TL pedicle screw - Shank, tulip | K2M | Everest Degenerative Spinal System 5.5 mm Polyaxial Screw Length 40 mm | 2911-05540 | Standalone | DE0016948 | As per HSA registered indication(s) except for radiolucent implants which should be used as follows:  in patients with primary or metastatic spinal tumours who would benefit from post-operative high dose high precision beam therapy upon appropriate and stringent patient selection;  Patient selection should be done via standardised assessment such as the neurological-oncological-mechanical systemic (NOMS) framework; and  The assessment should be carried out by a multidisciplinary team (MDT), which may be inclusive of, but not limited to, radiation oncologists, spine surgeons and interventional radiologists, among others.
Orthopaedics | Spine - Thoracolumbar (TL) and sacral surgery | TL and sacral fusion and fixation implant | TL pedicle screw - Shank, tulip | K2M | Everest Degenerative Spinal System 5.5 mm Polyaxial Screw Length 45 mm | 2911-05545 | Standalone | DE0016948 | As per HSA registered indication(s) except for radiolucent implants which should be used as follows:  in patients with primary or metastatic spinal tumours who would benefit from post-operative high dose high precision beam therapy upon appropriate and stringent patient selection;  Patient selection should be done via standardised assessment such as the neurological-oncological-mechanical systemic (NOMS) framework; and  The assessment should be carried out by a multidisciplinary team (MDT), which may be inclusive of, but not limited to, radiation oncologists, spine surgeons and interventional radiologists, among others.
Orthopaedics | Spine - Thoracolumbar (TL) and sacral surgery | TL and sacral fusion and fixation implant | TL pedicle screw - Shank, tulip | K2M | Everest Degenerative Spinal System 5.5 mm Polyaxial Screw Length 50 mm | 2911-05550 | Standalone | DE0016948 | As per HSA registered indication(s) except for radiolucent implants which should be used as follows:  in patients with primary or metastatic spinal tumours who would benefit from post-operative high dose high precision beam therapy upon appropriate and stringent patient selection;  Patient selection should be done via standardised assessment such as the neurological-oncological-mechanical systemic (NOMS) framework; and  The assessment should be carried out by a multidisciplinary team (MDT), which may be inclusive of, but not limited to, radiation oncologists, spine surgeons and interventional radiologists, among others.
Orthopaedics | Spine - Thoracolumbar (TL) and sacral surgery | TL and sacral fusion and fixation implant | TL pedicle screw - Shank, tulip | K2M | Everest Degenerative Spinal System 5.5 mm Polyaxial Screw Length 55 mm | 2911-05555 | Standalone | DE0016948 | As per HSA registered indication(s) except for radiolucent implants which should be used as follows:  in patients with primary or metastatic spinal tumours who would benefit from post-operative high dose high precision beam therapy upon appropriate and stringent patient selection;  Patient selection should be done via standardised assessment such as the neurological-oncological-mechanical systemic (NOMS) framework; and  The assessment should be carried out by a multidisciplinary team (MDT), which may be inclusive of, but not limited to, radiation oncologists, spine surgeons and interventional radiologists, among others.
Orthopaedics | Spine - Thoracolumbar (TL) and sacral surgery | TL and sacral fusion and fixation implant | TL pedicle screw - Shank, tulip | K2M | Everest Degenerative Spinal System 5.5 mm Polyaxial Screw Length 60 mm | 2911-05560 | Standalone | DE0016948 | As per HSA registered indication(s) except for radiolucent implants which should be used as follows:  in patients with primary or metastatic spinal tumours who would benefit from post-operative high dose high precision beam therapy upon appropriate and stringent patient selection;  Patient selection should be done via standardised assessment such as the neurological-oncological-mechanical systemic (NOMS) framework; and  The assessment should be carried out by a multidisciplinary team (MDT), which may be inclusive of, but not limited to, radiation oncologists, spine surgeons and interventional radiologists, among others.
Orthopaedics | Spine - Thoracolumbar (TL) and sacral surgery | TL and sacral fusion and fixation implant | TL rod | K2M | Everest Degenerative Spinal System 5.5 mm Straight Rods Length 100 mm | 101-555100 | Standalone | DE0016947 | As per HSA registered indication(s) except for radiolucent implants which should be used as follows:  in patients with primary or metastatic spinal tumours who would benefit from post-operative high dose high precision beam therapy upon appropriate and stringent patient selection;  Patient selection should be done via standardised assessment such as the neurological-oncological-mechanical systemic (NOMS) framework; and  The assessment should be carried out by a multidisciplinary team (MDT), which may be inclusive of, but not limited to, radiation oncologists, spine surgeons and interventional radiologists, among others.
Orthopaedics | Spine - Thoracolumbar (TL) and sacral surgery | TL and sacral fusion and fixation implant | TL rod | K2M | Everest Degenerative Spinal System 5.5 mm Straight Rods Length 120 mm | 101-555120 | Standalone | DE0016947 | As per HSA registered indication(s) except for radiolucent implants which should be used as follows:  in patients with primary or metastatic spinal tumours who would benefit from post-operative high dose high precision beam therapy upon appropriate and stringent patient selection;  Patient selection should be done via standardised assessment such as the neurological-oncological-mechanical systemic (NOMS) framework; and  The assessment should be carried out by a multidisciplinary team (MDT), which may be inclusive of, but not limited to, radiation oncologists, spine surgeons and interventional radiologists, among others.
Orthopaedics | Spine - Thoracolumbar (TL) and sacral surgery | TL and sacral fusion and fixation implant | TL rod | K2M | Everest Degenerative Spinal System 5.5 mm Straight Rods Length 150 mm | 101-555150 | Standalone | DE0016947 | As per HSA registered indication(s) except for radiolucent implants which should be used as follows:  in patients with primary or metastatic spinal tumours who would benefit from post-operative high dose high precision beam therapy upon appropriate and stringent patient selection;  Patient selection should be done via standardised assessment such as the neurological-oncological-mechanical systemic (NOMS) framework; and  The assessment should be carried out by a multidisciplinary team (MDT), which may be inclusive of, but not limited to, radiation oncologists, spine surgeons and interventional radiologists, among others.
Orthopaedics | Spine - Thoracolumbar (TL) and sacral surgery | TL and sacral fusion and fixation implant | TL rod | K2M | Everest Degenerative Spinal System 5.5 mm Straight Rods Length 200 mm | 101-555200 | Standalone | DE0016947 | As per HSA registered indication(s) except for radiolucent implants which should be used as follows:  in patients with primary or metastatic spinal tumours who would benefit from post-operative high dose high precision beam therapy upon appropriate and stringent patient selection;  Patient selection should be done via standardised assessment such as the neurological-oncological-mechanical systemic (NOMS) framework; and  The assessment should be carried out by a multidisciplinary team (MDT), which may be inclusive of, but not limited to, radiation oncologists, spine surgeons and interventional radiologists, among others.
Orthopaedics | Spine - Thoracolumbar (TL) and sacral surgery | TL and sacral fusion and fixation implant | TL rod | K2M | Everest Degenerative Spinal System 5.5 mm Straight Rods Length 90 mm | 101-55590 | Standalone | DE0016947 | As per HSA registered indication(s) except for radiolucent implants which should be used as follows:  in patients with primary or metastatic spinal tumours who would benefit from post-operative high dose high precision beam therapy upon appropriate and stringent patient selection;  Patient selection should be done via standardised assessment such as the neurological-oncological-mechanical systemic (NOMS) framework; and  The assessment should be carried out by a multidisciplinary team (MDT), which may be inclusive of, but not limited to, radiation oncologists, spine surgeons and interventional radiologists, among others.
Orthopaedics | Spine - Thoracolumbar (TL) and sacral surgery | TL and sacral fusion and fixation implant | TL pedicle screw - Shank, tulip | K2M | Everest Degenerative Spinal System 6.5 mm Polyaxial Screw Length 30 mm | 2911-06530 | Standalone | DE0016948 | As per HSA registered indication(s) except for radiolucent implants which should be used as follows:  in patients with primary or metastatic spinal tumours who would benefit from post-operative high dose high precision beam therapy upon appropriate and stringent patient selection;  Patient selection should be done via standardised assessment such as the neurological-oncological-mechanical systemic (NOMS) framework; and  The assessment should be carried out by a multidisciplinary team (MDT), which may be inclusive of, but not limited to, radiation oncologists, spine surgeons and interventional radiologists, among others.
Orthopaedics | Spine - Thoracolumbar (TL) and sacral surgery | TL and sacral fusion and fixation implant | TL pedicle screw - Shank, tulip | K2M | Everest Degenerative Spinal System 6.5 mm Polyaxial Screw Length 35 mm | 2911-06535 | Standalone | DE0016948 | As per HSA registered indication(s) except for radiolucent implants which should be used as follows:  in patients with primary or metastatic spinal tumours who would benefit from post-operative high dose high precision beam therapy upon appropriate and stringent patient selection;  Patient selection should be done via standardised assessment such as the neurological-oncological-mechanical systemic (NOMS) framework; and  The assessment should be carried out by a multidisciplinary team (MDT), which may be inclusive of, but not limited to, radiation oncologists, spine surgeons and interventional radiologists, among others.
Orthopaedics | Spine - Thoracolumbar (TL) and sacral surgery | TL and sacral fusion and fixation implant | TL pedicle screw - Shank, tulip | K2M | Everest Degenerative Spinal System 6.5 mm Polyaxial Screw Length 40 mm | 2911-06540 | Standalone | DE0016948 | As per HSA registered indication(s) except for radiolucent implants which should be used as follows:  in patients with primary or metastatic spinal tumours who would benefit from post-operative high dose high precision beam therapy upon appropriate and stringent patient selection;  Patient selection should be done via standardised assessment such as the neurological-oncological-mechanical systemic (NOMS) framework; and  The assessment should be carried out by a multidisciplinary team (MDT), which may be inclusive of, but not limited to, radiation oncologists, spine surgeons and interventional radiologists, among others.
Orthopaedics | Spine - Thoracolumbar (TL) and sacral surgery | TL and sacral fusion and fixation implant | TL pedicle screw - Shank, tulip | K2M | Everest Degenerative Spinal System 6.5 mm Polyaxial Screw Length 45 mm | 2911-06545 | Standalone | DE0016948 | As per HSA registered indication(s) except for radiolucent implants which should be used as follows:  in patients with primary or metastatic spinal tumours who would benefit from post-operative high dose high precision beam therapy upon appropriate and stringent patient selection;  Patient selection should be done via standardised assessment such as the neurological-oncological-mechanical systemic (NOMS) framework; and  The assessment should be carried out by a multidisciplinary team (MDT), which may be inclusive of, but not limited to, radiation oncologists, spine surgeons and interventional radiologists, among others.
Orthopaedics | Spine - Thoracolumbar (TL) and sacral surgery | TL and sacral fusion and fixation implant | TL pedicle screw - Shank, tulip | K2M | Everest Degenerative Spinal System 6.5 mm Polyaxial Screw Length 50 mm | 2911-06550 | Standalone | DE0016948 | As per HSA registered indication(s) except for radiolucent implants which should be used as follows:  in patients with primary or metastatic spinal tumours who would benefit from post-operative high dose high precision beam therapy upon appropriate and stringent patient selection;  Patient selection should be done via standardised assessment such as the neurological-oncological-mechanical systemic (NOMS) framework; and  The assessment should be carried out by a multidisciplinary team (MDT), which may be inclusive of, but not limited to, radiation oncologists, spine surgeons and interventional radiologists, among others.
Orthopaedics | Spine - Thoracolumbar (TL) and sacral surgery | TL and sacral fusion and fixation implant | TL pedicle screw - Shank, tulip | K2M | Everest Degenerative Spinal System 6.5 mm Polyaxial Screw Length 55 mm | 2911-06555 | Standalone | DE0016948 | As per HSA registered indication(s) except for radiolucent implants which should be used as follows:  in patients with primary or metastatic spinal tumours who would benefit from post-operative high dose high precision beam therapy upon appropriate and stringent patient selection;  Patient selection should be done via standardised assessment such as the neurological-oncological-mechanical systemic (NOMS) framework; and  The assessment should be carried out by a multidisciplinary team (MDT), which may be inclusive of, but not limited to, radiation oncologists, spine surgeons and interventional radiologists, among others.
Orthopaedics | Spine - Thoracolumbar (TL) and sacral surgery | TL and sacral fusion and fixation implant | TL pedicle screw - Shank, tulip | K2M | Everest Degenerative Spinal System 6.5 mm Polyaxial Screw Length 60 mm | 2911-06560 | Standalone | DE0016948 | As per HSA registered indication(s) except for radiolucent implants which should be used as follows:  in patients with primary or metastatic spinal tumours who would benefit from post-operative high dose high precision beam therapy upon appropriate and stringent patient selection;  Patient selection should be done via standardised assessment such as the neurological-oncological-mechanical systemic (NOMS) framework; and  The assessment should be carried out by a multidisciplinary team (MDT), which may be inclusive of, but not limited to, radiation oncologists, spine surgeons and interventional radiologists, among others.
Orthopaedics | Spine - Thoracolumbar (TL) and sacral surgery | TL and sacral fusion and fixation implant | TL pedicle screw - Shank, tulip | K2M | Everest Degenerative Spinal System 7.5 mm Polyaxial Screw Length 30 mm | 2911-07530 | Standalone | DE0016948 | As per HSA registered indication(s) except for radiolucent implants which should be used as follows:  in patients with primary or metastatic spinal tumours who would benefit from post-operative high dose high precision beam therapy upon appropriate and stringent patient selection;  Patient selection should be done via standardised assessment such as the neurological-oncological-mechanical systemic (NOMS) framework; and  The assessment should be carried out by a multidisciplinary team (MDT), which may be inclusive of, but not limited to, radiation oncologists, spine surgeons and interventional radiologists, among others.
Orthopaedics | Spine - Thoracolumbar (TL) and sacral surgery | TL and sacral fusion and fixation implant | TL pedicle screw - Shank, tulip | K2M | Everest Degenerative Spinal System 7.5 mm Polyaxial Screw Length 35 mm | 2911-07535 | Standalone | DE0016948 | As per HSA registered indication(s) except for radiolucent implants which should be used as follows:  in patients with primary or metastatic spinal tumours who would benefit from post-operative high dose high precision beam therapy upon appropriate and stringent patient selection;  Patient selection should be done via standardised assessment such as the neurological-oncological-mechanical systemic (NOMS) framework; and  The assessment should be carried out by a multidisciplinary team (MDT), which may be inclusive of, but not limited to, radiation oncologists, spine surgeons and interventional radiologists, among others.
Orthopaedics | Spine - Thoracolumbar (TL) and sacral surgery | TL and sacral fusion and fixation implant | TL pedicle screw - Shank, tulip | K2M | Everest Degenerative Spinal System 7.5 mm Polyaxial Screw Length 40 mm | 2911-07540 | Standalone | DE0016948 | As per HSA registered indication(s) except for radiolucent implants which should be used as follows:  in patients with primary or metastatic spinal tumours who would benefit from post-operative high dose high precision beam therapy upon appropriate and stringent patient selection;  Patient selection should be done via standardised assessment such as the neurological-oncological-mechanical systemic (NOMS) framework; and  The assessment should be carried out by a multidisciplinary team (MDT), which may be inclusive of, but not limited to, radiation oncologists, spine surgeons and interventional radiologists, among others.
Orthopaedics | Spine - Thoracolumbar (TL) and sacral surgery | TL and sacral fusion and fixation implant | TL pedicle screw - Shank, tulip | K2M | Everest Degenerative Spinal System 7.5 mm Polyaxial Screw Length 45 mm | 2911-07545 | Standalone | DE0016948 | As per HSA registered indication(s) except for radiolucent implants which should be used as follows:  in patients with primary or metastatic spinal tumours who would benefit from post-operative high dose high precision beam therapy upon appropriate and stringent patient selection;  Patient selection should be done via standardised assessment such as the neurological-oncological-mechanical systemic (NOMS) framework; and  The assessment should be carried out by a multidisciplinary team (MDT), which may be inclusive of, but not limited to, radiation oncologists, spine surgeons and interventional radiologists, among others.
Orthopaedics | Spine - Thoracolumbar (TL) and sacral surgery | TL and sacral fusion and fixation implant | TL pedicle screw - Shank, tulip | K2M | Everest Degenerative Spinal System 7.5 mm Polyaxial Screw Length 50 mm | 2911-07550 | Standalone | DE0016948 | As per HSA registered indication(s) except for radiolucent implants which should be used as follows:  in patients with primary or metastatic spinal tumours who would benefit from post-operative high dose high precision beam therapy upon appropriate and stringent patient selection;  Patient selection should be done via standardised assessment such as the neurological-oncological-mechanical systemic (NOMS) framework; and  The assessment should be carried out by a multidisciplinary team (MDT), which may be inclusive of, but not limited to, radiation oncologists, spine surgeons and interventional radiologists, among others.
Orthopaedics | Spine - Thoracolumbar (TL) and sacral surgery | TL and sacral fusion and fixation implant | TL pedicle screw - Shank, tulip | K2M | Everest Degenerative Spinal System 7.5 mm Polyaxial Screw Length 55 mm | 2911-07555 | Standalone | DE0016948 | As per HSA registered indication(s) except for radiolucent implants which should be used as follows:  in patients with primary or metastatic spinal tumours who would benefit from post-operative high dose high precision beam therapy upon appropriate and stringent patient selection;  Patient selection should be done via standardised assessment such as the neurological-oncological-mechanical systemic (NOMS) framework; and  The assessment should be carried out by a multidisciplinary team (MDT), which may be inclusive of, but not limited to, radiation oncologists, spine surgeons and interventional radiologists, among others.
Orthopaedics | Spine - Thoracolumbar (TL) and sacral surgery | TL and sacral fusion and fixation implant | TL pedicle screw - Shank, tulip | K2M | Everest Degenerative Spinal System 7.5 mm Polyaxial Screw Length 60 mm | 2911-07560 | Standalone | DE0016948 | As per HSA registered indication(s) except for radiolucent implants which should be used as follows:  in patients with primary or metastatic spinal tumours who would benefit from post-operative high dose high precision beam therapy upon appropriate and stringent patient selection;  Patient selection should be done via standardised assessment such as the neurological-oncological-mechanical systemic (NOMS) framework; and  The assessment should be carried out by a multidisciplinary team (MDT), which may be inclusive of, but not limited to, radiation oncologists, spine surgeons and interventional radiologists, among others.
Orthopaedics | Spine - Thoracolumbar (TL) and sacral surgery | TL and sacral fusion and fixation implant | TL pedicle screw - Shank, tulip | K2M | Everest Degenerative Spinal System 8.5 mm Polyaxial Screw Length 30 mm | 2911-08530 | Standalone | DE0016948 | As per HSA registered indication(s) except for radiolucent implants which should be used as follows:  in patients with primary or metastatic spinal tumours who would benefit from post-operative high dose high precision beam therapy upon appropriate and stringent patient selection;  Patient selection should be done via standardised assessment such as the neurological-oncological-mechanical systemic (NOMS) framework; and  The assessment should be carried out by a multidisciplinary team (MDT), which may be inclusive of, but not limited to, radiation oncologists, spine surgeons and interventional radiologists, among others.
Orthopaedics | Spine - Thoracolumbar (TL) and sacral surgery | TL and sacral fusion and fixation implant | TL pedicle screw - Shank, tulip | K2M | Everest Degenerative Spinal System 8.5 mm Polyaxial Screw Length 35 mm | 2911-08535 | Standalone | DE0016948 | As per HSA registered indication(s) except for radiolucent implants which should be used as follows:  in patients with primary or metastatic spinal tumours who would benefit from post-operative high dose high precision beam therapy upon appropriate and stringent patient selection;  Patient selection should be done via standardised assessment such as the neurological-oncological-mechanical systemic (NOMS) framework; and  The assessment should be carried out by a multidisciplinary team (MDT), which may be inclusive of, but not limited to, radiation oncologists, spine surgeons and interventional radiologists, among others.
Orthopaedics | Spine - Thoracolumbar (TL) and sacral surgery | TL and sacral fusion and fixation implant | TL pedicle screw - Shank, tulip | K2M | Everest Degenerative Spinal System 8.5 mm Polyaxial Screw Length 40 mm | 2911-08540 | Standalone | DE0016948 | As per HSA registered indication(s) except for radiolucent implants which should be used as follows:  in patients with primary or metastatic spinal tumours who would benefit from post-operative high dose high precision beam therapy upon appropriate and stringent patient selection;  Patient selection should be done via standardised assessment such as the neurological-oncological-mechanical systemic (NOMS) framework; and  The assessment should be carried out by a multidisciplinary team (MDT), which may be inclusive of, but not limited to, radiation oncologists, spine surgeons and interventional radiologists, among others.
Orthopaedics | Spine - Thoracolumbar (TL) and sacral surgery | TL and sacral fusion and fixation implant | TL pedicle screw - Shank, tulip | K2M | Everest Degenerative Spinal System 8.5 mm Polyaxial Screw Length 45 mm | 2911-08545 | Standalone | DE0016948 | As per HSA registered indication(s) except for radiolucent implants which should be used as follows:  in patients with primary or metastatic spinal tumours who would benefit from post-operative high dose high precision beam therapy upon appropriate and stringent patient selection;  Patient selection should be done via standardised assessment such as the neurological-oncological-mechanical systemic (NOMS) framework; and  The assessment should be carried out by a multidisciplinary team (MDT), which may be inclusive of, but not limited to, radiation oncologists, spine surgeons and interventional radiologists, among others.
Orthopaedics | Spine - Thoracolumbar (TL) and sacral surgery | TL and sacral fusion and fixation implant | TL pedicle screw - Shank, tulip | K2M | Everest Degenerative Spinal System 8.5 mm Polyaxial Screw Length 50 mm | 2911-08550 | Standalone | DE0016948 | As per HSA registered indication(s) except for radiolucent implants which should be used as follows:  in patients with primary or metastatic spinal tumours who would benefit from post-operative high dose high precision beam therapy upon appropriate and stringent patient selection;  Patient selection should be done via standardised assessment such as the neurological-oncological-mechanical systemic (NOMS) framework; and  The assessment should be carried out by a multidisciplinary team (MDT), which may be inclusive of, but not limited to, radiation oncologists, spine surgeons and interventional radiologists, among others.
Orthopaedics | Spine - Thoracolumbar (TL) and sacral surgery | TL and sacral fusion and fixation implant | TL pedicle screw - Shank, tulip | K2M | Everest Degenerative Spinal System 8.5 mm Polyaxial Screw Length 55 mm | 2911-08555 | Standalone | DE0016948 | As per HSA registered indication(s) except for radiolucent implants which should be used as follows:  in patients with primary or metastatic spinal tumours who would benefit from post-operative high dose high precision beam therapy upon appropriate and stringent patient selection;  Patient selection should be done via standardised assessment such as the neurological-oncological-mechanical systemic (NOMS) framework; and  The assessment should be carried out by a multidisciplinary team (MDT), which may be inclusive of, but not limited to, radiation oncologists, spine surgeons and interventional radiologists, among others.
Orthopaedics | Spine - Thoracolumbar (TL) and sacral surgery | TL and sacral fusion and fixation implant | TL pedicle screw - Shank, tulip | K2M | Everest Degenerative Spinal System 8.5 mm Polyaxial Screw Length 60 mm | 2911-08560 | Standalone | DE0016948 | As per HSA registered indication(s) except for radiolucent implants which should be used as follows:  in patients with primary or metastatic spinal tumours who would benefit from post-operative high dose high precision beam therapy upon appropriate and stringent patient selection;  Patient selection should be done via standardised assessment such as the neurological-oncological-mechanical systemic (NOMS) framework; and  The assessment should be carried out by a multidisciplinary team (MDT), which may be inclusive of, but not limited to, radiation oncologists, spine surgeons and interventional radiologists, among others.
Orthopaedics | Spine - Thoracolumbar (TL) and sacral surgery | TL and sacral fusion and fixation implant | TL rod | K2M | Everest Degenerative Spinal System Straight Rod, 5.5 mm x 500 mm | 101-555500 | Standalone | DE0016947 | As per HSA registered indication(s) except for radiolucent implants which should be used as follows:  in patients with primary or metastatic spinal tumours who would benefit from post-operative high dose high precision beam therapy upon appropriate and stringent patient selection;  Patient selection should be done via standardised assessment such as the neurological-oncological-mechanical systemic (NOMS) framework; and  The assessment should be carried out by a multidisciplinary team (MDT), which may be inclusive of, but not limited to, radiation oncologists, spine surgeons and interventional radiologists, among others.
Orthopaedics | Spine - Thoracolumbar (TL) and sacral surgery | TL and sacral fusion and fixation implant | TL rod | K2M | EVEREST MIXT Contoured Rod D5.5x100 mm Bulleted Hex Ti | 1001-E55100 | Standalone | DE0016947 | As per HSA registered indication(s) except for radiolucent implants which should be used as follows:  in patients with primary or metastatic spinal tumours who would benefit from post-operative high dose high precision beam therapy upon appropriate and stringent patient selection;  Patient selection should be done via standardised assessment such as the neurological-oncological-mechanical systemic (NOMS) framework; and  The assessment should be carried out by a multidisciplinary team (MDT), which may be inclusive of, but not limited to, radiation oncologists, spine surgeons and interventional radiologists, among others.
Orthopaedics | Spine - Thoracolumbar (TL) and sacral surgery | TL and sacral fusion and fixation implant | TL rod | K2M | EVEREST MIXT Contoured Rod D5.5x110 mm Bulleted Hex Ti | 1001-E55110 | Standalone | DE0016947 | As per HSA registered indication(s) except for radiolucent implants which should be used as follows:  in patients with primary or metastatic spinal tumours who would benefit from post-operative high dose high precision beam therapy upon appropriate and stringent patient selection;  Patient selection should be done via standardised assessment such as the neurological-oncological-mechanical systemic (NOMS) framework; and  The assessment should be carried out by a multidisciplinary team (MDT), which may be inclusive of, but not limited to, radiation oncologists, spine surgeons and interventional radiologists, among others.
Orthopaedics | Spine - Thoracolumbar (TL) and sacral surgery | TL and sacral fusion and fixation implant | TL rod | K2M | EVEREST MIXT Contoured Rod D5.5x120 mm Bulleted Hex Ti | 1001-E55120 | Standalone | DE0016947 | As per HSA registered indication(s) except for radiolucent implants which should be used as follows:  in patients with primary or metastatic spinal tumours who would benefit from post-operative high dose high precision beam therapy upon appropriate and stringent patient selection;  Patient selection should be done via standardised assessment such as the neurological-oncological-mechanical systemic (NOMS) framework; and  The assessment should be carried out by a multidisciplinary team (MDT), which may be inclusive of, but not limited to, radiation oncologists, spine surgeons and interventional radiologists, among others.
Orthopaedics | Spine - Thoracolumbar (TL) and sacral surgery | TL and sacral fusion and fixation implant | TL rod | K2M | EVEREST MIXT Contoured Rod D5.5x130 mm Bulleted Hex Ti | 1001-E55130 | Standalone | DE0016947 | As per HSA registered indication(s) except for radiolucent implants which should be used as follows:  in patients with primary or metastatic spinal tumours who would benefit from post-operative high dose high precision beam therapy upon appropriate and stringent patient selection;  Patient selection should be done via standardised assessment such as the neurological-oncological-mechanical systemic (NOMS) framework; and  The assessment should be carried out by a multidisciplinary team (MDT), which may be inclusive of, but not limited to, radiation oncologists, spine surgeons and interventional radiologists, among others.
Orthopaedics | Spine - Thoracolumbar (TL) and sacral surgery | TL and sacral fusion and fixation implant | TL rod | K2M | EVEREST MIXT Contoured Rod D5.5x140 mm Bulleted Hex Ti | 1001-E55140 | Standalone | DE0016947 | As per HSA registered indication(s) except for radiolucent implants which should be used as follows:  in patients with primary or metastatic spinal tumours who would benefit from post-operative high dose high precision beam therapy upon appropriate and stringent patient selection;  Patient selection should be done via standardised assessment such as the neurological-oncological-mechanical systemic (NOMS) framework; and  The assessment should be carried out by a multidisciplinary team (MDT), which may be inclusive of, but not limited to, radiation oncologists, spine surgeons and interventional radiologists, among others.
Orthopaedics | Spine - Thoracolumbar (TL) and sacral surgery | TL and sacral fusion and fixation implant | TL rod | K2M | EVEREST MIXT Contoured Rod D5.5x150 mm Bulleted Hex Ti | 1001-E55150 | Standalone | DE0016947 | As per HSA registered indication(s) except for radiolucent implants which should be used as follows:  in patients with primary or metastatic spinal tumours who would benefit from post-operative high dose high precision beam therapy upon appropriate and stringent patient selection;  Patient selection should be done via standardised assessment such as the neurological-oncological-mechanical systemic (NOMS) framework; and  The assessment should be carried out by a multidisciplinary team (MDT), which may be inclusive of, but not limited to, radiation oncologists, spine surgeons and interventional radiologists, among others.
Orthopaedics | Spine - Thoracolumbar (TL) and sacral surgery | TL and sacral fusion and fixation implant | TL rod | K2M | EVEREST MIXT Contoured Rod D5.5x30 mm Bulleted Hex Ti | 1001-E5530 | Standalone | DE0016947 | As per HSA registered indication(s) except for radiolucent implants which should be used as follows:  in patients with primary or metastatic spinal tumours who would benefit from post-operative high dose high precision beam therapy upon appropriate and stringent patient selection;  Patient selection should be done via standardised assessment such as the neurological-oncological-mechanical systemic (NOMS) framework; and  The assessment should be carried out by a multidisciplinary team (MDT), which may be inclusive of, but not limited to, radiation oncologists, spine surgeons and interventional radiologists, among others.
Orthopaedics | Spine - Thoracolumbar (TL) and sacral surgery | TL and sacral fusion and fixation implant | TL rod | K2M | EVEREST MIXT Contoured Rod D5.5x35 mm Bulleted Hex Ti | 1001-E5535 | Standalone | DE0016947 | As per HSA registered indication(s) except for radiolucent implants which should be used as follows:  in patients with primary or metastatic spinal tumours who would benefit from post-operative high dose high precision beam therapy upon appropriate and stringent patient selection;  Patient selection should be done via standardised assessment such as the neurological-oncological-mechanical systemic (NOMS) framework; and  The assessment should be carried out by a multidisciplinary team (MDT), which may be inclusive of, but not limited to, radiation oncologists, spine surgeons and interventional radiologists, among others.
Orthopaedics | Spine - Thoracolumbar (TL) and sacral surgery | TL and sacral fusion and fixation implant | TL rod | K2M | EVEREST MIXT Contoured Rod D5.5x40 mm Bulleted Hex Ti | 1001-E5540 | Standalone | DE0016947 | As per HSA registered indication(s) except for radiolucent implants which should be used as follows:  in patients with primary or metastatic spinal tumours who would benefit from post-operative high dose high precision beam therapy upon appropriate and stringent patient selection;  Patient selection should be done via standardised assessment such as the neurological-oncological-mechanical systemic (NOMS) framework; and  The assessment should be carried out by a multidisciplinary team (MDT), which may be inclusive of, but not limited to, radiation oncologists, spine surgeons and interventional radiologists, among others.
Orthopaedics | Spine - Thoracolumbar (TL) and sacral surgery | TL and sacral fusion and fixation implant | TL rod | K2M | EVEREST MIXT Contoured Rod D5.5x45 mm Bulleted Hex Ti | 1001-E5545 | Standalone | DE0016947 | As per HSA registered indication(s) except for radiolucent implants which should be used as follows:  in patients with primary or metastatic spinal tumours who would benefit from post-operative high dose high precision beam therapy upon appropriate and stringent patient selection;  Patient selection should be done via standardised assessment such as the neurological-oncological-mechanical systemic (NOMS) framework; and  The assessment should be carried out by a multidisciplinary team (MDT), which may be inclusive of, but not limited to, radiation oncologists, spine surgeons and interventional radiologists, among others.
Orthopaedics | Spine - Thoracolumbar (TL) and sacral surgery | TL and sacral fusion and fixation implant | TL rod | K2M | EVEREST MIXT Contoured Rod D5.5x50 mm Bulleted Hex Ti | 1001-E5550 | Standalone | DE0016947 | As per HSA registered indication(s) except for radiolucent implants which should be used as follows:  in patients with primary or metastatic spinal tumours who would benefit from post-operative high dose high precision beam therapy upon appropriate and stringent patient selection;  Patient selection should be done via standardised assessment such as the neurological-oncological-mechanical systemic (NOMS) framework; and  The assessment should be carried out by a multidisciplinary team (MDT), which may be inclusive of, but not limited to, radiation oncologists, spine surgeons and interventional radiologists, among others.
Orthopaedics | Spine - Thoracolumbar (TL) and sacral surgery | TL and sacral fusion and fixation implant | TL rod | K2M | EVEREST MIXT Contoured Rod D5.5x55 mm Bulleted Hex Ti | 1001-E5555 | Standalone | DE0016947 | As per HSA registered indication(s) except for radiolucent implants which should be used as follows:  in patients with primary or metastatic spinal tumours who would benefit from post-operative high dose high precision beam therapy upon appropriate and stringent patient selection;  Patient selection should be done via standardised assessment such as the neurological-oncological-mechanical systemic (NOMS) framework; and  The assessment should be carried out by a multidisciplinary team (MDT), which may be inclusive of, but not limited to, radiation oncologists, spine surgeons and interventional radiologists, among others.
Orthopaedics | Spine - Thoracolumbar (TL) and sacral surgery | TL and sacral fusion and fixation implant | TL rod | K2M | EVEREST MIXT Contoured Rod D5.5x60 mm Bulleted Hex Ti | 1001-E5560 | Standalone | DE0016947 | As per HSA registered indication(s) except for radiolucent implants which should be used as follows:  in patients with primary or metastatic spinal tumours who would benefit from post-operative high dose high precision beam therapy upon appropriate and stringent patient selection;  Patient selection should be done via standardised assessment such as the neurological-oncological-mechanical systemic (NOMS) framework; and  The assessment should be carried out by a multidisciplinary team (MDT), which may be inclusive of, but not limited to, radiation oncologists, spine surgeons and interventional radiologists, among others.
Orthopaedics | Spine - Thoracolumbar (TL) and sacral surgery | TL and sacral fusion and fixation implant | TL rod | K2M | EVEREST MIXT Contoured Rod D5.5x65 mm Bulleted Hex Ti | 1001-E5565 | Standalone | DE0016947 | As per HSA registered indication(s) except for radiolucent implants which should be used as follows:  in patients with primary or metastatic spinal tumours who would benefit from post-operative high dose high precision beam therapy upon appropriate and stringent patient selection;  Patient selection should be done via standardised assessment such as the neurological-oncological-mechanical systemic (NOMS) framework; and  The assessment should be carried out by a multidisciplinary team (MDT), which may be inclusive of, but not limited to, radiation oncologists, spine surgeons and interventional radiologists, among others.
Orthopaedics | Spine - Thoracolumbar (TL) and sacral surgery | TL and sacral fusion and fixation implant | TL rod | K2M | EVEREST MIXT Contoured Rod D5.5x70 mm Bulleted Hex Ti | 1001-E5570 | Standalone | DE0016947 | As per HSA registered indication(s) except for radiolucent implants which should be used as follows:  in patients with primary or metastatic spinal tumours who would benefit from post-operative high dose high precision beam therapy upon appropriate and stringent patient selection;  Patient selection should be done via standardised assessment such as the neurological-oncological-mechanical systemic (NOMS) framework; and  The assessment should be carried out by a multidisciplinary team (MDT), which may be inclusive of, but not limited to, radiation oncologists, spine surgeons and interventional radiologists, among others.
Orthopaedics | Spine - Thoracolumbar (TL) and sacral surgery | TL and sacral fusion and fixation implant | TL rod | K2M | EVEREST MIXT Contoured Rod D5.5x75 mm Bulleted Hex Ti | 1001-E5575 | Standalone | DE0016947 | As per HSA registered indication(s) except for radiolucent implants which should be used as follows:  in patients with primary or metastatic spinal tumours who would benefit from post-operative high dose high precision beam therapy upon appropriate and stringent patient selection;  Patient selection should be done via standardised assessment such as the neurological-oncological-mechanical systemic (NOMS) framework; and  The assessment should be carried out by a multidisciplinary team (MDT), which may be inclusive of, but not limited to, radiation oncologists, spine surgeons and interventional radiologists, among others.
Orthopaedics | Spine - Thoracolumbar (TL) and sacral surgery | TL and sacral fusion and fixation implant | TL rod | K2M | EVEREST MIXT Contoured Rod D5.5x80 mm Bulleted Hex Ti | 1001-E5580 | Standalone | DE0016947 | As per HSA registered indication(s) except for radiolucent implants which should be used as follows:  in patients with primary or metastatic spinal tumours who would benefit from post-operative high dose high precision beam therapy upon appropriate and stringent patient selection;  Patient selection should be done via standardised assessment such as the neurological-oncological-mechanical systemic (NOMS) framework; and  The assessment should be carried out by a multidisciplinary team (MDT), which may be inclusive of, but not limited to, radiation oncologists, spine surgeons and interventional radiologists, among others.
Orthopaedics | Spine - Thoracolumbar (TL) and sacral surgery | TL and sacral fusion and fixation implant | TL rod | K2M | EVEREST MIXT Contoured Rod D5.5x85 mm Bulleted Hex Ti | 1001-E5585 | Standalone | DE0016947 | As per HSA registered indication(s) except for radiolucent implants which should be used as follows:  in patients with primary or metastatic spinal tumours who would benefit from post-operative high dose high precision beam therapy upon appropriate and stringent patient selection;  Patient selection should be done via standardised assessment such as the neurological-oncological-mechanical systemic (NOMS) framework; and  The assessment should be carried out by a multidisciplinary team (MDT), which may be inclusive of, but not limited to, radiation oncologists, spine surgeons and interventional radiologists, among others.
Orthopaedics | Spine - Thoracolumbar (TL) and sacral surgery | TL and sacral fusion and fixation implant | TL rod | K2M | EVEREST MIXT Contoured Rod D5.5x90 mm Bulleted Hex Ti | 1001-E5590 | Standalone | DE0016947 | As per HSA registered indication(s) except for radiolucent implants which should be used as follows:  in patients with primary or metastatic spinal tumours who would benefit from post-operative high dose high precision beam therapy upon appropriate and stringent patient selection;  Patient selection should be done via standardised assessment such as the neurological-oncological-mechanical systemic (NOMS) framework; and  The assessment should be carried out by a multidisciplinary team (MDT), which may be inclusive of, but not limited to, radiation oncologists, spine surgeons and interventional radiologists, among others.
Orthopaedics | Spine - Thoracolumbar (TL) and sacral surgery | TL and sacral fusion and fixation implant | TL rod | K2M | EVEREST MIXT Contoured Rod D5.5x95 mm Bulleted Hex Ti | 1001-E5595 | Standalone | DE0016947 | As per HSA registered indication(s) except for radiolucent implants which should be used as follows:  in patients with primary or metastatic spinal tumours who would benefit from post-operative high dose high precision beam therapy upon appropriate and stringent patient selection;  Patient selection should be done via standardised assessment such as the neurological-oncological-mechanical systemic (NOMS) framework; and  The assessment should be carried out by a multidisciplinary team (MDT), which may be inclusive of, but not limited to, radiation oncologists, spine surgeons and interventional radiologists, among others.
Orthopaedics | Spine - Thoracolumbar (TL) and sacral surgery | TL and sacral fusion and fixation implant | TL pedicle screw - Shank, tulip | K2M | EVEREST MIXT Polyaxial Screw, Extended Tab Fenestrated, D4.5x30 mm | E5111-04530 | Standalone | DE0016948 | As per HSA registered indication(s) except for radiolucent implants which should be used as follows:  in patients with primary or metastatic spinal tumours who would benefit from post-operative high dose high precision beam therapy upon appropriate and stringent patient selection;  Patient selection should be done via standardised assessment such as the neurological-oncological-mechanical systemic (NOMS) framework; and  The assessment should be carried out by a multidisciplinary team (MDT), which may be inclusive of, but not limited to, radiation oncologists, spine surgeons and interventional radiologists, among others.
Orthopaedics | Spine - Thoracolumbar (TL) and sacral surgery | TL and sacral fusion and fixation implant | TL pedicle screw - Shank, tulip | K2M | EVEREST MIXT Polyaxial Screw, Extended Tab Fenestrated, D4.5x35 mm | E5111-04535 | Standalone | DE0016948 | As per HSA registered indication(s) except for radiolucent implants which should be used as follows:  in patients with primary or metastatic spinal tumours who would benefit from post-operative high dose high precision beam therapy upon appropriate and stringent patient selection;  Patient selection should be done via standardised assessment such as the neurological-oncological-mechanical systemic (NOMS) framework; and  The assessment should be carried out by a multidisciplinary team (MDT), which may be inclusive of, but not limited to, radiation oncologists, spine surgeons and interventional radiologists, among others.
Orthopaedics | Spine - Thoracolumbar (TL) and sacral surgery | TL and sacral fusion and fixation implant | TL pedicle screw - Shank, tulip | K2M | EVEREST MIXT Polyaxial Screw, Extended Tab Fenestrated, D4.5x40 mm | E5111-04540 | Standalone | DE0016948 | As per HSA registered indication(s) except for radiolucent implants which should be used as follows:  in patients with primary or metastatic spinal tumours who would benefit from post-operative high dose high precision beam therapy upon appropriate and stringent patient selection;  Patient selection should be done via standardised assessment such as the neurological-oncological-mechanical systemic (NOMS) framework; and  The assessment should be carried out by a multidisciplinary team (MDT), which may be inclusive of, but not limited to, radiation oncologists, spine surgeons and interventional radiologists, among others.
Orthopaedics | Spine - Thoracolumbar (TL) and sacral surgery | TL and sacral fusion and fixation implant | TL pedicle screw - Shank, tulip | K2M | EVEREST MIXT Polyaxial Screw, Extended Tab Fenestrated, D4.5x45 mm | E5111-04545 | Standalone | DE0016948 | As per HSA registered indication(s) except for radiolucent implants which should be used as follows:  in patients with primary or metastatic spinal tumours who would benefit from post-operative high dose high precision beam therapy upon appropriate and stringent patient selection;  Patient selection should be done via standardised assessment such as the neurological-oncological-mechanical systemic (NOMS) framework; and  The assessment should be carried out by a multidisciplinary team (MDT), which may be inclusive of, but not limited to, radiation oncologists, spine surgeons and interventional radiologists, among others.
Orthopaedics | Spine - Thoracolumbar (TL) and sacral surgery | TL and sacral fusion and fixation implant | TL pedicle screw - Shank, tulip | K2M | EVEREST MIXT Polyaxial Screw, Extended Tab Fenestrated, D5.5x30 mm | E5111-05530 | Standalone | DE0016948 | As per HSA registered indication(s) except for radiolucent implants which should be used as follows:  in patients with primary or metastatic spinal tumours who would benefit from post-operative high dose high precision beam therapy upon appropriate and stringent patient selection;  Patient selection should be done via standardised assessment such as the neurological-oncological-mechanical systemic (NOMS) framework; and  The assessment should be carried out by a multidisciplinary team (MDT), which may be inclusive of, but not limited to, radiation oncologists, spine surgeons and interventional radiologists, among others.
Orthopaedics | Spine - Thoracolumbar (TL) and sacral surgery | TL and sacral fusion and fixation implant | TL pedicle screw - Shank, tulip | K2M | EVEREST MIXT Polyaxial Screw, Extended Tab Fenestrated, D5.5x35 mm | E5111-05535 | Standalone | DE0016948 | As per HSA registered indication(s) except for radiolucent implants which should be used as follows:  in patients with primary or metastatic spinal tumours who would benefit from post-operative high dose high precision beam therapy upon appropriate and stringent patient selection;  Patient selection should be done via standardised assessment such as the neurological-oncological-mechanical systemic (NOMS) framework; and  The assessment should be carried out by a multidisciplinary team (MDT), which may be inclusive of, but not limited to, radiation oncologists, spine surgeons and interventional radiologists, among others.
Orthopaedics | Spine - Thoracolumbar (TL) and sacral surgery | TL and sacral fusion and fixation implant | TL pedicle screw - Shank, tulip | K2M | EVEREST MIXT Polyaxial Screw, Extended Tab Fenestrated, D5.5x40 mm | E5111-05540 | Standalone | DE0016948 | As per HSA registered indication(s) except for radiolucent implants which should be used as follows:  in patients with primary or metastatic spinal tumours who would benefit from post-operative high dose high precision beam therapy upon appropriate and stringent patient selection;  Patient selection should be done via standardised assessment such as the neurological-oncological-mechanical systemic (NOMS) framework; and  The assessment should be carried out by a multidisciplinary team (MDT), which may be inclusive of, but not limited to, radiation oncologists, spine surgeons and interventional radiologists, among others.
Orthopaedics | Spine - Thoracolumbar (TL) and sacral surgery | TL and sacral fusion and fixation implant | TL pedicle screw - Shank, tulip | K2M | EVEREST MIXT Polyaxial Screw, Extended Tab Fenestrated, D5.5x45 mm | E5111-05545 | Standalone | DE0016948 | As per HSA registered indication(s) except for radiolucent implants which should be used as follows:  in patients with primary or metastatic spinal tumours who would benefit from post-operative high dose high precision beam therapy upon appropriate and stringent patient selection;  Patient selection should be done via standardised assessment such as the neurological-oncological-mechanical systemic (NOMS) framework; and  The assessment should be carried out by a multidisciplinary team (MDT), which may be inclusive of, but not limited to, radiation oncologists, spine surgeons and interventional radiologists, among others.
Orthopaedics | Spine - Thoracolumbar (TL) and sacral surgery | TL and sacral fusion and fixation implant | TL pedicle screw - Shank, tulip | K2M | EVEREST MIXT Polyaxial Screw, Extended Tab Fenestrated, D5.5x50 mm | E5111-05550 | Standalone | DE0016948 | As per HSA registered indication(s) except for radiolucent implants which should be used as follows:  in patients with primary or metastatic spinal tumours who would benefit from post-operative high dose high precision beam therapy upon appropriate and stringent patient selection;  Patient selection should be done via standardised assessment such as the neurological-oncological-mechanical systemic (NOMS) framework; and  The assessment should be carried out by a multidisciplinary team (MDT), which may be inclusive of, but not limited to, radiation oncologists, spine surgeons and interventional radiologists, among others.
Orthopaedics | Spine - Thoracolumbar (TL) and sacral surgery | TL and sacral fusion and fixation implant | TL pedicle screw - Shank, tulip | K2M | EVEREST MIXT Polyaxial Screw, Extended Tab Fenestrated, D6.5x30 mm | E5111-06530 | Standalone | DE0016948 | As per HSA registered indication(s) except for radiolucent implants which should be used as follows:  in patients with primary or metastatic spinal tumours who would benefit from post-operative high dose high precision beam therapy upon appropriate and stringent patient selection;  Patient selection should be done via standardised assessment such as the neurological-oncological-mechanical systemic (NOMS) framework; and  The assessment should be carried out by a multidisciplinary team (MDT), which may be inclusive of, but not limited to, radiation oncologists, spine surgeons and interventional radiologists, among others.
Orthopaedics | Spine - Thoracolumbar (TL) and sacral surgery | TL and sacral fusion and fixation implant | TL pedicle screw - Shank, tulip | K2M | EVEREST MIXT Polyaxial Screw, Extended Tab Fenestrated, D6.5x35 mm | E5111-06535 | Standalone | DE0016948 | As per HSA registered indication(s) except for radiolucent implants which should be used as follows:  in patients with primary or metastatic spinal tumours who would benefit from post-operative high dose high precision beam therapy upon appropriate and stringent patient selection;  Patient selection should be done via standardised assessment such as the neurological-oncological-mechanical systemic (NOMS) framework; and  The assessment should be carried out by a multidisciplinary team (MDT), which may be inclusive of, but not limited to, radiation oncologists, spine surgeons and interventional radiologists, among others.
Orthopaedics | Spine - Thoracolumbar (TL) and sacral surgery | TL and sacral fusion and fixation implant | TL pedicle screw - Shank, tulip | K2M | EVEREST MIXT Polyaxial Screw, Extended Tab Fenestrated, D6.5x40 mm | E5111-06540 | Standalone | DE0016948 | As per HSA registered indication(s) except for radiolucent implants which should be used as follows:  in patients with primary or metastatic spinal tumours who would benefit from post-operative high dose high precision beam therapy upon appropriate and stringent patient selection;  Patient selection should be done via standardised assessment such as the neurological-oncological-mechanical systemic (NOMS) framework; and  The assessment should be carried out by a multidisciplinary team (MDT), which may be inclusive of, but not limited to, radiation oncologists, spine surgeons and interventional radiologists, among others.
Orthopaedics | Spine - Thoracolumbar (TL) and sacral surgery | TL and sacral fusion and fixation implant | TL pedicle screw - Shank, tulip | K2M | EVEREST MIXT Polyaxial Screw, Extended Tab Fenestrated, D6.5x45 mm | E5111-06545 | Standalone | DE0016948 | As per HSA registered indication(s) except for radiolucent implants which should be used as follows:  in patients with primary or metastatic spinal tumours who would benefit from post-operative high dose high precision beam therapy upon appropriate and stringent patient selection;  Patient selection should be done via standardised assessment such as the neurological-oncological-mechanical systemic (NOMS) framework; and  The assessment should be carried out by a multidisciplinary team (MDT), which may be inclusive of, but not limited to, radiation oncologists, spine surgeons and interventional radiologists, among others.
Orthopaedics | Spine - Thoracolumbar (TL) and sacral surgery | TL and sacral fusion and fixation implant | TL pedicle screw - Shank, tulip | K2M | EVEREST MIXT Polyaxial Screw, Extended Tab Fenestrated, D6.5x50 mm | E5111-06550 | Standalone | DE0016948 | As per HSA registered indication(s) except for radiolucent implants which should be used as follows:  in patients with primary or metastatic spinal tumours who would benefit from post-operative high dose high precision beam therapy upon appropriate and stringent patient selection;  Patient selection should be done via standardised assessment such as the neurological-oncological-mechanical systemic (NOMS) framework; and  The assessment should be carried out by a multidisciplinary team (MDT), which may be inclusive of, but not limited to, radiation oncologists, spine surgeons and interventional radiologists, among others.
Orthopaedics | Spine - Thoracolumbar (TL) and sacral surgery | TL and sacral fusion and fixation implant | TL pedicle screw - Shank, tulip | K2M | EVEREST MIXT Polyaxial Screw, Extended Tab Fenestrated, D6.5x55 mm | E5111-06555 | Standalone | DE0016948 | As per HSA registered indication(s) except for radiolucent implants which should be used as follows:  in patients with primary or metastatic spinal tumours who would benefit from post-operative high dose high precision beam therapy upon appropriate and stringent patient selection;  Patient selection should be done via standardised assessment such as the neurological-oncological-mechanical systemic (NOMS) framework; and  The assessment should be carried out by a multidisciplinary team (MDT), which may be inclusive of, but not limited to, radiation oncologists, spine surgeons and interventional radiologists, among others.
Orthopaedics | Spine - Thoracolumbar (TL) and sacral surgery | TL and sacral fusion and fixation implant | TL pedicle screw - Shank, tulip | K2M | EVEREST MIXT Polyaxial Screw, Extended Tab Fenestrated, D7.5x30 mm | E5111-07530 | Standalone | DE0016948 | As per HSA registered indication(s) except for radiolucent implants which should be used as follows:  in patients with primary or metastatic spinal tumours who would benefit from post-operative high dose high precision beam therapy upon appropriate and stringent patient selection;  Patient selection should be done via standardised assessment such as the neurological-oncological-mechanical systemic (NOMS) framework; and  The assessment should be carried out by a multidisciplinary team (MDT), which may be inclusive of, but not limited to, radiation oncologists, spine surgeons and interventional radiologists, among others.
Orthopaedics | Spine - Thoracolumbar (TL) and sacral surgery | TL and sacral fusion and fixation implant | TL pedicle screw - Shank, tulip | K2M | EVEREST MIXT Polyaxial Screw, Extended Tab Fenestrated, D7.5x35 mm | E5111-07535 | Standalone | DE0016948 | As per HSA registered indication(s) except for radiolucent implants which should be used as follows:  in patients with primary or metastatic spinal tumours who would benefit from post-operative high dose high precision beam therapy upon appropriate and stringent patient selection;  Patient selection should be done via standardised assessment such as the neurological-oncological-mechanical systemic (NOMS) framework; and  The assessment should be carried out by a multidisciplinary team (MDT), which may be inclusive of, but not limited to, radiation oncologists, spine surgeons and interventional radiologists, among others.
Orthopaedics | Spine - Thoracolumbar (TL) and sacral surgery | TL and sacral fusion and fixation implant | TL pedicle screw - Shank, tulip | K2M | EVEREST MIXT Polyaxial Screw, Extended Tab Fenestrated, D7.5x40 mm | E5111-07540 | Standalone | DE0016948 | As per HSA registered indication(s) except for radiolucent implants which should be used as follows:  in patients with primary or metastatic spinal tumours who would benefit from post-operative high dose high precision beam therapy upon appropriate and stringent patient selection;  Patient selection should be done via standardised assessment such as the neurological-oncological-mechanical systemic (NOMS) framework; and  The assessment should be carried out by a multidisciplinary team (MDT), which may be inclusive of, but not limited to, radiation oncologists, spine surgeons and interventional radiologists, among others.
Orthopaedics | Spine - Thoracolumbar (TL) and sacral surgery | TL and sacral fusion and fixation implant | TL pedicle screw - Shank, tulip | K2M | EVEREST MIXT Polyaxial Screw, Extended Tab Fenestrated, D7.5x45 mm | E5111-07545 | Standalone | DE0016948 | As per HSA registered indication(s) except for radiolucent implants which should be used as follows:  in patients with primary or metastatic spinal tumours who would benefit from post-operative high dose high precision beam therapy upon appropriate and stringent patient selection;  Patient selection should be done via standardised assessment such as the neurological-oncological-mechanical systemic (NOMS) framework; and  The assessment should be carried out by a multidisciplinary team (MDT), which may be inclusive of, but not limited to, radiation oncologists, spine surgeons and interventional radiologists, among others.
Orthopaedics | Spine - Thoracolumbar (TL) and sacral surgery | TL and sacral fusion and fixation implant | TL pedicle screw - Shank, tulip | K2M | EVEREST MIXT Polyaxial Screw, Extended Tab Fenestrated, D7.5x50 mm | E5111-07550 | Standalone | DE0016948 | As per HSA registered indication(s) except for radiolucent implants which should be used as follows:  in patients with primary or metastatic spinal tumours who would benefit from post-operative high dose high precision beam therapy upon appropriate and stringent patient selection;  Patient selection should be done via standardised assessment such as the neurological-oncological-mechanical systemic (NOMS) framework; and  The assessment should be carried out by a multidisciplinary team (MDT), which may be inclusive of, but not limited to, radiation oncologists, spine surgeons and interventional radiologists, among others.
Orthopaedics | Spine - Thoracolumbar (TL) and sacral surgery | TL and sacral fusion and fixation implant | TL pedicle screw - Shank, tulip | K2M | EVEREST MIXT Polyaxial Screw, Extended Tab Fenestrated, D7.5x55 mm | E5111-07555 | Standalone | DE0016948 | As per HSA registered indication(s) except for radiolucent implants which should be used as follows:  in patients with primary or metastatic spinal tumours who would benefit from post-operative high dose high precision beam therapy upon appropriate and stringent patient selection;  Patient selection should be done via standardised assessment such as the neurological-oncological-mechanical systemic (NOMS) framework; and  The assessment should be carried out by a multidisciplinary team (MDT), which may be inclusive of, but not limited to, radiation oncologists, spine surgeons and interventional radiologists, among others.
Orthopaedics | Spine - Thoracolumbar (TL) and sacral surgery | TL and sacral fusion and fixation implant | TL pedicle screw - Shank, tulip | K2M | EVEREST MIXT Polyaxial Screw, Extended Tab Fenestrated, D8.5x35 mm | E5111-08535 | Standalone | DE0016948 | As per HSA registered indication(s) except for radiolucent implants which should be used as follows:  in patients with primary or metastatic spinal tumours who would benefit from post-operative high dose high precision beam therapy upon appropriate and stringent patient selection;  Patient selection should be done via standardised assessment such as the neurological-oncological-mechanical systemic (NOMS) framework; and  The assessment should be carried out by a multidisciplinary team (MDT), which may be inclusive of, but not limited to, radiation oncologists, spine surgeons and interventional radiologists, among others.
Orthopaedics | Spine - Thoracolumbar (TL) and sacral surgery | TL and sacral fusion and fixation implant | TL pedicle screw - Shank, tulip | K2M | EVEREST MIXT Polyaxial Screw, Extended Tab Fenestrated, D8.5x40 mm | E5111-08540 | Standalone | DE0016948 | As per HSA registered indication(s) except for radiolucent implants which should be used as follows:  in patients with primary or metastatic spinal tumours who would benefit from post-operative high dose high precision beam therapy upon appropriate and stringent patient selection;  Patient selection should be done via standardised assessment such as the neurological-oncological-mechanical systemic (NOMS) framework; and  The assessment should be carried out by a multidisciplinary team (MDT), which may be inclusive of, but not limited to, radiation oncologists, spine surgeons and interventional radiologists, among others.
Orthopaedics | Spine - Thoracolumbar (TL) and sacral surgery | TL and sacral fusion and fixation implant | TL pedicle screw - Shank, tulip | K2M | EVEREST MIXT Polyaxial Screw, Extended Tab Fenestrated, D8.5x45 mm | E5111-08545 | Standalone | DE0016948 | As per HSA registered indication(s) except for radiolucent implants which should be used as follows:  in patients with primary or metastatic spinal tumours who would benefit from post-operative high dose high precision beam therapy upon appropriate and stringent patient selection;  Patient selection should be done via standardised assessment such as the neurological-oncological-mechanical systemic (NOMS) framework; and  The assessment should be carried out by a multidisciplinary team (MDT), which may be inclusive of, but not limited to, radiation oncologists, spine surgeons and interventional radiologists, among others.
Orthopaedics | Spine - Thoracolumbar (TL) and sacral surgery | TL and sacral fusion and fixation implant | TL pedicle screw - Shank, tulip | K2M | EVEREST MIXT Polyaxial Screw, Extended Tab Fenestrated, D8.5x50 mm | E5111-08550 | Standalone | DE0016948 | As per HSA registered indication(s) except for radiolucent implants which should be used as follows:  in patients with primary or metastatic spinal tumours who would benefit from post-operative high dose high precision beam therapy upon appropriate and stringent patient selection;  Patient selection should be done via standardised assessment such as the neurological-oncological-mechanical systemic (NOMS) framework; and  The assessment should be carried out by a multidisciplinary team (MDT), which may be inclusive of, but not limited to, radiation oncologists, spine surgeons and interventional radiologists, among others.
Orthopaedics | Spine - Thoracolumbar (TL) and sacral surgery | TL and sacral fusion and fixation implant | TL pedicle screw - Shank, tulip | K2M | EVEREST MIXT Polyaxial Screw, Extended Tab Fenestrated, D8.5x55 mm | E5111-08555 | Standalone | DE0016948 | As per HSA registered indication(s) except for radiolucent implants which should be used as follows:  in patients with primary or metastatic spinal tumours who would benefit from post-operative high dose high precision beam therapy upon appropriate and stringent patient selection;  Patient selection should be done via standardised assessment such as the neurological-oncological-mechanical systemic (NOMS) framework; and  The assessment should be carried out by a multidisciplinary team (MDT), which may be inclusive of, but not limited to, radiation oncologists, spine surgeons and interventional radiologists, among others.
Orthopaedics | Spine - Thoracolumbar (TL) and sacral surgery | TL and sacral fusion and fixation implant | TL rod | K2M | EVEREST MIXT Straight Rod, Bulleted Hex D5.5x150 mm Ti | 1001-A55150 | Standalone | DE0016947 | As per HSA registered indication(s) except for radiolucent implants which should be used as follows:  in patients with primary or metastatic spinal tumours who would benefit from post-operative high dose high precision beam therapy upon appropriate and stringent patient selection;  Patient selection should be done via standardised assessment such as the neurological-oncological-mechanical systemic (NOMS) framework; and  The assessment should be carried out by a multidisciplinary team (MDT), which may be inclusive of, but not limited to, radiation oncologists, spine surgeons and interventional radiologists, among others.
Orthopaedics | Spine - Thoracolumbar (TL) and sacral surgery | TL and sacral fusion and fixation implant | TL rod | K2M | EVEREST MIXT Straight Rod, Bulleted Hex D5.5x175 mm Ti | 1001-A55175 | Standalone | DE0016947 | As per HSA registered indication(s) except for radiolucent implants which should be used as follows:  in patients with primary or metastatic spinal tumours who would benefit from post-operative high dose high precision beam therapy upon appropriate and stringent patient selection;  Patient selection should be done via standardised assessment such as the neurological-oncological-mechanical systemic (NOMS) framework; and  The assessment should be carried out by a multidisciplinary team (MDT), which may be inclusive of, but not limited to, radiation oncologists, spine surgeons and interventional radiologists, among others.
Orthopaedics | Spine - Thoracolumbar (TL) and sacral surgery | TL and sacral fusion and fixation implant | TL rod | K2M | EVEREST MIXT Straight Rod, Bulleted Hex D5.5x200 mm Ti | 1001-A55200 | Standalone | DE0016947 | As per HSA registered indication(s) except for radiolucent implants which should be used as follows:  in patients with primary or metastatic spinal tumours who would benefit from post-operative high dose high precision beam therapy upon appropriate and stringent patient selection;  Patient selection should be done via standardised assessment such as the neurological-oncological-mechanical systemic (NOMS) framework; and  The assessment should be carried out by a multidisciplinary team (MDT), which may be inclusive of, but not limited to, radiation oncologists, spine surgeons and interventional radiologists, among others.
Orthopaedics | Spine - Thoracolumbar (TL) and sacral surgery | TL and sacral fusion and fixation implant | TL rod | K2M | EVEREST MIXT Straight Rod, Bulleted Hex D5.5x225 mm Ti | 1001-A55225 | Standalone | DE0016947 | As per HSA registered indication(s) except for radiolucent implants which should be used as follows:  in patients with primary or metastatic spinal tumours who would benefit from post-operative high dose high precision beam therapy upon appropriate and stringent patient selection;  Patient selection should be done via standardised assessment such as the neurological-oncological-mechanical systemic (NOMS) framework; and  The assessment should be carried out by a multidisciplinary team (MDT), which may be inclusive of, but not limited to, radiation oncologists, spine surgeons and interventional radiologists, among others.
Orthopaedics | Spine - Thoracolumbar (TL) and sacral surgery | TL and sacral fusion and fixation implant | TL rod | K2M | EVEREST MIXT Straight Rod, Bulleted Hex D5.5x250 mm Ti | 1001-A55250 | Standalone | DE0016947 | As per HSA registered indication(s) except for radiolucent implants which should be used as follows:  in patients with primary or metastatic spinal tumours who would benefit from post-operative high dose high precision beam therapy upon appropriate and stringent patient selection;  Patient selection should be done via standardised assessment such as the neurological-oncological-mechanical systemic (NOMS) framework; and  The assessment should be carried out by a multidisciplinary team (MDT), which may be inclusive of, but not limited to, radiation oncologists, spine surgeons and interventional radiologists, among others.
Orthopaedics | Spine - Thoracolumbar (TL) and sacral surgery | TL and sacral fusion and fixation implant | TL rod | K2M | EVEREST MIXT Straight Rod, Bulleted Hex D5.5x275 mm Ti | 1001-A55275 | Standalone | DE0016947 | As per HSA registered indication(s) except for radiolucent implants which should be used as follows:  in patients with primary or metastatic spinal tumours who would benefit from post-operative high dose high precision beam therapy upon appropriate and stringent patient selection;  Patient selection should be done via standardised assessment such as the neurological-oncological-mechanical systemic (NOMS) framework; and  The assessment should be carried out by a multidisciplinary team (MDT), which may be inclusive of, but not limited to, radiation oncologists, spine surgeons and interventional radiologists, among others.
Orthopaedics | Spine - Thoracolumbar (TL) and sacral surgery | TL and sacral fusion and fixation implant | TL rod | K2M | EVEREST MIXT Straight Rod, Bulleted Hex D5.5x300 mm Ti | 1001-A55300 | Standalone | DE0016947 | As per HSA registered indication(s) except for radiolucent implants which should be used as follows:  in patients with primary or metastatic spinal tumours who would benefit from post-operative high dose high precision beam therapy upon appropriate and stringent patient selection;  Patient selection should be done via standardised assessment such as the neurological-oncological-mechanical systemic (NOMS) framework; and  The assessment should be carried out by a multidisciplinary team (MDT), which may be inclusive of, but not limited to, radiation oncologists, spine surgeons and interventional radiologists, among others.
Orthopaedics | Spine - Thoracolumbar (TL) and sacral surgery | TL and sacral fusion and fixation implant | TL pedicle screw - Shank, tulip | K2M | EVEREST MIXT Uniplanar Screw, Extended Tab - Transverse, Fen, D4.5x30 mm | E5111-34530T | Standalone | DE0016948 | As per HSA registered indication(s) except for radiolucent implants which should be used as follows:  in patients with primary or metastatic spinal tumours who would benefit from post-operative high dose high precision beam therapy upon appropriate and stringent patient selection;  Patient selection should be done via standardised assessment such as the neurological-oncological-mechanical systemic (NOMS) framework; and  The assessment should be carried out by a multidisciplinary team (MDT), which may be inclusive of, but not limited to, radiation oncologists, spine surgeons and interventional radiologists, among others.
Orthopaedics | Spine - Thoracolumbar (TL) and sacral surgery | TL and sacral fusion and fixation implant | TL pedicle screw - Shank, tulip | K2M | EVEREST MIXT Uniplanar Screw, Extended Tab - Transverse, Fen, D4.5x35 mm | E5111-34535T | Standalone | DE0016948 | As per HSA registered indication(s) except for radiolucent implants which should be used as follows:  in patients with primary or metastatic spinal tumours who would benefit from post-operative high dose high precision beam therapy upon appropriate and stringent patient selection;  Patient selection should be done via standardised assessment such as the neurological-oncological-mechanical systemic (NOMS) framework; and  The assessment should be carried out by a multidisciplinary team (MDT), which may be inclusive of, but not limited to, radiation oncologists, spine surgeons and interventional radiologists, among others.
Orthopaedics | Spine - Thoracolumbar (TL) and sacral surgery | TL and sacral fusion and fixation implant | TL pedicle screw - Shank, tulip | K2M | EVEREST MIXT Uniplanar Screw, Extended Tab - Transverse, Fen, D4.5x40 mm | E5111-34540T | Standalone | DE0016948 | As per HSA registered indication(s) except for radiolucent implants which should be used as follows:  in patients with primary or metastatic spinal tumours who would benefit from post-operative high dose high precision beam therapy upon appropriate and stringent patient selection;  Patient selection should be done via standardised assessment such as the neurological-oncological-mechanical systemic (NOMS) framework; and  The assessment should be carried out by a multidisciplinary team (MDT), which may be inclusive of, but not limited to, radiation oncologists, spine surgeons and interventional radiologists, among others.
Orthopaedics | Spine - Thoracolumbar (TL) and sacral surgery | TL and sacral fusion and fixation implant | TL pedicle screw - Shank, tulip | K2M | EVEREST MIXT Uniplanar Screw, Extended Tab - Transverse, Fen, D4.5x45 mm | E5111-34545T | Standalone | DE0016948 | As per HSA registered indication(s) except for radiolucent implants which should be used as follows:  in patients with primary or metastatic spinal tumours who would benefit from post-operative high dose high precision beam therapy upon appropriate and stringent patient selection;  Patient selection should be done via standardised assessment such as the neurological-oncological-mechanical systemic (NOMS) framework; and  The assessment should be carried out by a multidisciplinary team (MDT), which may be inclusive of, but not limited to, radiation oncologists, spine surgeons and interventional radiologists, among others.
Orthopaedics | Spine - Thoracolumbar (TL) and sacral surgery | TL and sacral fusion and fixation implant | TL pedicle screw - Shank, tulip | K2M | EVEREST MIXT Uniplanar Screw, Extended Tab - Transverse, Fen, D5.5x30 mm | E5111-35530T | Standalone | DE0016948 | As per HSA registered indication(s) except for radiolucent implants which should be used as follows:  in patients with primary or metastatic spinal tumours who would benefit from post-operative high dose high precision beam therapy upon appropriate and stringent patient selection;  Patient selection should be done via standardised assessment such as the neurological-oncological-mechanical systemic (NOMS) framework; and  The assessment should be carried out by a multidisciplinary team (MDT), which may be inclusive of, but not limited to, radiation oncologists, spine surgeons and interventional radiologists, among others.
Orthopaedics | Spine - Thoracolumbar (TL) and sacral surgery | TL and sacral fusion and fixation implant | TL pedicle screw - Shank, tulip | K2M | EVEREST MIXT Uniplanar Screw, Extended Tab - Transverse, Fen, D5.5x35 mm | E5111-35535T | Standalone | DE0016948 | As per HSA registered indication(s) except for radiolucent implants which should be used as follows:  in patients with primary or metastatic spinal tumours who would benefit from post-operative high dose high precision beam therapy upon appropriate and stringent patient selection;  Patient selection should be done via standardised assessment such as the neurological-oncological-mechanical systemic (NOMS) framework; and  The assessment should be carried out by a multidisciplinary team (MDT), which may be inclusive of, but not limited to, radiation oncologists, spine surgeons and interventional radiologists, among others.
Orthopaedics | Spine - Thoracolumbar (TL) and sacral surgery | TL and sacral fusion and fixation implant | TL pedicle screw - Shank, tulip | K2M | EVEREST MIXT Uniplanar Screw, Extended Tab - Transverse, Fen, D5.5x40 mm | E5111-35540T | Standalone | DE0016948 | As per HSA registered indication(s) except for radiolucent implants which should be used as follows:  in patients with primary or metastatic spinal tumours who would benefit from post-operative high dose high precision beam therapy upon appropriate and stringent patient selection;  Patient selection should be done via standardised assessment such as the neurological-oncological-mechanical systemic (NOMS) framework; and  The assessment should be carried out by a multidisciplinary team (MDT), which may be inclusive of, but not limited to, radiation oncologists, spine surgeons and interventional radiologists, among others.
Orthopaedics | Spine - Thoracolumbar (TL) and sacral surgery | TL and sacral fusion and fixation implant | TL pedicle screw - Shank, tulip | K2M | EVEREST MIXT Uniplanar Screw, Extended Tab - Transverse, Fen, D5.5x45 mm | E5111-35545T | Standalone | DE0016948 | As per HSA registered indication(s) except for radiolucent implants which should be used as follows:  in patients with primary or metastatic spinal tumours who would benefit from post-operative high dose high precision beam therapy upon appropriate and stringent patient selection;  Patient selection should be done via standardised assessment such as the neurological-oncological-mechanical systemic (NOMS) framework; and  The assessment should be carried out by a multidisciplinary team (MDT), which may be inclusive of, but not limited to, radiation oncologists, spine surgeons and interventional radiologists, among others.
Orthopaedics | Spine - Thoracolumbar (TL) and sacral surgery | TL and sacral fusion and fixation implant | TL pedicle screw - Shank, tulip | K2M | EVEREST MIXT Uniplanar Screw, Extended Tab - Transverse, Fen, D6.5x30 mm | E5111-36530T | Standalone | DE0016948 | As per HSA registered indication(s) except for radiolucent implants which should be used as follows:  in patients with primary or metastatic spinal tumours who would benefit from post-operative high dose high precision beam therapy upon appropriate and stringent patient selection;  Patient selection should be done via standardised assessment such as the neurological-oncological-mechanical systemic (NOMS) framework; and  The assessment should be carried out by a multidisciplinary team (MDT), which may be inclusive of, but not limited to, radiation oncologists, spine surgeons and interventional radiologists, among others.
Orthopaedics | Spine - Thoracolumbar (TL) and sacral surgery | TL and sacral fusion and fixation implant | TL pedicle screw - Shank, tulip | K2M | EVEREST MIXT Uniplanar Screw, Extended Tab - Transverse, Fen, D6.5x35 mm | E5111-36535T | Standalone | DE0016948 | As per HSA registered indication(s) except for radiolucent implants which should be used as follows:  in patients with primary or metastatic spinal tumours who would benefit from post-operative high dose high precision beam therapy upon appropriate and stringent patient selection;  Patient selection should be done via standardised assessment such as the neurological-oncological-mechanical systemic (NOMS) framework; and  The assessment should be carried out by a multidisciplinary team (MDT), which may be inclusive of, but not limited to, radiation oncologists, spine surgeons and interventional radiologists, among others.
Orthopaedics | Spine - Thoracolumbar (TL) and sacral surgery | TL and sacral fusion and fixation implant | TL pedicle screw - Shank, tulip | K2M | EVEREST MIXT Uniplanar Screw, Extended Tab - Transverse, Fen, D6.5x40 mm | E5111-36540T | Standalone | DE0016948 | As per HSA registered indication(s) except for radiolucent implants which should be used as follows:  in patients with primary or metastatic spinal tumours who would benefit from post-operative high dose high precision beam therapy upon appropriate and stringent patient selection;  Patient selection should be done via standardised assessment such as the neurological-oncological-mechanical systemic (NOMS) framework; and  The assessment should be carried out by a multidisciplinary team (MDT), which may be inclusive of, but not limited to, radiation oncologists, spine surgeons and interventional radiologists, among others.
Orthopaedics | Spine - Thoracolumbar (TL) and sacral surgery | TL and sacral fusion and fixation implant | TL pedicle screw - Shank, tulip | K2M | EVEREST MIXT Uniplanar Screw, Extended Tab - Transverse, Fen, D6.5x45 mm | E5111-36545T | Standalone | DE0016948 | As per HSA registered indication(s) except for radiolucent implants which should be used as follows:  in patients with primary or metastatic spinal tumours who would benefit from post-operative high dose high precision beam therapy upon appropriate and stringent patient selection;  Patient selection should be done via standardised assessment such as the neurological-oncological-mechanical systemic (NOMS) framework; and  The assessment should be carried out by a multidisciplinary team (MDT), which may be inclusive of, but not limited to, radiation oncologists, spine surgeons and interventional radiologists, among others.
Orthopaedics | Spine - Thoracolumbar (TL) and sacral surgery | TL and sacral fusion and fixation implant | TL pedicle screw - Shank, tulip | K2M | EVEREST MIXT Uniplanar Screw, Extended Tab - Transverse, Fen, D6.5x50 mm | E5111-36550T | Standalone | DE0016948 | As per HSA registered indication(s) except for radiolucent implants which should be used as follows:  in patients with primary or metastatic spinal tumours who would benefit from post-operative high dose high precision beam therapy upon appropriate and stringent patient selection;  Patient selection should be done via standardised assessment such as the neurological-oncological-mechanical systemic (NOMS) framework; and  The assessment should be carried out by a multidisciplinary team (MDT), which may be inclusive of, but not limited to, radiation oncologists, spine surgeons and interventional radiologists, among others.
Orthopaedics | Spine - Thoracolumbar (TL) and sacral surgery | TL and sacral fusion and fixation implant | TL pedicle screw - Shank, tulip | K2M | EVEREST MIXT Uniplanar Screw, Extended Tab - Transverse, Fen, D6.5x55 mm | E5111-36555T | Standalone | DE0016948 | As per HSA registered indication(s) except for radiolucent implants which should be used as follows:  in patients with primary or metastatic spinal tumours who would benefit from post-operative high dose high precision beam therapy upon appropriate and stringent patient selection;  Patient selection should be done via standardised assessment such as the neurological-oncological-mechanical systemic (NOMS) framework; and  The assessment should be carried out by a multidisciplinary team (MDT), which may be inclusive of, but not limited to, radiation oncologists, spine surgeons and interventional radiologists, among others.
Orthopaedics | Spine - Thoracolumbar (TL) and sacral surgery | TL and sacral fusion and fixation implant | TL pedicle screw - Shank, tulip | K2M | EVEREST MIXT Uniplanar Screw, Extended Tab - Transverse, Fen, D7.5x30 mm | E5111-37530T | Standalone | DE0016948 | As per HSA registered indication(s) except for radiolucent implants which should be used as follows:  in patients with primary or metastatic spinal tumours who would benefit from post-operative high dose high precision beam therapy upon appropriate and stringent patient selection;  Patient selection should be done via standardised assessment such as the neurological-oncological-mechanical systemic (NOMS) framework; and  The assessment should be carried out by a multidisciplinary team (MDT), which may be inclusive of, but not limited to, radiation oncologists, spine surgeons and interventional radiologists, among others.
Orthopaedics | Spine - Thoracolumbar (TL) and sacral surgery | TL and sacral fusion and fixation implant | TL pedicle screw - Shank, tulip | K2M | EVEREST MIXT Uniplanar Screw, Extended Tab - Transverse, Fen, D7.5x35 mm | E5111-37535T | Standalone | DE0016948 | As per HSA registered indication(s) except for radiolucent implants which should be used as follows:  in patients with primary or metastatic spinal tumours who would benefit from post-operative high dose high precision beam therapy upon appropriate and stringent patient selection;  Patient selection should be done via standardised assessment such as the neurological-oncological-mechanical systemic (NOMS) framework; and  The assessment should be carried out by a multidisciplinary team (MDT), which may be inclusive of, but not limited to, radiation oncologists, spine surgeons and interventional radiologists, among others.
Orthopaedics | Spine - Thoracolumbar (TL) and sacral surgery | TL and sacral fusion and fixation implant | TL pedicle screw - Shank, tulip | K2M | EVEREST MIXT Uniplanar Screw, Extended Tab - Transverse, Fen, D7.5x40 mm | E5111-37540T | Standalone | DE0016948 | As per HSA registered indication(s) except for radiolucent implants which should be used as follows:  in patients with primary or metastatic spinal tumours who would benefit from post-operative high dose high precision beam therapy upon appropriate and stringent patient selection;  Patient selection should be done via standardised assessment such as the neurological-oncological-mechanical systemic (NOMS) framework; and  The assessment should be carried out by a multidisciplinary team (MDT), which may be inclusive of, but not limited to, radiation oncologists, spine surgeons and interventional radiologists, among others.
Orthopaedics | Spine - Thoracolumbar (TL) and sacral surgery | TL and sacral fusion and fixation implant | TL pedicle screw - Shank, tulip | K2M | EVEREST MIXT Uniplanar Screw, Extended Tab - Transverse, Fen, D7.5x45 mm | E5111-37545T | Standalone | DE0016948 | As per HSA registered indication(s) except for radiolucent implants which should be used as follows:  in patients with primary or metastatic spinal tumours who would benefit from post-operative high dose high precision beam therapy upon appropriate and stringent patient selection;  Patient selection should be done via standardised assessment such as the neurological-oncological-mechanical systemic (NOMS) framework; and  The assessment should be carried out by a multidisciplinary team (MDT), which may be inclusive of, but not limited to, radiation oncologists, spine surgeons and interventional radiologists, among others.
Orthopaedics | Spine - Thoracolumbar (TL) and sacral surgery | TL and sacral fusion and fixation implant | TL pedicle screw - Shank, tulip | K2M | EVEREST MIXT Uniplanar Screw, Extended Tab - Transverse, Fen, D7.5x50 mm | E5111-37550T | Standalone | DE0016948 | As per HSA registered indication(s) except for radiolucent implants which should be used as follows:  in patients with primary or metastatic spinal tumours who would benefit from post-operative high dose high precision beam therapy upon appropriate and stringent patient selection;  Patient selection should be done via standardised assessment such as the neurological-oncological-mechanical systemic (NOMS) framework; and  The assessment should be carried out by a multidisciplinary team (MDT), which may be inclusive of, but not limited to, radiation oncologists, spine surgeons and interventional radiologists, among others.
Orthopaedics | Spine - Thoracolumbar (TL) and sacral surgery | TL and sacral fusion and fixation implant | TL pedicle screw - Shank, tulip | K2M | Everest Polyaxial Screw, Fenestrated D4.5x30 mm | F2911-04530 | Standalone | DE0017930 | As per HSA registered indication(s) except for radiolucent implants which should be used as follows:  in patients with primary or metastatic spinal tumours who would benefit from post-operative high dose high precision beam therapy upon appropriate and stringent patient selection;  Patient selection should be done via standardised assessment such as the neurological-oncological-mechanical systemic (NOMS) framework; and  The assessment should be carried out by a multidisciplinary team (MDT), which may be inclusive of, but not limited to, radiation oncologists, spine surgeons and interventional radiologists, among others.
Orthopaedics | Spine - Thoracolumbar (TL) and sacral surgery | TL and sacral fusion and fixation implant | TL pedicle screw - Shank, tulip | K2M | Everest Polyaxial Screw, Fenestrated D4.5x35 mm | F2911-04535 | Standalone | DE0017930 | As per HSA registered indication(s) except for radiolucent implants which should be used as follows:  in patients with primary or metastatic spinal tumours who would benefit from post-operative high dose high precision beam therapy upon appropriate and stringent patient selection;  Patient selection should be done via standardised assessment such as the neurological-oncological-mechanical systemic (NOMS) framework; and  The assessment should be carried out by a multidisciplinary team (MDT), which may be inclusive of, but not limited to, radiation oncologists, spine surgeons and interventional radiologists, among others.
Orthopaedics | Spine - Thoracolumbar (TL) and sacral surgery | TL and sacral fusion and fixation implant | TL pedicle screw - Shank, tulip | K2M | Everest Polyaxial Screw, Fenestrated D4.5x40 mm | F2911-04540 | Standalone | DE0017930 | As per HSA registered indication(s) except for radiolucent implants which should be used as follows:  in patients with primary or metastatic spinal tumours who would benefit from post-operative high dose high precision beam therapy upon appropriate and stringent patient selection;  Patient selection should be done via standardised assessment such as the neurological-oncological-mechanical systemic (NOMS) framework; and  The assessment should be carried out by a multidisciplinary team (MDT), which may be inclusive of, but not limited to, radiation oncologists, spine surgeons and interventional radiologists, among others.
Orthopaedics | Spine - Thoracolumbar (TL) and sacral surgery | TL and sacral fusion and fixation implant | TL pedicle screw - Shank, tulip | K2M | Everest Polyaxial Screw, Fenestrated D5.5x30 mm | F2911-05530 | Standalone | DE0017930 | As per HSA registered indication(s) except for radiolucent implants which should be used as follows:  in patients with primary or metastatic spinal tumours who would benefit from post-operative high dose high precision beam therapy upon appropriate and stringent patient selection;  Patient selection should be done via standardised assessment such as the neurological-oncological-mechanical systemic (NOMS) framework; and  The assessment should be carried out by a multidisciplinary team (MDT), which may be inclusive of, but not limited to, radiation oncologists, spine surgeons and interventional radiologists, among others.
Orthopaedics | Spine - Thoracolumbar (TL) and sacral surgery | TL and sacral fusion and fixation implant | TL pedicle screw - Shank, tulip | K2M | Everest Polyaxial Screw, Fenestrated D5.5x35 mm | F2911-05535 | Standalone | DE0017930 | As per HSA registered indication(s) except for radiolucent implants which should be used as follows:  in patients with primary or metastatic spinal tumours who would benefit from post-operative high dose high precision beam therapy upon appropriate and stringent patient selection;  Patient selection should be done via standardised assessment such as the neurological-oncological-mechanical systemic (NOMS) framework; and  The assessment should be carried out by a multidisciplinary team (MDT), which may be inclusive of, but not limited to, radiation oncologists, spine surgeons and interventional radiologists, among others.
Orthopaedics | Spine - Thoracolumbar (TL) and sacral surgery | TL and sacral fusion and fixation implant | TL pedicle screw - Shank, tulip | K2M | Everest Polyaxial Screw, Fenestrated D5.5x40 mm | F2911-05540 | Standalone | DE0017930 | As per HSA registered indication(s) except for radiolucent implants which should be used as follows:  in patients with primary or metastatic spinal tumours who would benefit from post-operative high dose high precision beam therapy upon appropriate and stringent patient selection;  Patient selection should be done via standardised assessment such as the neurological-oncological-mechanical systemic (NOMS) framework; and  The assessment should be carried out by a multidisciplinary team (MDT), which may be inclusive of, but not limited to, radiation oncologists, spine surgeons and interventional radiologists, among others.
Orthopaedics | Spine - Thoracolumbar (TL) and sacral surgery | TL and sacral fusion and fixation implant | TL pedicle screw - Shank, tulip | K2M | Everest Polyaxial Screw, Fenestrated D5.5x45 mm | F2911-05545 | Standalone | DE0017930 | As per HSA registered indication(s) except for radiolucent implants which should be used as follows:  in patients with primary or metastatic spinal tumours who would benefit from post-operative high dose high precision beam therapy upon appropriate and stringent patient selection;  Patient selection should be done via standardised assessment such as the neurological-oncological-mechanical systemic (NOMS) framework; and  The assessment should be carried out by a multidisciplinary team (MDT), which may be inclusive of, but not limited to, radiation oncologists, spine surgeons and interventional radiologists, among others.
Orthopaedics | Spine - Thoracolumbar (TL) and sacral surgery | TL and sacral fusion and fixation implant | TL pedicle screw - Shank, tulip | K2M | Everest Polyaxial Screw, Fenestrated D5.5x50 mm | F2911-05550 | Standalone | DE0017930 | As per HSA registered indication(s) except for radiolucent implants which should be used as follows:  in patients with primary or metastatic spinal tumours who would benefit from post-operative high dose high precision beam therapy upon appropriate and stringent patient selection;  Patient selection should be done via standardised assessment such as the neurological-oncological-mechanical systemic (NOMS) framework; and  The assessment should be carried out by a multidisciplinary team (MDT), which may be inclusive of, but not limited to, radiation oncologists, spine surgeons and interventional radiologists, among others.
Orthopaedics | Spine - Thoracolumbar (TL) and sacral surgery | TL and sacral fusion and fixation implant | TL pedicle screw - Shank, tulip | K2M | Everest Polyaxial Screw, Fenestrated D6.5x30 mm | F2911-06530 | Standalone | DE0017930 | As per HSA registered indication(s) except for radiolucent implants which should be used as follows:  in patients with primary or metastatic spinal tumours who would benefit from post-operative high dose high precision beam therapy upon appropriate and stringent patient selection;  Patient selection should be done via standardised assessment such as the neurological-oncological-mechanical systemic (NOMS) framework; and  The assessment should be carried out by a multidisciplinary team (MDT), which may be inclusive of, but not limited to, radiation oncologists, spine surgeons and interventional radiologists, among others.
Orthopaedics | Spine - Thoracolumbar (TL) and sacral surgery | TL and sacral fusion and fixation implant | TL pedicle screw - Shank, tulip | K2M | Everest Polyaxial Screw, Fenestrated D6.5x35 mm | F2911-06535 | Standalone | DE0017930 | As per HSA registered indication(s) except for radiolucent implants which should be used as follows:  in patients with primary or metastatic spinal tumours who would benefit from post-operative high dose high precision beam therapy upon appropriate and stringent patient selection;  Patient selection should be done via standardised assessment such as the neurological-oncological-mechanical systemic (NOMS) framework; and  The assessment should be carried out by a multidisciplinary team (MDT), which may be inclusive of, but not limited to, radiation oncologists, spine surgeons and interventional radiologists, among others.
Orthopaedics | Spine - Thoracolumbar (TL) and sacral surgery | TL and sacral fusion and fixation implant | TL pedicle screw - Shank, tulip | K2M | Everest Polyaxial Screw, Fenestrated D6.5x40 mm | F2911-06540 | Standalone | DE0017930 | As per HSA registered indication(s) except for radiolucent implants which should be used as follows:  in patients with primary or metastatic spinal tumours who would benefit from post-operative high dose high precision beam therapy upon appropriate and stringent patient selection;  Patient selection should be done via standardised assessment such as the neurological-oncological-mechanical systemic (NOMS) framework; and  The assessment should be carried out by a multidisciplinary team (MDT), which may be inclusive of, but not limited to, radiation oncologists, spine surgeons and interventional radiologists, among others.
Orthopaedics | Spine - Thoracolumbar (TL) and sacral surgery | TL and sacral fusion and fixation implant | TL pedicle screw - Shank, tulip | K2M | Everest Polyaxial Screw, Fenestrated D6.5x45 mm | F2911-06545 | Standalone | DE0017930 | As per HSA registered indication(s) except for radiolucent implants which should be used as follows:  in patients with primary or metastatic spinal tumours who would benefit from post-operative high dose high precision beam therapy upon appropriate and stringent patient selection;  Patient selection should be done via standardised assessment such as the neurological-oncological-mechanical systemic (NOMS) framework; and  The assessment should be carried out by a multidisciplinary team (MDT), which may be inclusive of, but not limited to, radiation oncologists, spine surgeons and interventional radiologists, among others.
Orthopaedics | Spine - Thoracolumbar (TL) and sacral surgery | TL and sacral fusion and fixation implant | TL pedicle screw - Shank, tulip | K2M | Everest Polyaxial Screw, Fenestrated D6.5x50 mm | F2911-06550 | Standalone | DE0017930 | As per HSA registered indication(s) except for radiolucent implants which should be used as follows:  in patients with primary or metastatic spinal tumours who would benefit from post-operative high dose high precision beam therapy upon appropriate and stringent patient selection;  Patient selection should be done via standardised assessment such as the neurological-oncological-mechanical systemic (NOMS) framework; and  The assessment should be carried out by a multidisciplinary team (MDT), which may be inclusive of, but not limited to, radiation oncologists, spine surgeons and interventional radiologists, among others.
Orthopaedics | Spine - Thoracolumbar (TL) and sacral surgery | TL and sacral fusion and fixation implant | TL pedicle screw - Shank, tulip | K2M | Everest Polyaxial Screw, Fenestrated D6.5x55 mm | F2911-06555 | Standalone | DE0017930 | As per HSA registered indication(s) except for radiolucent implants which should be used as follows:  in patients with primary or metastatic spinal tumours who would benefit from post-operative high dose high precision beam therapy upon appropriate and stringent patient selection;  Patient selection should be done via standardised assessment such as the neurological-oncological-mechanical systemic (NOMS) framework; and  The assessment should be carried out by a multidisciplinary team (MDT), which may be inclusive of, but not limited to, radiation oncologists, spine surgeons and interventional radiologists, among others.
Orthopaedics | Spine - Thoracolumbar (TL) and sacral surgery | TL and sacral fusion and fixation implant | TL pedicle screw - Shank, tulip | K2M | Everest Polyaxial Screw, Fenestrated D7.5x35 mm | F2911-07535 | Standalone | DE0017930 | As per HSA registered indication(s) except for radiolucent implants which should be used as follows:  in patients with primary or metastatic spinal tumours who would benefit from post-operative high dose high precision beam therapy upon appropriate and stringent patient selection;  Patient selection should be done via standardised assessment such as the neurological-oncological-mechanical systemic (NOMS) framework; and  The assessment should be carried out by a multidisciplinary team (MDT), which may be inclusive of, but not limited to, radiation oncologists, spine surgeons and interventional radiologists, among others.
Orthopaedics | Spine - Thoracolumbar (TL) and sacral surgery | TL and sacral fusion and fixation implant | TL pedicle screw - Shank, tulip | K2M | Everest Polyaxial Screw, Fenestrated D7.5x40 mm | F2911-07540 | Standalone | DE0017930 | As per HSA registered indication(s) except for radiolucent implants which should be used as follows:  in patients with primary or metastatic spinal tumours who would benefit from post-operative high dose high precision beam therapy upon appropriate and stringent patient selection;  Patient selection should be done via standardised assessment such as the neurological-oncological-mechanical systemic (NOMS) framework; and  The assessment should be carried out by a multidisciplinary team (MDT), which may be inclusive of, but not limited to, radiation oncologists, spine surgeons and interventional radiologists, among others.
Orthopaedics | Spine - Thoracolumbar (TL) and sacral surgery | TL and sacral fusion and fixation implant | TL pedicle screw - Shank, tulip | K2M | Everest Polyaxial Screw, Fenestrated D7.5x45 mm | F2911-07545 | Standalone | DE0017930 | As per HSA registered indication(s) except for radiolucent implants which should be used as follows:  in patients with primary or metastatic spinal tumours who would benefit from post-operative high dose high precision beam therapy upon appropriate and stringent patient selection;  Patient selection should be done via standardised assessment such as the neurological-oncological-mechanical systemic (NOMS) framework; and  The assessment should be carried out by a multidisciplinary team (MDT), which may be inclusive of, but not limited to, radiation oncologists, spine surgeons and interventional radiologists, among others.
Orthopaedics | Spine - Thoracolumbar (TL) and sacral surgery | TL and sacral fusion and fixation implant | TL pedicle screw - Shank, tulip | K2M | Everest Polyaxial Screw, Fenestrated D7.5x50 mm | F2911-07550 | Standalone | DE0017930 | As per HSA registered indication(s) except for radiolucent implants which should be used as follows:  in patients with primary or metastatic spinal tumours who would benefit from post-operative high dose high precision beam therapy upon appropriate and stringent patient selection;  Patient selection should be done via standardised assessment such as the neurological-oncological-mechanical systemic (NOMS) framework; and  The assessment should be carried out by a multidisciplinary team (MDT), which may be inclusive of, but not limited to, radiation oncologists, spine surgeons and interventional radiologists, among others.
Orthopaedics | Spine - Thoracolumbar (TL) and sacral surgery | TL and sacral fusion and fixation implant | TL pedicle screw - Shank, tulip | K2M | Everest Polyaxial Screw, Fenestrated D7.5x55 mm | F2911-07555 | Standalone | DE0017930 | As per HSA registered indication(s) except for radiolucent implants which should be used as follows:  in patients with primary or metastatic spinal tumours who would benefit from post-operative high dose high precision beam therapy upon appropriate and stringent patient selection;  Patient selection should be done via standardised assessment such as the neurological-oncological-mechanical systemic (NOMS) framework; and  The assessment should be carried out by a multidisciplinary team (MDT), which may be inclusive of, but not limited to, radiation oncologists, spine surgeons and interventional radiologists, among others.
Orthopaedics | Spine - Thoracolumbar (TL) and sacral surgery | TL and sacral fusion and fixation implant | TL pedicle screw - Shank, tulip | K2M | Everest Polyaxial Screw, Fenestrated D8.5x35 mm | F2911-08535 | Standalone | DE0017930 | As per HSA registered indication(s) except for radiolucent implants which should be used as follows:  in patients with primary or metastatic spinal tumours who would benefit from post-operative high dose high precision beam therapy upon appropriate and stringent patient selection;  Patient selection should be done via standardised assessment such as the neurological-oncological-mechanical systemic (NOMS) framework; and  The assessment should be carried out by a multidisciplinary team (MDT), which may be inclusive of, but not limited to, radiation oncologists, spine surgeons and interventional radiologists, among others.
Orthopaedics | Spine - Thoracolumbar (TL) and sacral surgery | TL and sacral fusion and fixation implant | TL pedicle screw - Shank, tulip | K2M | Everest Polyaxial Screw, Fenestrated D8.5x40 mm | F2911-08540 | Standalone | DE0017930 | As per HSA registered indication(s) except for radiolucent implants which should be used as follows:  in patients with primary or metastatic spinal tumours who would benefit from post-operative high dose high precision beam therapy upon appropriate and stringent patient selection;  Patient selection should be done via standardised assessment such as the neurological-oncological-mechanical systemic (NOMS) framework; and  The assessment should be carried out by a multidisciplinary team (MDT), which may be inclusive of, but not limited to, radiation oncologists, spine surgeons and interventional radiologists, among others.
Orthopaedics | Spine - Thoracolumbar (TL) and sacral surgery | TL and sacral fusion and fixation implant | TL pedicle screw - Shank, tulip | K2M | Everest Polyaxial Screw, Fenestrated D8.5x45 mm | F2911-08545 | Standalone | DE0017930 | As per HSA registered indication(s) except for radiolucent implants which should be used as follows:  in patients with primary or metastatic spinal tumours who would benefit from post-operative high dose high precision beam therapy upon appropriate and stringent patient selection;  Patient selection should be done via standardised assessment such as the neurological-oncological-mechanical systemic (NOMS) framework; and  The assessment should be carried out by a multidisciplinary team (MDT), which may be inclusive of, but not limited to, radiation oncologists, spine surgeons and interventional radiologists, among others.
Orthopaedics | Spine - Thoracolumbar (TL) and sacral surgery | TL and sacral fusion and fixation implant | TL pedicle screw - Shank, tulip | K2M | Everest Polyaxial Screw, Fenestrated D8.5x50 mm | F2911-08550 | Standalone | DE0017930 | As per HSA registered indication(s) except for radiolucent implants which should be used as follows:  in patients with primary or metastatic spinal tumours who would benefit from post-operative high dose high precision beam therapy upon appropriate and stringent patient selection;  Patient selection should be done via standardised assessment such as the neurological-oncological-mechanical systemic (NOMS) framework; and  The assessment should be carried out by a multidisciplinary team (MDT), which may be inclusive of, but not limited to, radiation oncologists, spine surgeons and interventional radiologists, among others.
Orthopaedics | Spine - Thoracolumbar (TL) and sacral surgery | TL and sacral fusion and fixation implant | TL pedicle screw - Shank, tulip | K2M | Everest Polyaxial Screw, Fenestrated D8.5x55 mm | F2911-08555 | Standalone | DE0017930 | As per HSA registered indication(s) except for radiolucent implants which should be used as follows:  in patients with primary or metastatic spinal tumours who would benefit from post-operative high dose high precision beam therapy upon appropriate and stringent patient selection;  Patient selection should be done via standardised assessment such as the neurological-oncological-mechanical systemic (NOMS) framework; and  The assessment should be carried out by a multidisciplinary team (MDT), which may be inclusive of, but not limited to, radiation oncologists, spine surgeons and interventional radiologists, among others.
Orthopaedics | Spine - Thoracolumbar (TL) and sacral surgery | TL and sacral fusion and fixation implant | TL pedicle screw - Shank, tulip | K2M | Everest Screw Assembly 10.5 x 100 | 2911-010100 | Standalone | DE0016948 | As per HSA registered indication(s) except for radiolucent implants which should be used as follows:  in patients with primary or metastatic spinal tumours who would benefit from post-operative high dose high precision beam therapy upon appropriate and stringent patient selection;  Patient selection should be done via standardised assessment such as the neurological-oncological-mechanical systemic (NOMS) framework; and  The assessment should be carried out by a multidisciplinary team (MDT), which may be inclusive of, but not limited to, radiation oncologists, spine surgeons and interventional radiologists, among others.
Orthopaedics | Spine - Thoracolumbar (TL) and sacral surgery | TL and sacral fusion and fixation implant | TL pedicle screw - Shank, tulip | K2M | Everest Screw Assembly 10.5 x 110 | 2911-010110 | Standalone | DE0016948 | As per HSA registered indication(s) except for radiolucent implants which should be used as follows:  in patients with primary or metastatic spinal tumours who would benefit from post-operative high dose high precision beam therapy upon appropriate and stringent patient selection;  Patient selection should be done via standardised assessment such as the neurological-oncological-mechanical systemic (NOMS) framework; and  The assessment should be carried out by a multidisciplinary team (MDT), which may be inclusive of, but not limited to, radiation oncologists, spine surgeons and interventional radiologists, among others.
Orthopaedics | Spine - Thoracolumbar (TL) and sacral surgery | TL and sacral fusion and fixation implant | TL pedicle screw - Shank, tulip | K2M | Everest Screw Assembly 10.5 x 70 | 2911-01070 | Standalone | DE0016948 | As per HSA registered indication(s) except for radiolucent implants which should be used as follows:  in patients with primary or metastatic spinal tumours who would benefit from post-operative high dose high precision beam therapy upon appropriate and stringent patient selection;  Patient selection should be done via standardised assessment such as the neurological-oncological-mechanical systemic (NOMS) framework; and  The assessment should be carried out by a multidisciplinary team (MDT), which may be inclusive of, but not limited to, radiation oncologists, spine surgeons and interventional radiologists, among others.
Orthopaedics | Spine - Thoracolumbar (TL) and sacral surgery | TL and sacral fusion and fixation implant | TL pedicle screw - Shank, tulip | K2M | Everest Screw Assembly 10.5 x 80 | 2911-01080 | Standalone | DE0016948 | As per HSA registered indication(s) except for radiolucent implants which should be used as follows:  in patients with primary or metastatic spinal tumours who would benefit from post-operative high dose high precision beam therapy upon appropriate and stringent patient selection;  Patient selection should be done via standardised assessment such as the neurological-oncological-mechanical systemic (NOMS) framework; and  The assessment should be carried out by a multidisciplinary team (MDT), which may be inclusive of, but not limited to, radiation oncologists, spine surgeons and interventional radiologists, among others.
Orthopaedics | Spine - Thoracolumbar (TL) and sacral surgery | TL and sacral fusion and fixation implant | TL pedicle screw - Shank, tulip | K2M | Everest Screw Assembly 10.5 x 90 | 2911-01090 | Standalone | DE0016948 | As per HSA registered indication(s) except for radiolucent implants which should be used as follows:  in patients with primary or metastatic spinal tumours who would benefit from post-operative high dose high precision beam therapy upon appropriate and stringent patient selection;  Patient selection should be done via standardised assessment such as the neurological-oncological-mechanical systemic (NOMS) framework; and  The assessment should be carried out by a multidisciplinary team (MDT), which may be inclusive of, but not limited to, radiation oncologists, spine surgeons and interventional radiologists, among others.
Orthopaedics | Spine - Thoracolumbar (TL) and sacral surgery | TL and sacral fusion and fixation implant | TL pedicle screw - Shank, tulip | K2M | Everest Screw Assembly 6.5 x 100 | 2911-065100 | Standalone | DE0016948 | As per HSA registered indication(s) except for radiolucent implants which should be used as follows:  in patients with primary or metastatic spinal tumours who would benefit from post-operative high dose high precision beam therapy upon appropriate and stringent patient selection;  Patient selection should be done via standardised assessment such as the neurological-oncological-mechanical systemic (NOMS) framework; and  The assessment should be carried out by a multidisciplinary team (MDT), which may be inclusive of, but not limited to, radiation oncologists, spine surgeons and interventional radiologists, among others.
Orthopaedics | Spine - Thoracolumbar (TL) and sacral surgery | TL and sacral fusion and fixation implant | TL pedicle screw - Shank, tulip | K2M | Everest Screw Assembly 6.5 x 110 | 2911-065110 | Standalone | DE0016948 | As per HSA registered indication(s) except for radiolucent implants which should be used as follows:  in patients with primary or metastatic spinal tumours who would benefit from post-operative high dose high precision beam therapy upon appropriate and stringent patient selection;  Patient selection should be done via standardised assessment such as the neurological-oncological-mechanical systemic (NOMS) framework; and  The assessment should be carried out by a multidisciplinary team (MDT), which may be inclusive of, but not limited to, radiation oncologists, spine surgeons and interventional radiologists, among others.
Orthopaedics | Spine - Thoracolumbar (TL) and sacral surgery | TL and sacral fusion and fixation implant | TL pedicle screw - Shank, tulip | K2M | Everest Screw Assembly 6.5 x 70 | 2911-06570 | Standalone | DE0016948 | As per HSA registered indication(s) except for radiolucent implants which should be used as follows:  in patients with primary or metastatic spinal tumours who would benefit from post-operative high dose high precision beam therapy upon appropriate and stringent patient selection;  Patient selection should be done via standardised assessment such as the neurological-oncological-mechanical systemic (NOMS) framework; and  The assessment should be carried out by a multidisciplinary team (MDT), which may be inclusive of, but not limited to, radiation oncologists, spine surgeons and interventional radiologists, among others.
Orthopaedics | Spine - Thoracolumbar (TL) and sacral surgery | TL and sacral fusion and fixation implant | TL pedicle screw - Shank, tulip | K2M | Everest Screw Assembly 6.5 x 80 | 2911-06580 | Standalone | DE0016948 | As per HSA registered indication(s) except for radiolucent implants which should be used as follows:  in patients with primary or metastatic spinal tumours who would benefit from post-operative high dose high precision beam therapy upon appropriate and stringent patient selection;  Patient selection should be done via standardised assessment such as the neurological-oncological-mechanical systemic (NOMS) framework; and  The assessment should be carried out by a multidisciplinary team (MDT), which may be inclusive of, but not limited to, radiation oncologists, spine surgeons and interventional radiologists, among others.
Orthopaedics | Spine - Thoracolumbar (TL) and sacral surgery | TL and sacral fusion and fixation implant | TL pedicle screw - Shank, tulip | K2M | Everest Screw Assembly 6.5 x 90 | 2911-06590 | Standalone | DE0016948 | As per HSA registered indication(s) except for radiolucent implants which should be used as follows:  in patients with primary or metastatic spinal tumours who would benefit from post-operative high dose high precision beam therapy upon appropriate and stringent patient selection;  Patient selection should be done via standardised assessment such as the neurological-oncological-mechanical systemic (NOMS) framework; and  The assessment should be carried out by a multidisciplinary team (MDT), which may be inclusive of, but not limited to, radiation oncologists, spine surgeons and interventional radiologists, among others.
Orthopaedics | Spine - Thoracolumbar (TL) and sacral surgery | TL and sacral fusion and fixation implant | TL pedicle screw - Shank, tulip | K2M | Everest Screw Assembly 7.5 x 100 | 2911-075100 | Standalone | DE0016948 | As per HSA registered indication(s) except for radiolucent implants which should be used as follows:  in patients with primary or metastatic spinal tumours who would benefit from post-operative high dose high precision beam therapy upon appropriate and stringent patient selection;  Patient selection should be done via standardised assessment such as the neurological-oncological-mechanical systemic (NOMS) framework; and  The assessment should be carried out by a multidisciplinary team (MDT), which may be inclusive of, but not limited to, radiation oncologists, spine surgeons and interventional radiologists, among others.
Orthopaedics | Spine - Thoracolumbar (TL) and sacral surgery | TL and sacral fusion and fixation implant | TL pedicle screw - Shank, tulip | K2M | Everest Screw Assembly 7.5 x 110 | 2911-075110 | Standalone | DE0016948 | As per HSA registered indication(s) except for radiolucent implants which should be used as follows:  in patients with primary or metastatic spinal tumours who would benefit from post-operative high dose high precision beam therapy upon appropriate and stringent patient selection;  Patient selection should be done via standardised assessment such as the neurological-oncological-mechanical systemic (NOMS) framework; and  The assessment should be carried out by a multidisciplinary team (MDT), which may be inclusive of, but not limited to, radiation oncologists, spine surgeons and interventional radiologists, among others.
Orthopaedics | Spine - Thoracolumbar (TL) and sacral surgery | TL and sacral fusion and fixation implant | TL pedicle screw - Shank, tulip | K2M | Everest Screw Assembly 7.5 x 70 | 2911-07570 | Standalone | DE0016948 | As per HSA registered indication(s) except for radiolucent implants which should be used as follows:  in patients with primary or metastatic spinal tumours who would benefit from post-operative high dose high precision beam therapy upon appropriate and stringent patient selection;  Patient selection should be done via standardised assessment such as the neurological-oncological-mechanical systemic (NOMS) framework; and  The assessment should be carried out by a multidisciplinary team (MDT), which may be inclusive of, but not limited to, radiation oncologists, spine surgeons and interventional radiologists, among others.
Orthopaedics | Spine - Thoracolumbar (TL) and sacral surgery | TL and sacral fusion and fixation implant | TL pedicle screw - Shank, tulip | K2M | Everest Screw Assembly 7.5 x 80 | 2911-07580 | Standalone | DE0016948 | As per HSA registered indication(s) except for radiolucent implants which should be used as follows:  in patients with primary or metastatic spinal tumours who would benefit from post-operative high dose high precision beam therapy upon appropriate and stringent patient selection;  Patient selection should be done via standardised assessment such as the neurological-oncological-mechanical systemic (NOMS) framework; and  The assessment should be carried out by a multidisciplinary team (MDT), which may be inclusive of, but not limited to, radiation oncologists, spine surgeons and interventional radiologists, among others.
Orthopaedics | Spine - Thoracolumbar (TL) and sacral surgery | TL and sacral fusion and fixation implant | TL pedicle screw - Shank, tulip | K2M | Everest Screw Assembly 7.5 x 90 | 2911-07590 | Standalone | DE0016948 | As per HSA registered indication(s) except for radiolucent implants which should be used as follows:  in patients with primary or metastatic spinal tumours who would benefit from post-operative high dose high precision beam therapy upon appropriate and stringent patient selection;  Patient selection should be done via standardised assessment such as the neurological-oncological-mechanical systemic (NOMS) framework; and  The assessment should be carried out by a multidisciplinary team (MDT), which may be inclusive of, but not limited to, radiation oncologists, spine surgeons and interventional radiologists, among others.
Orthopaedics | Spine - Thoracolumbar (TL) and sacral surgery | TL and sacral fusion and fixation implant | TL pedicle screw - Shank, tulip | K2M | Everest Screw Assembly 8.5 x 100 | 2911-085100 | Standalone | DE0016948 | As per HSA registered indication(s) except for radiolucent implants which should be used as follows:  in patients with primary or metastatic spinal tumours who would benefit from post-operative high dose high precision beam therapy upon appropriate and stringent patient selection;  Patient selection should be done via standardised assessment such as the neurological-oncological-mechanical systemic (NOMS) framework; and  The assessment should be carried out by a multidisciplinary team (MDT), which may be inclusive of, but not limited to, radiation oncologists, spine surgeons and interventional radiologists, among others.
Orthopaedics | Spine - Thoracolumbar (TL) and sacral surgery | TL and sacral fusion and fixation implant | TL pedicle screw - Shank, tulip | K2M | Everest Screw Assembly 8.5 x 110 | 2911-085110 | Standalone | DE0016948 | As per HSA registered indication(s) except for radiolucent implants which should be used as follows:  in patients with primary or metastatic spinal tumours who would benefit from post-operative high dose high precision beam therapy upon appropriate and stringent patient selection;  Patient selection should be done via standardised assessment such as the neurological-oncological-mechanical systemic (NOMS) framework; and  The assessment should be carried out by a multidisciplinary team (MDT), which may be inclusive of, but not limited to, radiation oncologists, spine surgeons and interventional radiologists, among others.
Orthopaedics | Spine - Thoracolumbar (TL) and sacral surgery | TL and sacral fusion and fixation implant | TL pedicle screw - Shank, tulip | K2M | Everest Screw Assembly 8.5 x 70 | 2911-08570 | Standalone | DE0016948 | As per HSA registered indication(s) except for radiolucent implants which should be used as follows:  in patients with primary or metastatic spinal tumours who would benefit from post-operative high dose high precision beam therapy upon appropriate and stringent patient selection;  Patient selection should be done via standardised assessment such as the neurological-oncological-mechanical systemic (NOMS) framework; and  The assessment should be carried out by a multidisciplinary team (MDT), which may be inclusive of, but not limited to, radiation oncologists, spine surgeons and interventional radiologists, among others.
Orthopaedics | Spine - Thoracolumbar (TL) and sacral surgery | TL and sacral fusion and fixation implant | TL pedicle screw - Shank, tulip | K2M | Everest Screw Assembly 8.5 x 80 | 2911-08580 | Standalone | DE0016948 | As per HSA registered indication(s) except for radiolucent implants which should be used as follows:  in patients with primary or metastatic spinal tumours who would benefit from post-operative high dose high precision beam therapy upon appropriate and stringent patient selection;  Patient selection should be done via standardised assessment such as the neurological-oncological-mechanical systemic (NOMS) framework; and  The assessment should be carried out by a multidisciplinary team (MDT), which may be inclusive of, but not limited to, radiation oncologists, spine surgeons and interventional radiologists, among others.
Orthopaedics | Spine - Thoracolumbar (TL) and sacral surgery | TL and sacral fusion and fixation implant | TL pedicle screw - Shank, tulip | K2M | Everest Screw Assembly 8.5 x 90 | 2911-08590 | Standalone | DE0016948 | As per HSA registered indication(s) except for radiolucent implants which should be used as follows:  in patients with primary or metastatic spinal tumours who would benefit from post-operative high dose high precision beam therapy upon appropriate and stringent patient selection;  Patient selection should be done via standardised assessment such as the neurological-oncological-mechanical systemic (NOMS) framework; and  The assessment should be carried out by a multidisciplinary team (MDT), which may be inclusive of, but not limited to, radiation oncologists, spine surgeons and interventional radiologists, among others.
Orthopaedics | Spine - Thoracolumbar (TL) and sacral surgery | TL and sacral fusion and fixation implant | TL pedicle screw - Shank, tulip | K2M | Everest Screw Assembly 9.5 x 100 | 2911-095100 | Standalone | DE0016948 | As per HSA registered indication(s) except for radiolucent implants which should be used as follows:  in patients with primary or metastatic spinal tumours who would benefit from post-operative high dose high precision beam therapy upon appropriate and stringent patient selection;  Patient selection should be done via standardised assessment such as the neurological-oncological-mechanical systemic (NOMS) framework; and  The assessment should be carried out by a multidisciplinary team (MDT), which may be inclusive of, but not limited to, radiation oncologists, spine surgeons and interventional radiologists, among others.
Orthopaedics | Spine - Thoracolumbar (TL) and sacral surgery | TL and sacral fusion and fixation implant | TL pedicle screw - Shank, tulip | K2M | Everest Screw Assembly 9.5 x 110 | 2911-095110 | Standalone | DE0016948 | As per HSA registered indication(s) except for radiolucent implants which should be used as follows:  in patients with primary or metastatic spinal tumours who would benefit from post-operative high dose high precision beam therapy upon appropriate and stringent patient selection;  Patient selection should be done via standardised assessment such as the neurological-oncological-mechanical systemic (NOMS) framework; and  The assessment should be carried out by a multidisciplinary team (MDT), which may be inclusive of, but not limited to, radiation oncologists, spine surgeons and interventional radiologists, among others.
Orthopaedics | Spine - Thoracolumbar (TL) and sacral surgery | TL and sacral fusion and fixation implant | TL pedicle screw - Shank, tulip | K2M | Everest Screw Assembly 9.5 x 70 | 2911-09570 | Standalone | DE0016948 | As per HSA registered indication(s) except for radiolucent implants which should be used as follows:  in patients with primary or metastatic spinal tumours who would benefit from post-operative high dose high precision beam therapy upon appropriate and stringent patient selection;  Patient selection should be done via standardised assessment such as the neurological-oncological-mechanical systemic (NOMS) framework; and  The assessment should be carried out by a multidisciplinary team (MDT), which may be inclusive of, but not limited to, radiation oncologists, spine surgeons and interventional radiologists, among others.
Orthopaedics | Spine - Thoracolumbar (TL) and sacral surgery | TL and sacral fusion and fixation implant | TL pedicle screw - Shank, tulip | K2M | Everest Screw Assembly 9.5 x 80 | 2911-09580 | Standalone | DE0016948 | As per HSA registered indication(s) except for radiolucent implants which should be used as follows:  in patients with primary or metastatic spinal tumours who would benefit from post-operative high dose high precision beam therapy upon appropriate and stringent patient selection;  Patient selection should be done via standardised assessment such as the neurological-oncological-mechanical systemic (NOMS) framework; and  The assessment should be carried out by a multidisciplinary team (MDT), which may be inclusive of, but not limited to, radiation oncologists, spine surgeons and interventional radiologists, among others.
Orthopaedics | Spine - Thoracolumbar (TL) and sacral surgery | TL and sacral fusion and fixation implant | TL pedicle screw - Shank, tulip | K2M | Everest Screw Assembly 9.5 x 90 | 2911-09590 | Standalone | DE0016948 | As per HSA registered indication(s) except for radiolucent implants which should be used as follows:  in patients with primary or metastatic spinal tumours who would benefit from post-operative high dose high precision beam therapy upon appropriate and stringent patient selection;  Patient selection should be done via standardised assessment such as the neurological-oncological-mechanical systemic (NOMS) framework; and  The assessment should be carried out by a multidisciplinary team (MDT), which may be inclusive of, but not limited to, radiation oncologists, spine surgeons and interventional radiologists, among others.
Orthopaedics | Spine - Thoracolumbar (TL) and sacral surgery | TL and sacral fusion and fixation implant | TL pedicle screw - Locking screw | K2M | EVEREST Set Screw | 2901-10001 | Standalone | DE0016948 | As per HSA registered indication(s) except for radiolucent implants which should be used as follows:  in patients with primary or metastatic spinal tumours who would benefit from post-operative high dose high precision beam therapy upon appropriate and stringent patient selection;  Patient selection should be done via standardised assessment such as the neurological-oncological-mechanical systemic (NOMS) framework; and  The assessment should be carried out by a multidisciplinary team (MDT), which may be inclusive of, but not limited to, radiation oncologists, spine surgeons and interventional radiologists, among others.
Orthopaedics | Spine - Thoracolumbar (TL) and sacral surgery | TL and sacral fusion and fixation implant | TL rod | K2M | EVEREST Spinal System,Contoured Rod, Bulleted Hex,Size D6.0x100 mm | 5101-E60100 | Standalone | DE0016948 | As per HSA registered indication(s) except for radiolucent implants which should be used as follows:  in patients with primary or metastatic spinal tumours who would benefit from post-operative high dose high precision beam therapy upon appropriate and stringent patient selection;  Patient selection should be done via standardised assessment such as the neurological-oncological-mechanical systemic (NOMS) framework; and  The assessment should be carried out by a multidisciplinary team (MDT), which may be inclusive of, but not limited to, radiation oncologists, spine surgeons and interventional radiologists, among others.
Orthopaedics | Spine - Thoracolumbar (TL) and sacral surgery | TL and sacral fusion and fixation implant | TL rod | K2M | EVEREST Spinal System,Contoured Rod, Bulleted Hex,Size D6.0x105 mm | 5101-E60105 | Standalone | DE0016948 | As per HSA registered indication(s) except for radiolucent implants which should be used as follows:  in patients with primary or metastatic spinal tumours who would benefit from post-operative high dose high precision beam therapy upon appropriate and stringent patient selection;  Patient selection should be done via standardised assessment such as the neurological-oncological-mechanical systemic (NOMS) framework; and  The assessment should be carried out by a multidisciplinary team (MDT), which may be inclusive of, but not limited to, radiation oncologists, spine surgeons and interventional radiologists, among others.
Orthopaedics | Spine - Thoracolumbar (TL) and sacral surgery | TL and sacral fusion and fixation implant | TL rod | K2M | EVEREST Spinal System,Contoured Rod, Bulleted Hex,Size D6.0x110 mm | 5101-E60110 | Standalone | DE0016948 | As per HSA registered indication(s) except for radiolucent implants which should be used as follows:  in patients with primary or metastatic spinal tumours who would benefit from post-operative high dose high precision beam therapy upon appropriate and stringent patient selection;  Patient selection should be done via standardised assessment such as the neurological-oncological-mechanical systemic (NOMS) framework; and  The assessment should be carried out by a multidisciplinary team (MDT), which may be inclusive of, but not limited to, radiation oncologists, spine surgeons and interventional radiologists, among others.
Orthopaedics | Spine - Thoracolumbar (TL) and sacral surgery | TL and sacral fusion and fixation implant | TL rod | K2M | EVEREST Spinal System,Contoured Rod, Bulleted Hex,Size D6.0x115 mm | 5101-E60115 | Standalone | DE0016948 | As per HSA registered indication(s) except for radiolucent implants which should be used as follows:  in patients with primary or metastatic spinal tumours who would benefit from post-operative high dose high precision beam therapy upon appropriate and stringent patient selection;  Patient selection should be done via standardised assessment such as the neurological-oncological-mechanical systemic (NOMS) framework; and  The assessment should be carried out by a multidisciplinary team (MDT), which may be inclusive of, but not limited to, radiation oncologists, spine surgeons and interventional radiologists, among others.
Orthopaedics | Spine - Thoracolumbar (TL) and sacral surgery | TL and sacral fusion and fixation implant | TL rod | K2M | EVEREST Spinal System,Contoured Rod, Bulleted Hex,Size D6.0x120 mm | 5101-E60120 | Standalone | DE0016948 | As per HSA registered indication(s) except for radiolucent implants which should be used as follows:  in patients with primary or metastatic spinal tumours who would benefit from post-operative high dose high precision beam therapy upon appropriate and stringent patient selection;  Patient selection should be done via standardised assessment such as the neurological-oncological-mechanical systemic (NOMS) framework; and  The assessment should be carried out by a multidisciplinary team (MDT), which may be inclusive of, but not limited to, radiation oncologists, spine surgeons and interventional radiologists, among others.
Orthopaedics | Spine - Thoracolumbar (TL) and sacral surgery | TL and sacral fusion and fixation implant | TL rod | K2M | EVEREST Spinal System,Contoured Rod, Bulleted Hex,Size D6.0x125 mm | 5101-E60125 | Standalone | DE0016948 | As per HSA registered indication(s) except for radiolucent implants which should be used as follows:  in patients with primary or metastatic spinal tumours who would benefit from post-operative high dose high precision beam therapy upon appropriate and stringent patient selection;  Patient selection should be done via standardised assessment such as the neurological-oncological-mechanical systemic (NOMS) framework; and  The assessment should be carried out by a multidisciplinary team (MDT), which may be inclusive of, but not limited to, radiation oncologists, spine surgeons and interventional radiologists, among others.
Orthopaedics | Spine - Thoracolumbar (TL) and sacral surgery | TL and sacral fusion and fixation implant | TL rod | K2M | EVEREST Spinal System,Contoured Rod, Bulleted Hex,Size D6.0x130 mm | 5101-E60130 | Standalone | DE0016948 | As per HSA registered indication(s) except for radiolucent implants which should be used as follows:  in patients with primary or metastatic spinal tumours who would benefit from post-operative high dose high precision beam therapy upon appropriate and stringent patient selection;  Patient selection should be done via standardised assessment such as the neurological-oncological-mechanical systemic (NOMS) framework; and  The assessment should be carried out by a multidisciplinary team (MDT), which may be inclusive of, but not limited to, radiation oncologists, spine surgeons and interventional radiologists, among others.
Orthopaedics | Spine - Thoracolumbar (TL) and sacral surgery | TL and sacral fusion and fixation implant | TL rod | K2M | EVEREST Spinal System,Contoured Rod, Bulleted Hex,Size D6.0x135 mm | 5101-E60135 | Standalone | DE0016948 | As per HSA registered indication(s) except for radiolucent implants which should be used as follows:  in patients with primary or metastatic spinal tumours who would benefit from post-operative high dose high precision beam therapy upon appropriate and stringent patient selection;  Patient selection should be done via standardised assessment such as the neurological-oncological-mechanical systemic (NOMS) framework; and  The assessment should be carried out by a multidisciplinary team (MDT), which may be inclusive of, but not limited to, radiation oncologists, spine surgeons and interventional radiologists, among others.
Orthopaedics | Spine - Thoracolumbar (TL) and sacral surgery | TL and sacral fusion and fixation implant | TL rod | K2M | EVEREST Spinal System,Contoured Rod, Bulleted Hex,Size D6.0x140 mm | 5101-E60140 | Standalone | DE0016948 | As per HSA registered indication(s) except for radiolucent implants which should be used as follows:  in patients with primary or metastatic spinal tumours who would benefit from post-operative high dose high precision beam therapy upon appropriate and stringent patient selection;  Patient selection should be done via standardised assessment such as the neurological-oncological-mechanical systemic (NOMS) framework; and  The assessment should be carried out by a multidisciplinary team (MDT), which may be inclusive of, but not limited to, radiation oncologists, spine surgeons and interventional radiologists, among others.
Orthopaedics | Spine - Thoracolumbar (TL) and sacral surgery | TL and sacral fusion and fixation implant | TL rod | K2M | EVEREST Spinal System,Contoured Rod, Bulleted Hex,Size D6.0x145 mm | 5101-E60145 | Standalone | DE0016948 | As per HSA registered indication(s) except for radiolucent implants which should be used as follows:  in patients with primary or metastatic spinal tumours who would benefit from post-operative high dose high precision beam therapy upon appropriate and stringent patient selection;  Patient selection should be done via standardised assessment such as the neurological-oncological-mechanical systemic (NOMS) framework; and  The assessment should be carried out by a multidisciplinary team (MDT), which may be inclusive of, but not limited to, radiation oncologists, spine surgeons and interventional radiologists, among others.
Orthopaedics | Spine - Thoracolumbar (TL) and sacral surgery | TL and sacral fusion and fixation implant | TL rod | K2M | EVEREST Spinal System,Contoured Rod, Bulleted Hex,Size D6.0x150 mm | 5101-E60150 | Standalone | DE0016948 | As per HSA registered indication(s) except for radiolucent implants which should be used as follows:  in patients with primary or metastatic spinal tumours who would benefit from post-operative high dose high precision beam therapy upon appropriate and stringent patient selection;  Patient selection should be done via standardised assessment such as the neurological-oncological-mechanical systemic (NOMS) framework; and  The assessment should be carried out by a multidisciplinary team (MDT), which may be inclusive of, but not limited to, radiation oncologists, spine surgeons and interventional radiologists, among others.
Orthopaedics | Spine - Thoracolumbar (TL) and sacral surgery | TL and sacral fusion and fixation implant | TL rod | K2M | EVEREST Spinal System,Contoured Rod, Bulleted Hex,Size D6.0x30 mm | 5101-E6030 | Standalone | DE0016948 | As per HSA registered indication(s) except for radiolucent implants which should be used as follows:  in patients with primary or metastatic spinal tumours who would benefit from post-operative high dose high precision beam therapy upon appropriate and stringent patient selection;  Patient selection should be done via standardised assessment such as the neurological-oncological-mechanical systemic (NOMS) framework; and  The assessment should be carried out by a multidisciplinary team (MDT), which may be inclusive of, but not limited to, radiation oncologists, spine surgeons and interventional radiologists, among others.
Orthopaedics | Spine - Thoracolumbar (TL) and sacral surgery | TL and sacral fusion and fixation implant | TL rod | K2M | EVEREST Spinal System,Contoured Rod, Bulleted Hex,Size D6.0x35 mm | 5101-E6035 | Standalone | DE0016948 | As per HSA registered indication(s) except for radiolucent implants which should be used as follows:  in patients with primary or metastatic spinal tumours who would benefit from post-operative high dose high precision beam therapy upon appropriate and stringent patient selection;  Patient selection should be done via standardised assessment such as the neurological-oncological-mechanical systemic (NOMS) framework; and  The assessment should be carried out by a multidisciplinary team (MDT), which may be inclusive of, but not limited to, radiation oncologists, spine surgeons and interventional radiologists, among others.
Orthopaedics | Spine - Thoracolumbar (TL) and sacral surgery | TL and sacral fusion and fixation implant | TL rod | K2M | EVEREST Spinal System,Contoured Rod, Bulleted Hex,Size D6.0x40 mm | 5101-E6040 | Standalone | DE0016948 | As per HSA registered indication(s) except for radiolucent implants which should be used as follows:  in patients with primary or metastatic spinal tumours who would benefit from post-operative high dose high precision beam therapy upon appropriate and stringent patient selection;  Patient selection should be done via standardised assessment such as the neurological-oncological-mechanical systemic (NOMS) framework; and  The assessment should be carried out by a multidisciplinary team (MDT), which may be inclusive of, but not limited to, radiation oncologists, spine surgeons and interventional radiologists, among others.
Orthopaedics | Spine - Thoracolumbar (TL) and sacral surgery | TL and sacral fusion and fixation implant | TL rod | K2M | EVEREST Spinal System,Contoured Rod, Bulleted Hex,Size D6.0x45 mm | 5101-E6045 | Standalone | DE0016948 | As per HSA registered indication(s) except for radiolucent implants which should be used as follows:  in patients with primary or metastatic spinal tumours who would benefit from post-operative high dose high precision beam therapy upon appropriate and stringent patient selection;  Patient selection should be done via standardised assessment such as the neurological-oncological-mechanical systemic (NOMS) framework; and  The assessment should be carried out by a multidisciplinary team (MDT), which may be inclusive of, but not limited to, radiation oncologists, spine surgeons and interventional radiologists, among others.
Orthopaedics | Spine - Thoracolumbar (TL) and sacral surgery | TL and sacral fusion and fixation implant | TL rod | K2M | EVEREST Spinal System,Contoured Rod, Bulleted Hex,Size D6.0x50 mm | 5101-E6050 | Standalone | DE0016948 | As per HSA registered indication(s) except for radiolucent implants which should be used as follows:  in patients with primary or metastatic spinal tumours who would benefit from post-operative high dose high precision beam therapy upon appropriate and stringent patient selection;  Patient selection should be done via standardised assessment such as the neurological-oncological-mechanical systemic (NOMS) framework; and  The assessment should be carried out by a multidisciplinary team (MDT), which may be inclusive of, but not limited to, radiation oncologists, spine surgeons and interventional radiologists, among others.
Orthopaedics | Spine - Thoracolumbar (TL) and sacral surgery | TL and sacral fusion and fixation implant | TL rod | K2M | EVEREST Spinal System,Contoured Rod, Bulleted Hex,Size D6.0x55 mm | 5101-E6055 | Standalone | DE0016948 | As per HSA registered indication(s) except for radiolucent implants which should be used as follows:  in patients with primary or metastatic spinal tumours who would benefit from post-operative high dose high precision beam therapy upon appropriate and stringent patient selection;  Patient selection should be done via standardised assessment such as the neurological-oncological-mechanical systemic (NOMS) framework; and  The assessment should be carried out by a multidisciplinary team (MDT), which may be inclusive of, but not limited to, radiation oncologists, spine surgeons and interventional radiologists, among others.
Orthopaedics | Spine - Thoracolumbar (TL) and sacral surgery | TL and sacral fusion and fixation implant | TL rod | K2M | EVEREST Spinal System,Contoured Rod, Bulleted Hex,Size D6.0x60 mm | 5101-E6060 | Standalone | DE0016948 | As per HSA registered indication(s) except for radiolucent implants which should be used as follows:  in patients with primary or metastatic spinal tumours who would benefit from post-operative high dose high precision beam therapy upon appropriate and stringent patient selection;  Patient selection should be done via standardised assessment such as the neurological-oncological-mechanical systemic (NOMS) framework; and  The assessment should be carried out by a multidisciplinary team (MDT), which may be inclusive of, but not limited to, radiation oncologists, spine surgeons and interventional radiologists, among others.
Orthopaedics | Spine - Thoracolumbar (TL) and sacral surgery | TL and sacral fusion and fixation implant | TL rod | K2M | EVEREST Spinal System,Contoured Rod, Bulleted Hex,Size D6.0x65 mm | 5101-E6065 | Standalone | DE0016948 | As per HSA registered indication(s) except for radiolucent implants which should be used as follows:  in patients with primary or metastatic spinal tumours who would benefit from post-operative high dose high precision beam therapy upon appropriate and stringent patient selection;  Patient selection should be done via standardised assessment such as the neurological-oncological-mechanical systemic (NOMS) framework; and  The assessment should be carried out by a multidisciplinary team (MDT), which may be inclusive of, but not limited to, radiation oncologists, spine surgeons and interventional radiologists, among others.
Orthopaedics | Spine - Thoracolumbar (TL) and sacral surgery | TL and sacral fusion and fixation implant | TL rod | K2M | EVEREST Spinal System,Contoured Rod, Bulleted Hex,Size D6.0x70 mm | 5101-E6070 | Standalone | DE0016948 | As per HSA registered indication(s) except for radiolucent implants which should be used as follows:  in patients with primary or metastatic spinal tumours who would benefit from post-operative high dose high precision beam therapy upon appropriate and stringent patient selection;  Patient selection should be done via standardised assessment such as the neurological-oncological-mechanical systemic (NOMS) framework; and  The assessment should be carried out by a multidisciplinary team (MDT), which may be inclusive of, but not limited to, radiation oncologists, spine surgeons and interventional radiologists, among others.
Orthopaedics | Spine - Thoracolumbar (TL) and sacral surgery | TL and sacral fusion and fixation implant | TL rod | K2M | EVEREST Spinal System,Contoured Rod, Bulleted Hex,Size D6.0x75 mm | 5101-E6075 | Standalone | DE0016948 | As per HSA registered indication(s) except for radiolucent implants which should be used as follows:  in patients with primary or metastatic spinal tumours who would benefit from post-operative high dose high precision beam therapy upon appropriate and stringent patient selection;  Patient selection should be done via standardised assessment such as the neurological-oncological-mechanical systemic (NOMS) framework; and  The assessment should be carried out by a multidisciplinary team (MDT), which may be inclusive of, but not limited to, radiation oncologists, spine surgeons and interventional radiologists, among others.
Orthopaedics | Spine - Thoracolumbar (TL) and sacral surgery | TL and sacral fusion and fixation implant | TL rod | K2M | EVEREST Spinal System,Contoured Rod, Bulleted Hex,Size D6.0x80 mm | 5101-E6080 | Standalone | DE0016948 | As per HSA registered indication(s) except for radiolucent implants which should be used as follows:  in patients with primary or metastatic spinal tumours who would benefit from post-operative high dose high precision beam therapy upon appropriate and stringent patient selection;  Patient selection should be done via standardised assessment such as the neurological-oncological-mechanical systemic (NOMS) framework; and  The assessment should be carried out by a multidisciplinary team (MDT), which may be inclusive of, but not limited to, radiation oncologists, spine surgeons and interventional radiologists, among others.
Orthopaedics | Spine - Thoracolumbar (TL) and sacral surgery | TL and sacral fusion and fixation implant | TL rod | K2M | EVEREST Spinal System,Contoured Rod, Bulleted Hex,Size D6.0x85 mm | 5101-E6085 | Standalone | DE0016948 | As per HSA registered indication(s) except for radiolucent implants which should be used as follows:  in patients with primary or metastatic spinal tumours who would benefit from post-operative high dose high precision beam therapy upon appropriate and stringent patient selection;  Patient selection should be done via standardised assessment such as the neurological-oncological-mechanical systemic (NOMS) framework; and  The assessment should be carried out by a multidisciplinary team (MDT), which may be inclusive of, but not limited to, radiation oncologists, spine surgeons and interventional radiologists, among others.
Orthopaedics | Spine - Thoracolumbar (TL) and sacral surgery | TL and sacral fusion and fixation implant | TL rod | K2M | EVEREST Spinal System,Contoured Rod, Bulleted Hex,Size D6.0x90 mm | 5101-E6090 | Standalone | DE0016948 | As per HSA registered indication(s) except for radiolucent implants which should be used as follows:  in patients with primary or metastatic spinal tumours who would benefit from post-operative high dose high precision beam therapy upon appropriate and stringent patient selection;  Patient selection should be done via standardised assessment such as the neurological-oncological-mechanical systemic (NOMS) framework; and  The assessment should be carried out by a multidisciplinary team (MDT), which may be inclusive of, but not limited to, radiation oncologists, spine surgeons and interventional radiologists, among others.
Orthopaedics | Spine - Thoracolumbar (TL) and sacral surgery | TL and sacral fusion and fixation implant | TL rod | K2M | EVEREST Spinal System,Contoured Rod, Bulleted Hex,Size D6.0x95 mm | 5101-E6095 | Standalone | DE0016948 | As per HSA registered indication(s) except for radiolucent implants which should be used as follows:  in patients with primary or metastatic spinal tumours who would benefit from post-operative high dose high precision beam therapy upon appropriate and stringent patient selection;  Patient selection should be done via standardised assessment such as the neurological-oncological-mechanical systemic (NOMS) framework; and  The assessment should be carried out by a multidisciplinary team (MDT), which may be inclusive of, but not limited to, radiation oncologists, spine surgeons and interventional radiologists, among others.
Orthopaedics | Spine - Thoracolumbar (TL) and sacral surgery | TL and sacral fusion and fixation implant | TL rod | K2M | EVEREST Spinal System,Straight Rod, Bulleted Hex,Size D6.0x100 mm, CoCr | 5111-A60100 | Standalone | DE0016948 | As per HSA registered indication(s) except for radiolucent implants which should be used as follows:  in patients with primary or metastatic spinal tumours who would benefit from post-operative high dose high precision beam therapy upon appropriate and stringent patient selection;  Patient selection should be done via standardised assessment such as the neurological-oncological-mechanical systemic (NOMS) framework; and  The assessment should be carried out by a multidisciplinary team (MDT), which may be inclusive of, but not limited to, radiation oncologists, spine surgeons and interventional radiologists, among others.
Orthopaedics | Spine - Thoracolumbar (TL) and sacral surgery | TL and sacral fusion and fixation implant | TL rod | K2M | EVEREST Spinal System,Straight Rod, Bulleted Hex,Size D6.0x100 mm, Ti | 5101-A60100 | Standalone | DE0016948 | As per HSA registered indication(s) except for radiolucent implants which should be used as follows:  in patients with primary or metastatic spinal tumours who would benefit from post-operative high dose high precision beam therapy upon appropriate and stringent patient selection;  Patient selection should be done via standardised assessment such as the neurological-oncological-mechanical systemic (NOMS) framework; and  The assessment should be carried out by a multidisciplinary team (MDT), which may be inclusive of, but not limited to, radiation oncologists, spine surgeons and interventional radiologists, among others.
Orthopaedics | Spine - Thoracolumbar (TL) and sacral surgery | TL and sacral fusion and fixation implant | TL rod | K2M | EVEREST Spinal System,Straight Rod, Bulleted Hex,Size D6.0x110 mm, CoCr | 5111-A60110 | Standalone | DE0016948 | As per HSA registered indication(s) except for radiolucent implants which should be used as follows:  in patients with primary or metastatic spinal tumours who would benefit from post-operative high dose high precision beam therapy upon appropriate and stringent patient selection;  Patient selection should be done via standardised assessment such as the neurological-oncological-mechanical systemic (NOMS) framework; and  The assessment should be carried out by a multidisciplinary team (MDT), which may be inclusive of, but not limited to, radiation oncologists, spine surgeons and interventional radiologists, among others.
Orthopaedics | Spine - Thoracolumbar (TL) and sacral surgery | TL and sacral fusion and fixation implant | TL rod | K2M | EVEREST Spinal System,Straight Rod, Bulleted Hex,Size D6.0x110 mm, Ti | 5101-A60110 | Standalone | DE0016948 | As per HSA registered indication(s) except for radiolucent implants which should be used as follows:  in patients with primary or metastatic spinal tumours who would benefit from post-operative high dose high precision beam therapy upon appropriate and stringent patient selection;  Patient selection should be done via standardised assessment such as the neurological-oncological-mechanical systemic (NOMS) framework; and  The assessment should be carried out by a multidisciplinary team (MDT), which may be inclusive of, but not limited to, radiation oncologists, spine surgeons and interventional radiologists, among others.
Orthopaedics | Spine - Thoracolumbar (TL) and sacral surgery | TL and sacral fusion and fixation implant | TL rod | K2M | EVEREST Spinal System,Straight Rod, Bulleted Hex,Size D6.0x120 mm, CoCr | 5111-A60120 | Standalone | DE0016948 | As per HSA registered indication(s) except for radiolucent implants which should be used as follows:  in patients with primary or metastatic spinal tumours who would benefit from post-operative high dose high precision beam therapy upon appropriate and stringent patient selection;  Patient selection should be done via standardised assessment such as the neurological-oncological-mechanical systemic (NOMS) framework; and  The assessment should be carried out by a multidisciplinary team (MDT), which may be inclusive of, but not limited to, radiation oncologists, spine surgeons and interventional radiologists, among others.
Orthopaedics | Spine - Thoracolumbar (TL) and sacral surgery | TL and sacral fusion and fixation implant | TL rod | K2M | EVEREST Spinal System,Straight Rod, Bulleted Hex,Size D6.0x120 mm, Ti | 5101-A60120 | Standalone | DE0016948 | As per HSA registered indication(s) except for radiolucent implants which should be used as follows:  in patients with primary or metastatic spinal tumours who would benefit from post-operative high dose high precision beam therapy upon appropriate and stringent patient selection;  Patient selection should be done via standardised assessment such as the neurological-oncological-mechanical systemic (NOMS) framework; and  The assessment should be carried out by a multidisciplinary team (MDT), which may be inclusive of, but not limited to, radiation oncologists, spine surgeons and interventional radiologists, among others.
Orthopaedics | Spine - Thoracolumbar (TL) and sacral surgery | TL and sacral fusion and fixation implant | TL rod | K2M | EVEREST Spinal System,Straight Rod, Bulleted Hex,Size D6.0x130 mm, CoCr | 5111-A60130 | Standalone | DE0016948 | As per HSA registered indication(s) except for radiolucent implants which should be used as follows:  in patients with primary or metastatic spinal tumours who would benefit from post-operative high dose high precision beam therapy upon appropriate and stringent patient selection;  Patient selection should be done via standardised assessment such as the neurological-oncological-mechanical systemic (NOMS) framework; and  The assessment should be carried out by a multidisciplinary team (MDT), which may be inclusive of, but not limited to, radiation oncologists, spine surgeons and interventional radiologists, among others.
Orthopaedics | Spine - Thoracolumbar (TL) and sacral surgery | TL and sacral fusion and fixation implant | TL rod | K2M | EVEREST Spinal System,Straight Rod, Bulleted Hex,Size D6.0x130 mm, Ti | 5101-A60130 | Standalone | DE0016948 | As per HSA registered indication(s) except for radiolucent implants which should be used as follows:  in patients with primary or metastatic spinal tumours who would benefit from post-operative high dose high precision beam therapy upon appropriate and stringent patient selection;  Patient selection should be done via standardised assessment such as the neurological-oncological-mechanical systemic (NOMS) framework; and  The assessment should be carried out by a multidisciplinary team (MDT), which may be inclusive of, but not limited to, radiation oncologists, spine surgeons and interventional radiologists, among others.
Orthopaedics | Spine - Thoracolumbar (TL) and sacral surgery | TL and sacral fusion and fixation implant | TL rod | K2M | EVEREST Spinal System,Straight Rod, Bulleted Hex,Size D6.0x140 mm, CoCr | 5111-A60140 | Standalone | DE0016948 | As per HSA registered indication(s) except for radiolucent implants which should be used as follows:  in patients with primary or metastatic spinal tumours who would benefit from post-operative high dose high precision beam therapy upon appropriate and stringent patient selection;  Patient selection should be done via standardised assessment such as the neurological-oncological-mechanical systemic (NOMS) framework; and  The assessment should be carried out by a multidisciplinary team (MDT), which may be inclusive of, but not limited to, radiation oncologists, spine surgeons and interventional radiologists, among others.
Orthopaedics | Spine - Thoracolumbar (TL) and sacral surgery | TL and sacral fusion and fixation implant | TL rod | K2M | EVEREST Spinal System,Straight Rod, Bulleted Hex,Size D6.0x140 mm, Ti | 5101-A60140 | Standalone | DE0016948 | As per HSA registered indication(s) except for radiolucent implants which should be used as follows:  in patients with primary or metastatic spinal tumours who would benefit from post-operative high dose high precision beam therapy upon appropriate and stringent patient selection;  Patient selection should be done via standardised assessment such as the neurological-oncological-mechanical systemic (NOMS) framework; and  The assessment should be carried out by a multidisciplinary team (MDT), which may be inclusive of, but not limited to, radiation oncologists, spine surgeons and interventional radiologists, among others.
Orthopaedics | Spine - Thoracolumbar (TL) and sacral surgery | TL and sacral fusion and fixation implant | TL rod | K2M | EVEREST Spinal System,Straight Rod, Bulleted Hex,Size D6.0x150 mm, CoCr | 5111-A60150 | Standalone | DE0016948 | As per HSA registered indication(s) except for radiolucent implants which should be used as follows:  in patients with primary or metastatic spinal tumours who would benefit from post-operative high dose high precision beam therapy upon appropriate and stringent patient selection;  Patient selection should be done via standardised assessment such as the neurological-oncological-mechanical systemic (NOMS) framework; and  The assessment should be carried out by a multidisciplinary team (MDT), which may be inclusive of, but not limited to, radiation oncologists, spine surgeons and interventional radiologists, among others.
Orthopaedics | Spine - Thoracolumbar (TL) and sacral surgery | TL and sacral fusion and fixation implant | TL rod | K2M | EVEREST Spinal System,Straight Rod, Bulleted Hex,Size D6.0x150 mm, Ti | 5101-A60150 | Standalone | DE0016948 | As per HSA registered indication(s) except for radiolucent implants which should be used as follows:  in patients with primary or metastatic spinal tumours who would benefit from post-operative high dose high precision beam therapy upon appropriate and stringent patient selection;  Patient selection should be done via standardised assessment such as the neurological-oncological-mechanical systemic (NOMS) framework; and  The assessment should be carried out by a multidisciplinary team (MDT), which may be inclusive of, but not limited to, radiation oncologists, spine surgeons and interventional radiologists, among others.
Orthopaedics | Spine - Thoracolumbar (TL) and sacral surgery | TL and sacral fusion and fixation implant | TL rod | K2M | EVEREST Spinal System,Straight Rod, Bulleted Hex,Size D6.0x160 mm, CoCr | 5111-A60160 | Standalone | DE0016948 | As per HSA registered indication(s) except for radiolucent implants which should be used as follows:  in patients with primary or metastatic spinal tumours who would benefit from post-operative high dose high precision beam therapy upon appropriate and stringent patient selection;  Patient selection should be done via standardised assessment such as the neurological-oncological-mechanical systemic (NOMS) framework; and  The assessment should be carried out by a multidisciplinary team (MDT), which may be inclusive of, but not limited to, radiation oncologists, spine surgeons and interventional radiologists, among others.
Orthopaedics | Spine - Thoracolumbar (TL) and sacral surgery | TL and sacral fusion and fixation implant | TL rod | K2M | EVEREST Spinal System,Straight Rod, Bulleted Hex,Size D6.0x160 mm, Ti | 5101-A60160 | Standalone | DE0016948 | As per HSA registered indication(s) except for radiolucent implants which should be used as follows:  in patients with primary or metastatic spinal tumours who would benefit from post-operative high dose high precision beam therapy upon appropriate and stringent patient selection;  Patient selection should be done via standardised assessment such as the neurological-oncological-mechanical systemic (NOMS) framework; and  The assessment should be carried out by a multidisciplinary team (MDT), which may be inclusive of, but not limited to, radiation oncologists, spine surgeons and interventional radiologists, among others.
Orthopaedics | Spine - Thoracolumbar (TL) and sacral surgery | TL and sacral fusion and fixation implant | TL rod | K2M | EVEREST Spinal System,Straight Rod, Bulleted Hex,Size D6.0x170 mm, CoCr | 5111-A60170 | Standalone | DE0016948 | As per HSA registered indication(s) except for radiolucent implants which should be used as follows:  in patients with primary or metastatic spinal tumours who would benefit from post-operative high dose high precision beam therapy upon appropriate and stringent patient selection;  Patient selection should be done via standardised assessment such as the neurological-oncological-mechanical systemic (NOMS) framework; and  The assessment should be carried out by a multidisciplinary team (MDT), which may be inclusive of, but not limited to, radiation oncologists, spine surgeons and interventional radiologists, among others.
Orthopaedics | Spine - Thoracolumbar (TL) and sacral surgery | TL and sacral fusion and fixation implant | TL rod | K2M | EVEREST Spinal System,Straight Rod, Bulleted Hex,Size D6.0x170 mm, Ti | 5101-A60170 | Standalone | DE0016948 | As per HSA registered indication(s) except for radiolucent implants which should be used as follows:  in patients with primary or metastatic spinal tumours who would benefit from post-operative high dose high precision beam therapy upon appropriate and stringent patient selection;  Patient selection should be done via standardised assessment such as the neurological-oncological-mechanical systemic (NOMS) framework; and  The assessment should be carried out by a multidisciplinary team (MDT), which may be inclusive of, but not limited to, radiation oncologists, spine surgeons and interventional radiologists, among others.
Orthopaedics | Spine - Thoracolumbar (TL) and sacral surgery | TL and sacral fusion and fixation implant | TL rod | K2M | EVEREST Spinal System,Straight Rod, Bulleted Hex,Size D6.0x175 mm, CoCr | 5111-A60175 | Standalone | DE0016948 | As per HSA registered indication(s) except for radiolucent implants which should be used as follows:  in patients with primary or metastatic spinal tumours who would benefit from post-operative high dose high precision beam therapy upon appropriate and stringent patient selection;  Patient selection should be done via standardised assessment such as the neurological-oncological-mechanical systemic (NOMS) framework; and  The assessment should be carried out by a multidisciplinary team (MDT), which may be inclusive of, but not limited to, radiation oncologists, spine surgeons and interventional radiologists, among others.
Orthopaedics | Spine - Thoracolumbar (TL) and sacral surgery | TL and sacral fusion and fixation implant | TL rod | K2M | EVEREST Spinal System,Straight Rod, Bulleted Hex,Size D6.0x175 mm, Ti | 5101-A60175 | Standalone | DE0016948 | As per HSA registered indication(s) except for radiolucent implants which should be used as follows:  in patients with primary or metastatic spinal tumours who would benefit from post-operative high dose high precision beam therapy upon appropriate and stringent patient selection;  Patient selection should be done via standardised assessment such as the neurological-oncological-mechanical systemic (NOMS) framework; and  The assessment should be carried out by a multidisciplinary team (MDT), which may be inclusive of, but not limited to, radiation oncologists, spine surgeons and interventional radiologists, among others.
Orthopaedics | Spine - Thoracolumbar (TL) and sacral surgery | TL and sacral fusion and fixation implant | TL rod | K2M | EVEREST Spinal System,Straight Rod, Bulleted Hex,Size D6.0x180 mm, CoCr | 5111-A60180 | Standalone | DE0016948 | As per HSA registered indication(s) except for radiolucent implants which should be used as follows:  in patients with primary or metastatic spinal tumours who would benefit from post-operative high dose high precision beam therapy upon appropriate and stringent patient selection;  Patient selection should be done via standardised assessment such as the neurological-oncological-mechanical systemic (NOMS) framework; and  The assessment should be carried out by a multidisciplinary team (MDT), which may be inclusive of, but not limited to, radiation oncologists, spine surgeons and interventional radiologists, among others.
Orthopaedics | Spine - Thoracolumbar (TL) and sacral surgery | TL and sacral fusion and fixation implant | TL rod | K2M | EVEREST Spinal System,Straight Rod, Bulleted Hex,Size D6.0x180 mm, Ti | 5101-A60180 | Standalone | DE0016948 | As per HSA registered indication(s) except for radiolucent implants which should be used as follows:  in patients with primary or metastatic spinal tumours who would benefit from post-operative high dose high precision beam therapy upon appropriate and stringent patient selection;  Patient selection should be done via standardised assessment such as the neurological-oncological-mechanical systemic (NOMS) framework; and  The assessment should be carried out by a multidisciplinary team (MDT), which may be inclusive of, but not limited to, radiation oncologists, spine surgeons and interventional radiologists, among others.
Orthopaedics | Spine - Thoracolumbar (TL) and sacral surgery | TL and sacral fusion and fixation implant | TL rod | K2M | EVEREST Spinal System,Straight Rod, Bulleted Hex,Size D6.0x190 mm, CoCr | 5111-A60190 | Standalone | DE0016948 | As per HSA registered indication(s) except for radiolucent implants which should be used as follows:  in patients with primary or metastatic spinal tumours who would benefit from post-operative high dose high precision beam therapy upon appropriate and stringent patient selection;  Patient selection should be done via standardised assessment such as the neurological-oncological-mechanical systemic (NOMS) framework; and  The assessment should be carried out by a multidisciplinary team (MDT), which may be inclusive of, but not limited to, radiation oncologists, spine surgeons and interventional radiologists, among others.
Orthopaedics | Spine - Thoracolumbar (TL) and sacral surgery | TL and sacral fusion and fixation implant | TL rod | K2M | EVEREST Spinal System,Straight Rod, Bulleted Hex,Size D6.0x190 mm, Ti | 5101-A60190 | Standalone | DE0016948 | As per HSA registered indication(s) except for radiolucent implants which should be used as follows:  in patients with primary or metastatic spinal tumours who would benefit from post-operative high dose high precision beam therapy upon appropriate and stringent patient selection;  Patient selection should be done via standardised assessment such as the neurological-oncological-mechanical systemic (NOMS) framework; and  The assessment should be carried out by a multidisciplinary team (MDT), which may be inclusive of, but not limited to, radiation oncologists, spine surgeons and interventional radiologists, among others.
Orthopaedics | Spine - Thoracolumbar (TL) and sacral surgery | TL and sacral fusion and fixation implant | TL rod | K2M | EVEREST Spinal System,Straight Rod, Bulleted Hex,Size D6.0x200 mm, CoCr | 5111-A60200 | Standalone | DE0016948 | As per HSA registered indication(s) except for radiolucent implants which should be used as follows:  in patients with primary or metastatic spinal tumours who would benefit from post-operative high dose high precision beam therapy upon appropriate and stringent patient selection;  Patient selection should be done via standardised assessment such as the neurological-oncological-mechanical systemic (NOMS) framework; and  The assessment should be carried out by a multidisciplinary team (MDT), which may be inclusive of, but not limited to, radiation oncologists, spine surgeons and interventional radiologists, among others.
Orthopaedics | Spine - Thoracolumbar (TL) and sacral surgery | TL and sacral fusion and fixation implant | TL rod | K2M | EVEREST Spinal System,Straight Rod, Bulleted Hex,Size D6.0x200 mm, Ti | 5101-A60200 | Standalone | DE0016948 | As per HSA registered indication(s) except for radiolucent implants which should be used as follows:  in patients with primary or metastatic spinal tumours who would benefit from post-operative high dose high precision beam therapy upon appropriate and stringent patient selection;  Patient selection should be done via standardised assessment such as the neurological-oncological-mechanical systemic (NOMS) framework; and  The assessment should be carried out by a multidisciplinary team (MDT), which may be inclusive of, but not limited to, radiation oncologists, spine surgeons and interventional radiologists, among others.
Orthopaedics | Spine - Thoracolumbar (TL) and sacral surgery | TL and sacral fusion and fixation implant | TL rod | K2M | EVEREST Spinal System,Straight Rod, Bulleted Hex,Size D6.0x210 mm, CoCr | 5111-A60210 | Standalone | DE0016948 | As per HSA registered indication(s) except for radiolucent implants which should be used as follows:  in patients with primary or metastatic spinal tumours who would benefit from post-operative high dose high precision beam therapy upon appropriate and stringent patient selection;  Patient selection should be done via standardised assessment such as the neurological-oncological-mechanical systemic (NOMS) framework; and  The assessment should be carried out by a multidisciplinary team (MDT), which may be inclusive of, but not limited to, radiation oncologists, spine surgeons and interventional radiologists, among others.
Orthopaedics | Spine - Thoracolumbar (TL) and sacral surgery | TL and sacral fusion and fixation implant | TL rod | K2M | EVEREST Spinal System,Straight Rod, Bulleted Hex,Size D6.0x210 mm, Ti | 5101-A60210 | Standalone | DE0016948 | As per HSA registered indication(s) except for radiolucent implants which should be used as follows:  in patients with primary or metastatic spinal tumours who would benefit from post-operative high dose high precision beam therapy upon appropriate and stringent patient selection;  Patient selection should be done via standardised assessment such as the neurological-oncological-mechanical systemic (NOMS) framework; and  The assessment should be carried out by a multidisciplinary team (MDT), which may be inclusive of, but not limited to, radiation oncologists, spine surgeons and interventional radiologists, among others.
Orthopaedics | Spine - Thoracolumbar (TL) and sacral surgery | TL and sacral fusion and fixation implant | TL rod | K2M | EVEREST Spinal System,Straight Rod, Bulleted Hex,Size D6.0x220 mm, CoCr | 5111-A60220 | Standalone | DE0016948 | As per HSA registered indication(s) except for radiolucent implants which should be used as follows:  in patients with primary or metastatic spinal tumours who would benefit from post-operative high dose high precision beam therapy upon appropriate and stringent patient selection;  Patient selection should be done via standardised assessment such as the neurological-oncological-mechanical systemic (NOMS) framework; and  The assessment should be carried out by a multidisciplinary team (MDT), which may be inclusive of, but not limited to, radiation oncologists, spine surgeons and interventional radiologists, among others.
Orthopaedics | Spine - Thoracolumbar (TL) and sacral surgery | TL and sacral fusion and fixation implant | TL rod | K2M | EVEREST Spinal System,Straight Rod, Bulleted Hex,Size D6.0x220 mm, Ti | 5101-A60220 | Standalone | DE0016948 | As per HSA registered indication(s) except for radiolucent implants which should be used as follows:  in patients with primary or metastatic spinal tumours who would benefit from post-operative high dose high precision beam therapy upon appropriate and stringent patient selection;  Patient selection should be done via standardised assessment such as the neurological-oncological-mechanical systemic (NOMS) framework; and  The assessment should be carried out by a multidisciplinary team (MDT), which may be inclusive of, but not limited to, radiation oncologists, spine surgeons and interventional radiologists, among others.
Orthopaedics | Spine - Thoracolumbar (TL) and sacral surgery | TL and sacral fusion and fixation implant | TL rod | K2M | EVEREST Spinal System,Straight Rod, Bulleted Hex,Size D6.0x225 mm, CoCr | 5111-A60225 | Standalone | DE0016948 | As per HSA registered indication(s) except for radiolucent implants which should be used as follows:  in patients with primary or metastatic spinal tumours who would benefit from post-operative high dose high precision beam therapy upon appropriate and stringent patient selection;  Patient selection should be done via standardised assessment such as the neurological-oncological-mechanical systemic (NOMS) framework; and  The assessment should be carried out by a multidisciplinary team (MDT), which may be inclusive of, but not limited to, radiation oncologists, spine surgeons and interventional radiologists, among others.
Orthopaedics | Spine - Thoracolumbar (TL) and sacral surgery | TL and sacral fusion and fixation implant | TL rod | K2M | EVEREST Spinal System,Straight Rod, Bulleted Hex,Size D6.0x225 mm, Ti | 5101-A60225 | Standalone | DE0016948 | As per HSA registered indication(s) except for radiolucent implants which should be used as follows:  in patients with primary or metastatic spinal tumours who would benefit from post-operative high dose high precision beam therapy upon appropriate and stringent patient selection;  Patient selection should be done via standardised assessment such as the neurological-oncological-mechanical systemic (NOMS) framework; and  The assessment should be carried out by a multidisciplinary team (MDT), which may be inclusive of, but not limited to, radiation oncologists, spine surgeons and interventional radiologists, among others.
Orthopaedics | Spine - Thoracolumbar (TL) and sacral surgery | TL and sacral fusion and fixation implant | TL rod | K2M | EVEREST Spinal System,Straight Rod, Bulleted Hex,Size D6.0x230 mm, CoCr | 5111-A60230 | Standalone | DE0016948 | As per HSA registered indication(s) except for radiolucent implants which should be used as follows:  in patients with primary or metastatic spinal tumours who would benefit from post-operative high dose high precision beam therapy upon appropriate and stringent patient selection;  Patient selection should be done via standardised assessment such as the neurological-oncological-mechanical systemic (NOMS) framework; and  The assessment should be carried out by a multidisciplinary team (MDT), which may be inclusive of, but not limited to, radiation oncologists, spine surgeons and interventional radiologists, among others.
Orthopaedics | Spine - Thoracolumbar (TL) and sacral surgery | TL and sacral fusion and fixation implant | TL rod | K2M | EVEREST Spinal System,Straight Rod, Bulleted Hex,Size D6.0x230 mm, Ti | 5101-A60230 | Standalone | DE0016948 | As per HSA registered indication(s) except for radiolucent implants which should be used as follows:  in patients with primary or metastatic spinal tumours who would benefit from post-operative high dose high precision beam therapy upon appropriate and stringent patient selection;  Patient selection should be done via standardised assessment such as the neurological-oncological-mechanical systemic (NOMS) framework; and  The assessment should be carried out by a multidisciplinary team (MDT), which may be inclusive of, but not limited to, radiation oncologists, spine surgeons and interventional radiologists, among others.
Orthopaedics | Spine - Thoracolumbar (TL) and sacral surgery | TL and sacral fusion and fixation implant | TL rod | K2M | EVEREST Spinal System,Straight Rod, Bulleted Hex,Size D6.0x240 mm, CoCr | 5111-A60240 | Standalone | DE0016948 | As per HSA registered indication(s) except for radiolucent implants which should be used as follows:  in patients with primary or metastatic spinal tumours who would benefit from post-operative high dose high precision beam therapy upon appropriate and stringent patient selection;  Patient selection should be done via standardised assessment such as the neurological-oncological-mechanical systemic (NOMS) framework; and  The assessment should be carried out by a multidisciplinary team (MDT), which may be inclusive of, but not limited to, radiation oncologists, spine surgeons and interventional radiologists, among others.
Orthopaedics | Spine - Thoracolumbar (TL) and sacral surgery | TL and sacral fusion and fixation implant | TL rod | K2M | EVEREST Spinal System,Straight Rod, Bulleted Hex,Size D6.0x240 mm, Ti | 5101-A60240 | Standalone | DE0016948 | As per HSA registered indication(s) except for radiolucent implants which should be used as follows:  in patients with primary or metastatic spinal tumours who would benefit from post-operative high dose high precision beam therapy upon appropriate and stringent patient selection;  Patient selection should be done via standardised assessment such as the neurological-oncological-mechanical systemic (NOMS) framework; and  The assessment should be carried out by a multidisciplinary team (MDT), which may be inclusive of, but not limited to, radiation oncologists, spine surgeons and interventional radiologists, among others.
Orthopaedics | Spine - Thoracolumbar (TL) and sacral surgery | TL and sacral fusion and fixation implant | TL rod | K2M | EVEREST Spinal System,Straight Rod, Bulleted Hex,Size D6.0x250 mm, CoCr | 5111-A60250 | Standalone | DE0016948 | As per HSA registered indication(s) except for radiolucent implants which should be used as follows:  in patients with primary or metastatic spinal tumours who would benefit from post-operative high dose high precision beam therapy upon appropriate and stringent patient selection;  Patient selection should be done via standardised assessment such as the neurological-oncological-mechanical systemic (NOMS) framework; and  The assessment should be carried out by a multidisciplinary team (MDT), which may be inclusive of, but not limited to, radiation oncologists, spine surgeons and interventional radiologists, among others.
Orthopaedics | Spine - Thoracolumbar (TL) and sacral surgery | TL and sacral fusion and fixation implant | TL rod | K2M | EVEREST Spinal System,Straight Rod, Bulleted Hex,Size D6.0x250 mm, Ti | 5101-A60250 | Standalone | DE0016948 | As per HSA registered indication(s) except for radiolucent implants which should be used as follows:  in patients with primary or metastatic spinal tumours who would benefit from post-operative high dose high precision beam therapy upon appropriate and stringent patient selection;  Patient selection should be done via standardised assessment such as the neurological-oncological-mechanical systemic (NOMS) framework; and  The assessment should be carried out by a multidisciplinary team (MDT), which may be inclusive of, but not limited to, radiation oncologists, spine surgeons and interventional radiologists, among others.
Orthopaedics | Spine - Thoracolumbar (TL) and sacral surgery | TL and sacral fusion and fixation implant | TL rod | K2M | EVEREST Spinal System,Straight Rod, Bulleted Hex,Size D6.0x260 mm, CoCr | 5111-A60260 | Standalone | DE0016948 | As per HSA registered indication(s) except for radiolucent implants which should be used as follows:  in patients with primary or metastatic spinal tumours who would benefit from post-operative high dose high precision beam therapy upon appropriate and stringent patient selection;  Patient selection should be done via standardised assessment such as the neurological-oncological-mechanical systemic (NOMS) framework; and  The assessment should be carried out by a multidisciplinary team (MDT), which may be inclusive of, but not limited to, radiation oncologists, spine surgeons and interventional radiologists, among others.
Orthopaedics | Spine - Thoracolumbar (TL) and sacral surgery | TL and sacral fusion and fixation implant | TL rod | K2M | EVEREST Spinal System,Straight Rod, Bulleted Hex,Size D6.0x260 mm, Ti | 5101-A60260 | Standalone | DE0016948 | As per HSA registered indication(s) except for radiolucent implants which should be used as follows:  in patients with primary or metastatic spinal tumours who would benefit from post-operative high dose high precision beam therapy upon appropriate and stringent patient selection;  Patient selection should be done via standardised assessment such as the neurological-oncological-mechanical systemic (NOMS) framework; and  The assessment should be carried out by a multidisciplinary team (MDT), which may be inclusive of, but not limited to, radiation oncologists, spine surgeons and interventional radiologists, among others.
Orthopaedics | Spine - Thoracolumbar (TL) and sacral surgery | TL and sacral fusion and fixation implant | TL rod | K2M | EVEREST Spinal System,Straight Rod, Bulleted Hex,Size D6.0x270 mm, CoCr | 5111-A60270 | Standalone | DE0016948 | As per HSA registered indication(s) except for radiolucent implants which should be used as follows:  in patients with primary or metastatic spinal tumours who would benefit from post-operative high dose high precision beam therapy upon appropriate and stringent patient selection;  Patient selection should be done via standardised assessment such as the neurological-oncological-mechanical systemic (NOMS) framework; and  The assessment should be carried out by a multidisciplinary team (MDT), which may be inclusive of, but not limited to, radiation oncologists, spine surgeons and interventional radiologists, among others.
Orthopaedics | Spine - Thoracolumbar (TL) and sacral surgery | TL and sacral fusion and fixation implant | TL rod | K2M | EVEREST Spinal System,Straight Rod, Bulleted Hex,Size D6.0x270 mm, Ti | 5101-A60270 | Standalone | DE0016948 | As per HSA registered indication(s) except for radiolucent implants which should be used as follows:  in patients with primary or metastatic spinal tumours who would benefit from post-operative high dose high precision beam therapy upon appropriate and stringent patient selection;  Patient selection should be done via standardised assessment such as the neurological-oncological-mechanical systemic (NOMS) framework; and  The assessment should be carried out by a multidisciplinary team (MDT), which may be inclusive of, but not limited to, radiation oncologists, spine surgeons and interventional radiologists, among others.
Orthopaedics | Spine - Thoracolumbar (TL) and sacral surgery | TL and sacral fusion and fixation implant | TL rod | K2M | EVEREST Spinal System,Straight Rod, Bulleted Hex,Size D6.0x275 mm, CoCr | 5111-A60275 | Standalone | DE0016948 | As per HSA registered indication(s) except for radiolucent implants which should be used as follows:  in patients with primary or metastatic spinal tumours who would benefit from post-operative high dose high precision beam therapy upon appropriate and stringent patient selection;  Patient selection should be done via standardised assessment such as the neurological-oncological-mechanical systemic (NOMS) framework; and  The assessment should be carried out by a multidisciplinary team (MDT), which may be inclusive of, but not limited to, radiation oncologists, spine surgeons and interventional radiologists, among others.
Orthopaedics | Spine - Thoracolumbar (TL) and sacral surgery | TL and sacral fusion and fixation implant | TL rod | K2M | EVEREST Spinal System,Straight Rod, Bulleted Hex,Size D6.0x275 mm, Ti | 5101-A60275 | Standalone | DE0016948 | As per HSA registered indication(s) except for radiolucent implants which should be used as follows:  in patients with primary or metastatic spinal tumours who would benefit from post-operative high dose high precision beam therapy upon appropriate and stringent patient selection;  Patient selection should be done via standardised assessment such as the neurological-oncological-mechanical systemic (NOMS) framework; and  The assessment should be carried out by a multidisciplinary team (MDT), which may be inclusive of, but not limited to, radiation oncologists, spine surgeons and interventional radiologists, among others.
Orthopaedics | Spine - Thoracolumbar (TL) and sacral surgery | TL and sacral fusion and fixation implant | TL rod | K2M | EVEREST Spinal System,Straight Rod, Bulleted Hex,Size D6.0x280 mm, CoCr | 5111-A60280 | Standalone | DE0016948 | As per HSA registered indication(s) except for radiolucent implants which should be used as follows:  in patients with primary or metastatic spinal tumours who would benefit from post-operative high dose high precision beam therapy upon appropriate and stringent patient selection;  Patient selection should be done via standardised assessment such as the neurological-oncological-mechanical systemic (NOMS) framework; and  The assessment should be carried out by a multidisciplinary team (MDT), which may be inclusive of, but not limited to, radiation oncologists, spine surgeons and interventional radiologists, among others.
Orthopaedics | Spine - Thoracolumbar (TL) and sacral surgery | TL and sacral fusion and fixation implant | TL rod | K2M | EVEREST Spinal System,Straight Rod, Bulleted Hex,Size D6.0x280 mm, Ti | 5101-A60280 | Standalone | DE0016948 | As per HSA registered indication(s) except for radiolucent implants which should be used as follows:  in patients with primary or metastatic spinal tumours who would benefit from post-operative high dose high precision beam therapy upon appropriate and stringent patient selection;  Patient selection should be done via standardised assessment such as the neurological-oncological-mechanical systemic (NOMS) framework; and  The assessment should be carried out by a multidisciplinary team (MDT), which may be inclusive of, but not limited to, radiation oncologists, spine surgeons and interventional radiologists, among others.
Orthopaedics | Spine - Thoracolumbar (TL) and sacral surgery | TL and sacral fusion and fixation implant | TL rod | K2M | EVEREST Spinal System,Straight Rod, Bulleted Hex,Size D6.0x290 mm, CoCr | 5111-A60290 | Standalone | DE0016948 | As per HSA registered indication(s) except for radiolucent implants which should be used as follows:  in patients with primary or metastatic spinal tumours who would benefit from post-operative high dose high precision beam therapy upon appropriate and stringent patient selection;  Patient selection should be done via standardised assessment such as the neurological-oncological-mechanical systemic (NOMS) framework; and  The assessment should be carried out by a multidisciplinary team (MDT), which may be inclusive of, but not limited to, radiation oncologists, spine surgeons and interventional radiologists, among others.
Orthopaedics | Spine - Thoracolumbar (TL) and sacral surgery | TL and sacral fusion and fixation implant | TL rod | K2M | EVEREST Spinal System,Straight Rod, Bulleted Hex,Size D6.0x290 mm, Ti | 5101-A60290 | Standalone | DE0016948 | As per HSA registered indication(s) except for radiolucent implants which should be used as follows:  in patients with primary or metastatic spinal tumours who would benefit from post-operative high dose high precision beam therapy upon appropriate and stringent patient selection;  Patient selection should be done via standardised assessment such as the neurological-oncological-mechanical systemic (NOMS) framework; and  The assessment should be carried out by a multidisciplinary team (MDT), which may be inclusive of, but not limited to, radiation oncologists, spine surgeons and interventional radiologists, among others.
Orthopaedics | Spine - Thoracolumbar (TL) and sacral surgery | TL and sacral fusion and fixation implant | TL rod | K2M | EVEREST Spinal System,Straight Rod, Bulleted Hex,Size D6.0x300 mm, CoCr | 5111-A60300 | Standalone | DE0016948 | As per HSA registered indication(s) except for radiolucent implants which should be used as follows:  in patients with primary or metastatic spinal tumours who would benefit from post-operative high dose high precision beam therapy upon appropriate and stringent patient selection;  Patient selection should be done via standardised assessment such as the neurological-oncological-mechanical systemic (NOMS) framework; and  The assessment should be carried out by a multidisciplinary team (MDT), which may be inclusive of, but not limited to, radiation oncologists, spine surgeons and interventional radiologists, among others.
Orthopaedics | Spine - Thoracolumbar (TL) and sacral surgery | TL and sacral fusion and fixation implant | TL rod | K2M | EVEREST Spinal System,Straight Rod, Bulleted Hex,Size D6.0x300 mm, Ti | 5101-A60300 | Standalone | DE0016948 | As per HSA registered indication(s) except for radiolucent implants which should be used as follows:  in patients with primary or metastatic spinal tumours who would benefit from post-operative high dose high precision beam therapy upon appropriate and stringent patient selection;  Patient selection should be done via standardised assessment such as the neurological-oncological-mechanical systemic (NOMS) framework; and  The assessment should be carried out by a multidisciplinary team (MDT), which may be inclusive of, but not limited to, radiation oncologists, spine surgeons and interventional radiologists, among others.
Orthopaedics | Spine - Thoracolumbar (TL) and sacral surgery | TL and sacral fusion and fixation implant | TL rod | K2M | EVEREST Spinal System,Straight Rod, Bulleted Hex,Size D6.0x40 mm, CoCr | 5111-A6040 | Standalone | DE0016948 | As per HSA registered indication(s) except for radiolucent implants which should be used as follows:  in patients with primary or metastatic spinal tumours who would benefit from post-operative high dose high precision beam therapy upon appropriate and stringent patient selection;  Patient selection should be done via standardised assessment such as the neurological-oncological-mechanical systemic (NOMS) framework; and  The assessment should be carried out by a multidisciplinary team (MDT), which may be inclusive of, but not limited to, radiation oncologists, spine surgeons and interventional radiologists, among others.
Orthopaedics | Spine - Thoracolumbar (TL) and sacral surgery | TL and sacral fusion and fixation implant | TL rod | K2M | EVEREST Spinal System,Straight Rod, Bulleted Hex,Size D6.0x40 mm, Ti | 5101-A6040 | Standalone | DE0016948 | As per HSA registered indication(s) except for radiolucent implants which should be used as follows:  in patients with primary or metastatic spinal tumours who would benefit from post-operative high dose high precision beam therapy upon appropriate and stringent patient selection;  Patient selection should be done via standardised assessment such as the neurological-oncological-mechanical systemic (NOMS) framework; and  The assessment should be carried out by a multidisciplinary team (MDT), which may be inclusive of, but not limited to, radiation oncologists, spine surgeons and interventional radiologists, among others.
Orthopaedics | Spine - Thoracolumbar (TL) and sacral surgery | TL and sacral fusion and fixation implant | TL rod | K2M | EVEREST Spinal System,Straight Rod, Bulleted Hex,Size D6.0x50 mm, CoCr | 5111-A6050 | Standalone | DE0016948 | As per HSA registered indication(s) except for radiolucent implants which should be used as follows:  in patients with primary or metastatic spinal tumours who would benefit from post-operative high dose high precision beam therapy upon appropriate and stringent patient selection;  Patient selection should be done via standardised assessment such as the neurological-oncological-mechanical systemic (NOMS) framework; and  The assessment should be carried out by a multidisciplinary team (MDT), which may be inclusive of, but not limited to, radiation oncologists, spine surgeons and interventional radiologists, among others.
Orthopaedics | Spine - Thoracolumbar (TL) and sacral surgery | TL and sacral fusion and fixation implant | TL rod | K2M | EVEREST Spinal System,Straight Rod, Bulleted Hex,Size D6.0x50 mm, Ti | 5101-A6050 | Standalone | DE0016948 | As per HSA registered indication(s) except for radiolucent implants which should be used as follows:  in patients with primary or metastatic spinal tumours who would benefit from post-operative high dose high precision beam therapy upon appropriate and stringent patient selection;  Patient selection should be done via standardised assessment such as the neurological-oncological-mechanical systemic (NOMS) framework; and  The assessment should be carried out by a multidisciplinary team (MDT), which may be inclusive of, but not limited to, radiation oncologists, spine surgeons and interventional radiologists, among others.
Orthopaedics | Spine - Thoracolumbar (TL) and sacral surgery | TL and sacral fusion and fixation implant | TL rod | K2M | EVEREST Spinal System,Straight Rod, Bulleted Hex,Size D6.0x500 mm, CoCr | 5111-A60500 | Standalone | DE0016948 | As per HSA registered indication(s) except for radiolucent implants which should be used as follows:  in patients with primary or metastatic spinal tumours who would benefit from post-operative high dose high precision beam therapy upon appropriate and stringent patient selection;  Patient selection should be done via standardised assessment such as the neurological-oncological-mechanical systemic (NOMS) framework; and  The assessment should be carried out by a multidisciplinary team (MDT), which may be inclusive of, but not limited to, radiation oncologists, spine surgeons and interventional radiologists, among others.
Orthopaedics | Spine - Thoracolumbar (TL) and sacral surgery | TL and sacral fusion and fixation implant | TL rod | K2M | EVEREST Spinal System,Straight Rod, Bulleted Hex,Size D6.0x500 mm, Ti | 5101-A60500 | Standalone | DE0016948 | As per HSA registered indication(s) except for radiolucent implants which should be used as follows:  in patients with primary or metastatic spinal tumours who would benefit from post-operative high dose high precision beam therapy upon appropriate and stringent patient selection;  Patient selection should be done via standardised assessment such as the neurological-oncological-mechanical systemic (NOMS) framework; and  The assessment should be carried out by a multidisciplinary team (MDT), which may be inclusive of, but not limited to, radiation oncologists, spine surgeons and interventional radiologists, among others.
Orthopaedics | Spine - Thoracolumbar (TL) and sacral surgery | TL and sacral fusion and fixation implant | TL rod | K2M | EVEREST Spinal System,Straight Rod, Bulleted Hex,Size D6.0x60 mm, CoCr | 5111-A6060 | Standalone | DE0016948 | As per HSA registered indication(s) except for radiolucent implants which should be used as follows:  in patients with primary or metastatic spinal tumours who would benefit from post-operative high dose high precision beam therapy upon appropriate and stringent patient selection;  Patient selection should be done via standardised assessment such as the neurological-oncological-mechanical systemic (NOMS) framework; and  The assessment should be carried out by a multidisciplinary team (MDT), which may be inclusive of, but not limited to, radiation oncologists, spine surgeons and interventional radiologists, among others.
Orthopaedics | Spine - Thoracolumbar (TL) and sacral surgery | TL and sacral fusion and fixation implant | TL rod | K2M | EVEREST Spinal System,Straight Rod, Bulleted Hex,Size D6.0x60 mm, Ti | 5101-A6060 | Standalone | DE0016948 | As per HSA registered indication(s) except for radiolucent implants which should be used as follows:  in patients with primary or metastatic spinal tumours who would benefit from post-operative high dose high precision beam therapy upon appropriate and stringent patient selection;  Patient selection should be done via standardised assessment such as the neurological-oncological-mechanical systemic (NOMS) framework; and  The assessment should be carried out by a multidisciplinary team (MDT), which may be inclusive of, but not limited to, radiation oncologists, spine surgeons and interventional radiologists, among others.
Orthopaedics | Spine - Thoracolumbar (TL) and sacral surgery | TL and sacral fusion and fixation implant | TL rod | K2M | EVEREST Spinal System,Straight Rod, Bulleted Hex,Size D6.0x70 mm, CoCr | 5111-A6070 | Standalone | DE0016948 | As per HSA registered indication(s) except for radiolucent implants which should be used as follows:  in patients with primary or metastatic spinal tumours who would benefit from post-operative high dose high precision beam therapy upon appropriate and stringent patient selection;  Patient selection should be done via standardised assessment such as the neurological-oncological-mechanical systemic (NOMS) framework; and  The assessment should be carried out by a multidisciplinary team (MDT), which may be inclusive of, but not limited to, radiation oncologists, spine surgeons and interventional radiologists, among others.
Orthopaedics | Spine - Thoracolumbar (TL) and sacral surgery | TL and sacral fusion and fixation implant | TL rod | K2M | EVEREST Spinal System,Straight Rod, Bulleted Hex,Size D6.0x70 mm, Ti | 5101-A6070 | Standalone | DE0016948 | As per HSA registered indication(s) except for radiolucent implants which should be used as follows:  in patients with primary or metastatic spinal tumours who would benefit from post-operative high dose high precision beam therapy upon appropriate and stringent patient selection;  Patient selection should be done via standardised assessment such as the neurological-oncological-mechanical systemic (NOMS) framework; and  The assessment should be carried out by a multidisciplinary team (MDT), which may be inclusive of, but not limited to, radiation oncologists, spine surgeons and interventional radiologists, among others.
Orthopaedics | Spine - Thoracolumbar (TL) and sacral surgery | TL and sacral fusion and fixation implant | TL rod | K2M | EVEREST Spinal System,Straight Rod, Bulleted Hex,Size D6.0x80 mm, CoCr | 5111-A6080 | Standalone | DE0016948 | As per HSA registered indication(s) except for radiolucent implants which should be used as follows:  in patients with primary or metastatic spinal tumours who would benefit from post-operative high dose high precision beam therapy upon appropriate and stringent patient selection;  Patient selection should be done via standardised assessment such as the neurological-oncological-mechanical systemic (NOMS) framework; and  The assessment should be carried out by a multidisciplinary team (MDT), which may be inclusive of, but not limited to, radiation oncologists, spine surgeons and interventional radiologists, among others.
Orthopaedics | Spine - Thoracolumbar (TL) and sacral surgery | TL and sacral fusion and fixation implant | TL rod | K2M | EVEREST Spinal System,Straight Rod, Bulleted Hex,Size D6.0x80 mm, Ti | 5101-A6080 | Standalone | DE0016948 | As per HSA registered indication(s) except for radiolucent implants which should be used as follows:  in patients with primary or metastatic spinal tumours who would benefit from post-operative high dose high precision beam therapy upon appropriate and stringent patient selection;  Patient selection should be done via standardised assessment such as the neurological-oncological-mechanical systemic (NOMS) framework; and  The assessment should be carried out by a multidisciplinary team (MDT), which may be inclusive of, but not limited to, radiation oncologists, spine surgeons and interventional radiologists, among others.
Orthopaedics | Spine - Thoracolumbar (TL) and sacral surgery | TL and sacral fusion and fixation implant | TL rod | K2M | EVEREST Spinal System,Straight Rod, Bulleted Hex,Size D6.0x90 mm, CoCr | 5111-A6090 | Standalone | DE0016948 | As per HSA registered indication(s) except for radiolucent implants which should be used as follows:  in patients with primary or metastatic spinal tumours who would benefit from post-operative high dose high precision beam therapy upon appropriate and stringent patient selection;  Patient selection should be done via standardised assessment such as the neurological-oncological-mechanical systemic (NOMS) framework; and  The assessment should be carried out by a multidisciplinary team (MDT), which may be inclusive of, but not limited to, radiation oncologists, spine surgeons and interventional radiologists, among others.
Orthopaedics | Spine - Thoracolumbar (TL) and sacral surgery | TL and sacral fusion and fixation implant | TL rod | K2M | EVEREST Spinal System,Straight Rod, Bulleted Hex,Size D6.0x90 mm, Ti | 5101-A6090 | Standalone | DE0016948 | As per HSA registered indication(s) except for radiolucent implants which should be used as follows:  in patients with primary or metastatic spinal tumours who would benefit from post-operative high dose high precision beam therapy upon appropriate and stringent patient selection;  Patient selection should be done via standardised assessment such as the neurological-oncological-mechanical systemic (NOMS) framework; and  The assessment should be carried out by a multidisciplinary team (MDT), which may be inclusive of, but not limited to, radiation oncologists, spine surgeons and interventional radiologists, among others.
Orthopaedics | Spine - Thoracolumbar (TL) and sacral surgery | TL and sacral fusion and fixation implant | TL pedicle screw - Shank, tulip | K2M | Everest Uniplanar Screw Size D4.0x20 mm | 2911-34020 | Standalone | DE0016948 | As per HSA registered indication(s) except for radiolucent implants which should be used as follows:  in patients with primary or metastatic spinal tumours who would benefit from post-operative high dose high precision beam therapy upon appropriate and stringent patient selection;  Patient selection should be done via standardised assessment such as the neurological-oncological-mechanical systemic (NOMS) framework; and  The assessment should be carried out by a multidisciplinary team (MDT), which may be inclusive of, but not limited to, radiation oncologists, spine surgeons and interventional radiologists, among others.
Orthopaedics | Spine - Thoracolumbar (TL) and sacral surgery | TL and sacral fusion and fixation implant | TL pedicle screw - Shank, tulip | K2M | Everest Uniplanar Screw Size D4.0x25 mm | 2911-34025 | Standalone | DE0016948 | As per HSA registered indication(s) except for radiolucent implants which should be used as follows:  in patients with primary or metastatic spinal tumours who would benefit from post-operative high dose high precision beam therapy upon appropriate and stringent patient selection;  Patient selection should be done via standardised assessment such as the neurological-oncological-mechanical systemic (NOMS) framework; and  The assessment should be carried out by a multidisciplinary team (MDT), which may be inclusive of, but not limited to, radiation oncologists, spine surgeons and interventional radiologists, among others.
Orthopaedics | Spine - Thoracolumbar (TL) and sacral surgery | TL and sacral fusion and fixation implant | TL pedicle screw - Shank, tulip | K2M | Everest Uniplanar Screw Size D4.0x30 mm | 2911-34030 | Standalone | DE0016948 | As per HSA registered indication(s) except for radiolucent implants which should be used as follows:  in patients with primary or metastatic spinal tumours who would benefit from post-operative high dose high precision beam therapy upon appropriate and stringent patient selection;  Patient selection should be done via standardised assessment such as the neurological-oncological-mechanical systemic (NOMS) framework; and  The assessment should be carried out by a multidisciplinary team (MDT), which may be inclusive of, but not limited to, radiation oncologists, spine surgeons and interventional radiologists, among others.
Orthopaedics | Spine - Thoracolumbar (TL) and sacral surgery | TL and sacral fusion and fixation implant | TL pedicle screw - Shank, tulip | K2M | Everest Uniplanar Screw Size D4.0x35 mm | 2911-34035 | Standalone | DE0016948 | As per HSA registered indication(s) except for radiolucent implants which should be used as follows:  in patients with primary or metastatic spinal tumours who would benefit from post-operative high dose high precision beam therapy upon appropriate and stringent patient selection;  Patient selection should be done via standardised assessment such as the neurological-oncological-mechanical systemic (NOMS) framework; and  The assessment should be carried out by a multidisciplinary team (MDT), which may be inclusive of, but not limited to, radiation oncologists, spine surgeons and interventional radiologists, among others.
Orthopaedics | Spine - Thoracolumbar (TL) and sacral surgery | TL and sacral fusion and fixation implant | TL pedicle screw - Shank, tulip | K2M | Everest Uniplanar Screw Size D4.0x40 mm | 2911-34040 | Standalone | DE0016948 | As per HSA registered indication(s) except for radiolucent implants which should be used as follows:  in patients with primary or metastatic spinal tumours who would benefit from post-operative high dose high precision beam therapy upon appropriate and stringent patient selection;  Patient selection should be done via standardised assessment such as the neurological-oncological-mechanical systemic (NOMS) framework; and  The assessment should be carried out by a multidisciplinary team (MDT), which may be inclusive of, but not limited to, radiation oncologists, spine surgeons and interventional radiologists, among others.
Orthopaedics | Spine - Thoracolumbar (TL) and sacral surgery | TL and sacral fusion and fixation implant | TL pedicle screw - Shank, tulip | K2M | Everest Uniplanar Screw Size D4.0x45 mm | 2911-34045 | Standalone | DE0016948 | As per HSA registered indication(s) except for radiolucent implants which should be used as follows:  in patients with primary or metastatic spinal tumours who would benefit from post-operative high dose high precision beam therapy upon appropriate and stringent patient selection;  Patient selection should be done via standardised assessment such as the neurological-oncological-mechanical systemic (NOMS) framework; and  The assessment should be carried out by a multidisciplinary team (MDT), which may be inclusive of, but not limited to, radiation oncologists, spine surgeons and interventional radiologists, among others.
Orthopaedics | Spine - Thoracolumbar (TL) and sacral surgery | TL and sacral fusion and fixation implant | TL pedicle screw - Shank, tulip | K2M | Everest Uniplanar Screw Size D4.0x50 mm | 2911-34050 | Standalone | DE0016948 | As per HSA registered indication(s) except for radiolucent implants which should be used as follows:  in patients with primary or metastatic spinal tumours who would benefit from post-operative high dose high precision beam therapy upon appropriate and stringent patient selection;  Patient selection should be done via standardised assessment such as the neurological-oncological-mechanical systemic (NOMS) framework; and  The assessment should be carried out by a multidisciplinary team (MDT), which may be inclusive of, but not limited to, radiation oncologists, spine surgeons and interventional radiologists, among others.
Orthopaedics | Spine - Thoracolumbar (TL) and sacral surgery | TL and sacral fusion and fixation implant | TL pedicle screw - Shank, tulip | K2M | Everest Uniplanar Screw Size D4.5x20 mm | 2911-34520 | Standalone | DE0016948 | As per HSA registered indication(s) except for radiolucent implants which should be used as follows:  in patients with primary or metastatic spinal tumours who would benefit from post-operative high dose high precision beam therapy upon appropriate and stringent patient selection;  Patient selection should be done via standardised assessment such as the neurological-oncological-mechanical systemic (NOMS) framework; and  The assessment should be carried out by a multidisciplinary team (MDT), which may be inclusive of, but not limited to, radiation oncologists, spine surgeons and interventional radiologists, among others.
Orthopaedics | Spine - Thoracolumbar (TL) and sacral surgery | TL and sacral fusion and fixation implant | TL pedicle screw - Shank, tulip | K2M | Everest Uniplanar Screw Size D4.5x25 mm | 2911-34525 | Standalone | DE0016948 | As per HSA registered indication(s) except for radiolucent implants which should be used as follows:  in patients with primary or metastatic spinal tumours who would benefit from post-operative high dose high precision beam therapy upon appropriate and stringent patient selection;  Patient selection should be done via standardised assessment such as the neurological-oncological-mechanical systemic (NOMS) framework; and  The assessment should be carried out by a multidisciplinary team (MDT), which may be inclusive of, but not limited to, radiation oncologists, spine surgeons and interventional radiologists, among others.
Orthopaedics | Spine - Thoracolumbar (TL) and sacral surgery | TL and sacral fusion and fixation implant | TL pedicle screw - Shank, tulip | K2M | Everest Uniplanar Screw Size D4.5x30 mm | 2911-34530 | Standalone | DE0016948 | As per HSA registered indication(s) except for radiolucent implants which should be used as follows:  in patients with primary or metastatic spinal tumours who would benefit from post-operative high dose high precision beam therapy upon appropriate and stringent patient selection;  Patient selection should be done via standardised assessment such as the neurological-oncological-mechanical systemic (NOMS) framework; and  The assessment should be carried out by a multidisciplinary team (MDT), which may be inclusive of, but not limited to, radiation oncologists, spine surgeons and interventional radiologists, among others.
Orthopaedics | Spine - Thoracolumbar (TL) and sacral surgery | TL and sacral fusion and fixation implant | TL pedicle screw - Shank, tulip | K2M | Everest Uniplanar Screw Size D4.5x35 mm | 2911-34535 | Standalone | DE0016948 | As per HSA registered indication(s) except for radiolucent implants which should be used as follows:  in patients with primary or metastatic spinal tumours who would benefit from post-operative high dose high precision beam therapy upon appropriate and stringent patient selection;  Patient selection should be done via standardised assessment such as the neurological-oncological-mechanical systemic (NOMS) framework; and  The assessment should be carried out by a multidisciplinary team (MDT), which may be inclusive of, but not limited to, radiation oncologists, spine surgeons and interventional radiologists, among others.
Orthopaedics | Spine - Thoracolumbar (TL) and sacral surgery | TL and sacral fusion and fixation implant | TL pedicle screw - Shank, tulip | K2M | Everest Uniplanar Screw Size D4.5x40 mm | 2911-34540 | Standalone | DE0016948 | As per HSA registered indication(s) except for radiolucent implants which should be used as follows:  in patients with primary or metastatic spinal tumours who would benefit from post-operative high dose high precision beam therapy upon appropriate and stringent patient selection;  Patient selection should be done via standardised assessment such as the neurological-oncological-mechanical systemic (NOMS) framework; and  The assessment should be carried out by a multidisciplinary team (MDT), which may be inclusive of, but not limited to, radiation oncologists, spine surgeons and interventional radiologists, among others.
Orthopaedics | Spine - Thoracolumbar (TL) and sacral surgery | TL and sacral fusion and fixation implant | TL pedicle screw - Shank, tulip | K2M | Everest Uniplanar Screw Size D4.5x45 mm | 2911-34545 | Standalone | DE0016948 | As per HSA registered indication(s) except for radiolucent implants which should be used as follows:  in patients with primary or metastatic spinal tumours who would benefit from post-operative high dose high precision beam therapy upon appropriate and stringent patient selection;  Patient selection should be done via standardised assessment such as the neurological-oncological-mechanical systemic (NOMS) framework; and  The assessment should be carried out by a multidisciplinary team (MDT), which may be inclusive of, but not limited to, radiation oncologists, spine surgeons and interventional radiologists, among others.
Orthopaedics | Spine - Thoracolumbar (TL) and sacral surgery | TL and sacral fusion and fixation implant | TL pedicle screw - Shank, tulip | K2M | Everest Uniplanar Screw Size D4.5x50 mm | 2911-34550 | Standalone | DE0016948 | As per HSA registered indication(s) except for radiolucent implants which should be used as follows:  in patients with primary or metastatic spinal tumours who would benefit from post-operative high dose high precision beam therapy upon appropriate and stringent patient selection;  Patient selection should be done via standardised assessment such as the neurological-oncological-mechanical systemic (NOMS) framework; and  The assessment should be carried out by a multidisciplinary team (MDT), which may be inclusive of, but not limited to, radiation oncologists, spine surgeons and interventional radiologists, among others.
Orthopaedics | Spine - Thoracolumbar (TL) and sacral surgery | TL and sacral fusion and fixation implant | TL pedicle screw - Shank, tulip | K2M | Everest Uniplanar Screw Size D5.5x20 mm | 2911-35520 | Standalone | DE0016948 | As per HSA registered indication(s) except for radiolucent implants which should be used as follows:  in patients with primary or metastatic spinal tumours who would benefit from post-operative high dose high precision beam therapy upon appropriate and stringent patient selection;  Patient selection should be done via standardised assessment such as the neurological-oncological-mechanical systemic (NOMS) framework; and  The assessment should be carried out by a multidisciplinary team (MDT), which may be inclusive of, but not limited to, radiation oncologists, spine surgeons and interventional radiologists, among others.
Orthopaedics | Spine - Thoracolumbar (TL) and sacral surgery | TL and sacral fusion and fixation implant | TL pedicle screw - Shank, tulip | K2M | Everest Uniplanar Screw Size D5.5x25 mm | 2911-35525 | Standalone | DE0016948 | As per HSA registered indication(s) except for radiolucent implants which should be used as follows:  in patients with primary or metastatic spinal tumours who would benefit from post-operative high dose high precision beam therapy upon appropriate and stringent patient selection;  Patient selection should be done via standardised assessment such as the neurological-oncological-mechanical systemic (NOMS) framework; and  The assessment should be carried out by a multidisciplinary team (MDT), which may be inclusive of, but not limited to, radiation oncologists, spine surgeons and interventional radiologists, among others.
Orthopaedics | Spine - Thoracolumbar (TL) and sacral surgery | TL and sacral fusion and fixation implant | TL pedicle screw - Shank, tulip | K2M | Everest Uniplanar Screw Size D5.5x30 mm | 2911-35530 | Standalone | DE0016948 | As per HSA registered indication(s) except for radiolucent implants which should be used as follows:  in patients with primary or metastatic spinal tumours who would benefit from post-operative high dose high precision beam therapy upon appropriate and stringent patient selection;  Patient selection should be done via standardised assessment such as the neurological-oncological-mechanical systemic (NOMS) framework; and  The assessment should be carried out by a multidisciplinary team (MDT), which may be inclusive of, but not limited to, radiation oncologists, spine surgeons and interventional radiologists, among others.
Orthopaedics | Spine - Thoracolumbar (TL) and sacral surgery | TL and sacral fusion and fixation implant | TL pedicle screw - Shank, tulip | K2M | Everest Uniplanar Screw Size D5.5x35 mm | 2911-35535 | Standalone | DE0016948 | As per HSA registered indication(s) except for radiolucent implants which should be used as follows:  in patients with primary or metastatic spinal tumours who would benefit from post-operative high dose high precision beam therapy upon appropriate and stringent patient selection;  Patient selection should be done via standardised assessment such as the neurological-oncological-mechanical systemic (NOMS) framework; and  The assessment should be carried out by a multidisciplinary team (MDT), which may be inclusive of, but not limited to, radiation oncologists, spine surgeons and interventional radiologists, among others.
Orthopaedics | Spine - Thoracolumbar (TL) and sacral surgery | TL and sacral fusion and fixation implant | TL pedicle screw - Shank, tulip | K2M | Everest Uniplanar Screw Size D5.5x40 mm | 2911-35540 | Standalone | DE0016948 | As per HSA registered indication(s) except for radiolucent implants which should be used as follows:  in patients with primary or metastatic spinal tumours who would benefit from post-operative high dose high precision beam therapy upon appropriate and stringent patient selection;  Patient selection should be done via standardised assessment such as the neurological-oncological-mechanical systemic (NOMS) framework; and  The assessment should be carried out by a multidisciplinary team (MDT), which may be inclusive of, but not limited to, radiation oncologists, spine surgeons and interventional radiologists, among others.
Orthopaedics | Spine - Thoracolumbar (TL) and sacral surgery | TL and sacral fusion and fixation implant | TL pedicle screw - Shank, tulip | K2M | Everest Uniplanar Screw Size D5.5x45 mm | 2911-35545 | Standalone | DE0016948 | As per HSA registered indication(s) except for radiolucent implants which should be used as follows:  in patients with primary or metastatic spinal tumours who would benefit from post-operative high dose high precision beam therapy upon appropriate and stringent patient selection;  Patient selection should be done via standardised assessment such as the neurological-oncological-mechanical systemic (NOMS) framework; and  The assessment should be carried out by a multidisciplinary team (MDT), which may be inclusive of, but not limited to, radiation oncologists, spine surgeons and interventional radiologists, among others.
Orthopaedics | Spine - Thoracolumbar (TL) and sacral surgery | TL and sacral fusion and fixation implant | TL pedicle screw - Shank, tulip | K2M | Everest Uniplanar Screw Size D5.5x50 mm | 2911-35550 | Standalone | DE0016948 | As per HSA registered indication(s) except for radiolucent implants which should be used as follows:  in patients with primary or metastatic spinal tumours who would benefit from post-operative high dose high precision beam therapy upon appropriate and stringent patient selection;  Patient selection should be done via standardised assessment such as the neurological-oncological-mechanical systemic (NOMS) framework; and  The assessment should be carried out by a multidisciplinary team (MDT), which may be inclusive of, but not limited to, radiation oncologists, spine surgeons and interventional radiologists, among others.
Orthopaedics | Spine - Thoracolumbar (TL) and sacral surgery | TL and sacral fusion and fixation implant | TL pedicle screw - Shank, tulip | K2M | Everest Uniplanar Screw Size D5.5x55 mm | 2911-35555 | Standalone | DE0016948 | As per HSA registered indication(s) except for radiolucent implants which should be used as follows:  in patients with primary or metastatic spinal tumours who would benefit from post-operative high dose high precision beam therapy upon appropriate and stringent patient selection;  Patient selection should be done via standardised assessment such as the neurological-oncological-mechanical systemic (NOMS) framework; and  The assessment should be carried out by a multidisciplinary team (MDT), which may be inclusive of, but not limited to, radiation oncologists, spine surgeons and interventional radiologists, among others.
Orthopaedics | Spine - Thoracolumbar (TL) and sacral surgery | TL and sacral fusion and fixation implant | TL pedicle screw - Shank, tulip | K2M | Everest Uniplanar Screw Size D5.5x60 mm | 2911-35560 | Standalone | DE0016948 | As per HSA registered indication(s) except for radiolucent implants which should be used as follows:  in patients with primary or metastatic spinal tumours who would benefit from post-operative high dose high precision beam therapy upon appropriate and stringent patient selection;  Patient selection should be done via standardised assessment such as the neurological-oncological-mechanical systemic (NOMS) framework; and  The assessment should be carried out by a multidisciplinary team (MDT), which may be inclusive of, but not limited to, radiation oncologists, spine surgeons and interventional radiologists, among others.
Orthopaedics | Spine - Thoracolumbar (TL) and sacral surgery | TL and sacral fusion and fixation implant | TL pedicle screw - Shank, tulip | K2M | Everest Uniplanar Screw Size D5.5x65 mm | 2911-35565 | Standalone | DE0016948 | As per HSA registered indication(s) except for radiolucent implants which should be used as follows:  in patients with primary or metastatic spinal tumours who would benefit from post-operative high dose high precision beam therapy upon appropriate and stringent patient selection;  Patient selection should be done via standardised assessment such as the neurological-oncological-mechanical systemic (NOMS) framework; and  The assessment should be carried out by a multidisciplinary team (MDT), which may be inclusive of, but not limited to, radiation oncologists, spine surgeons and interventional radiologists, among others.
Orthopaedics | Spine - Thoracolumbar (TL) and sacral surgery | TL and sacral fusion and fixation implant | TL pedicle screw - Shank, tulip | K2M | Everest Uniplanar Screw Size D6.0x100 mm | 2911-360100 | Standalone | DE0016948 | As per HSA registered indication(s) except for radiolucent implants which should be used as follows:  in patients with primary or metastatic spinal tumours who would benefit from post-operative high dose high precision beam therapy upon appropriate and stringent patient selection;  Patient selection should be done via standardised assessment such as the neurological-oncological-mechanical systemic (NOMS) framework; and  The assessment should be carried out by a multidisciplinary team (MDT), which may be inclusive of, but not limited to, radiation oncologists, spine surgeons and interventional radiologists, among others.
Orthopaedics | Spine - Thoracolumbar (TL) and sacral surgery | TL and sacral fusion and fixation implant | TL pedicle screw - Shank, tulip | K2M | Everest Uniplanar Screw Size D6.0x105 mm | 2911-360105 | Standalone | DE0016948 | As per HSA registered indication(s) except for radiolucent implants which should be used as follows:  in patients with primary or metastatic spinal tumours who would benefit from post-operative high dose high precision beam therapy upon appropriate and stringent patient selection;  Patient selection should be done via standardised assessment such as the neurological-oncological-mechanical systemic (NOMS) framework; and  The assessment should be carried out by a multidisciplinary team (MDT), which may be inclusive of, but not limited to, radiation oncologists, spine surgeons and interventional radiologists, among others.
Orthopaedics | Spine - Thoracolumbar (TL) and sacral surgery | TL and sacral fusion and fixation implant | TL pedicle screw - Shank, tulip | K2M | Everest Uniplanar Screw Size D6.0x110 mm | 2911-360110 | Standalone | DE0016948 | As per HSA registered indication(s) except for radiolucent implants which should be used as follows:  in patients with primary or metastatic spinal tumours who would benefit from post-operative high dose high precision beam therapy upon appropriate and stringent patient selection;  Patient selection should be done via standardised assessment such as the neurological-oncological-mechanical systemic (NOMS) framework; and  The assessment should be carried out by a multidisciplinary team (MDT), which may be inclusive of, but not limited to, radiation oncologists, spine surgeons and interventional radiologists, among others.
Orthopaedics | Spine - Thoracolumbar (TL) and sacral surgery | TL and sacral fusion and fixation implant | TL pedicle screw - Shank, tulip | K2M | Everest Uniplanar Screw Size D6.0x25 mm | 2911-36025 | Standalone | DE0016948 | As per HSA registered indication(s) except for radiolucent implants which should be used as follows:  in patients with primary or metastatic spinal tumours who would benefit from post-operative high dose high precision beam therapy upon appropriate and stringent patient selection;  Patient selection should be done via standardised assessment such as the neurological-oncological-mechanical systemic (NOMS) framework; and  The assessment should be carried out by a multidisciplinary team (MDT), which may be inclusive of, but not limited to, radiation oncologists, spine surgeons and interventional radiologists, among others.
Orthopaedics | Spine - Thoracolumbar (TL) and sacral surgery | TL and sacral fusion and fixation implant | TL pedicle screw - Shank, tulip | K2M | Everest Uniplanar Screw Size D6.0x30 mm | 2911-36030 | Standalone | DE0016948 | As per HSA registered indication(s) except for radiolucent implants which should be used as follows:  in patients with primary or metastatic spinal tumours who would benefit from post-operative high dose high precision beam therapy upon appropriate and stringent patient selection;  Patient selection should be done via standardised assessment such as the neurological-oncological-mechanical systemic (NOMS) framework; and  The assessment should be carried out by a multidisciplinary team (MDT), which may be inclusive of, but not limited to, radiation oncologists, spine surgeons and interventional radiologists, among others.
Orthopaedics | Spine - Thoracolumbar (TL) and sacral surgery | TL and sacral fusion and fixation implant | TL pedicle screw - Shank, tulip | K2M | Everest Uniplanar Screw Size D6.0x35 mm | 2911-36035 | Standalone | DE0016948 | As per HSA registered indication(s) except for radiolucent implants which should be used as follows:  in patients with primary or metastatic spinal tumours who would benefit from post-operative high dose high precision beam therapy upon appropriate and stringent patient selection;  Patient selection should be done via standardised assessment such as the neurological-oncological-mechanical systemic (NOMS) framework; and  The assessment should be carried out by a multidisciplinary team (MDT), which may be inclusive of, but not limited to, radiation oncologists, spine surgeons and interventional radiologists, among others.
Orthopaedics | Spine - Thoracolumbar (TL) and sacral surgery | TL and sacral fusion and fixation implant | TL pedicle screw - Shank, tulip | K2M | Everest Uniplanar Screw Size D6.0x40 mm | 2911-36040 | Standalone | DE0016948 | As per HSA registered indication(s) except for radiolucent implants which should be used as follows:  in patients with primary or metastatic spinal tumours who would benefit from post-operative high dose high precision beam therapy upon appropriate and stringent patient selection;  Patient selection should be done via standardised assessment such as the neurological-oncological-mechanical systemic (NOMS) framework; and  The assessment should be carried out by a multidisciplinary team (MDT), which may be inclusive of, but not limited to, radiation oncologists, spine surgeons and interventional radiologists, among others.
Orthopaedics | Spine - Thoracolumbar (TL) and sacral surgery | TL and sacral fusion and fixation implant | TL pedicle screw - Shank, tulip | K2M | Everest Uniplanar Screw Size D6.0x45 mm | 2911-36045 | Standalone | DE0016948 | As per HSA registered indication(s) except for radiolucent implants which should be used as follows:  in patients with primary or metastatic spinal tumours who would benefit from post-operative high dose high precision beam therapy upon appropriate and stringent patient selection;  Patient selection should be done via standardised assessment such as the neurological-oncological-mechanical systemic (NOMS) framework; and  The assessment should be carried out by a multidisciplinary team (MDT), which may be inclusive of, but not limited to, radiation oncologists, spine surgeons and interventional radiologists, among others.
Orthopaedics | Spine - Thoracolumbar (TL) and sacral surgery | TL and sacral fusion and fixation implant | TL pedicle screw - Shank, tulip | K2M | Everest Uniplanar Screw Size D6.0x50 mm | 2911-36050 | Standalone | DE0016948 | As per HSA registered indication(s) except for radiolucent implants which should be used as follows:  in patients with primary or metastatic spinal tumours who would benefit from post-operative high dose high precision beam therapy upon appropriate and stringent patient selection;  Patient selection should be done via standardised assessment such as the neurological-oncological-mechanical systemic (NOMS) framework; and  The assessment should be carried out by a multidisciplinary team (MDT), which may be inclusive of, but not limited to, radiation oncologists, spine surgeons and interventional radiologists, among others.
Orthopaedics | Spine - Thoracolumbar (TL) and sacral surgery | TL and sacral fusion and fixation implant | TL pedicle screw - Shank, tulip | K2M | Everest Uniplanar Screw Size D6.0x55 mm | 2911-36055 | Standalone | DE0016948 | As per HSA registered indication(s) except for radiolucent implants which should be used as follows:  in patients with primary or metastatic spinal tumours who would benefit from post-operative high dose high precision beam therapy upon appropriate and stringent patient selection;  Patient selection should be done via standardised assessment such as the neurological-oncological-mechanical systemic (NOMS) framework; and  The assessment should be carried out by a multidisciplinary team (MDT), which may be inclusive of, but not limited to, radiation oncologists, spine surgeons and interventional radiologists, among others.
Orthopaedics | Spine - Thoracolumbar (TL) and sacral surgery | TL and sacral fusion and fixation implant | TL pedicle screw - Shank, tulip | K2M | Everest Uniplanar Screw Size D6.0x60 mm | 2911-36060 | Standalone | DE0016948 | As per HSA registered indication(s) except for radiolucent implants which should be used as follows:  in patients with primary or metastatic spinal tumours who would benefit from post-operative high dose high precision beam therapy upon appropriate and stringent patient selection;  Patient selection should be done via standardised assessment such as the neurological-oncological-mechanical systemic (NOMS) framework; and  The assessment should be carried out by a multidisciplinary team (MDT), which may be inclusive of, but not limited to, radiation oncologists, spine surgeons and interventional radiologists, among others.
Orthopaedics | Spine - Thoracolumbar (TL) and sacral surgery | TL and sacral fusion and fixation implant | TL pedicle screw - Shank, tulip | K2M | Everest Uniplanar Screw Size D6.0x65 mm | 2911-36065 | Standalone | DE0016948 | As per HSA registered indication(s) except for radiolucent implants which should be used as follows:  in patients with primary or metastatic spinal tumours who would benefit from post-operative high dose high precision beam therapy upon appropriate and stringent patient selection;  Patient selection should be done via standardised assessment such as the neurological-oncological-mechanical systemic (NOMS) framework; and  The assessment should be carried out by a multidisciplinary team (MDT), which may be inclusive of, but not limited to, radiation oncologists, spine surgeons and interventional radiologists, among others.
Orthopaedics | Spine - Thoracolumbar (TL) and sacral surgery | TL and sacral fusion and fixation implant | TL pedicle screw - Shank, tulip | K2M | Everest Uniplanar Screw Size D6.0x70 mm | 2911-36070 | Standalone | DE0016948 | As per HSA registered indication(s) except for radiolucent implants which should be used as follows:  in patients with primary or metastatic spinal tumours who would benefit from post-operative high dose high precision beam therapy upon appropriate and stringent patient selection;  Patient selection should be done via standardised assessment such as the neurological-oncological-mechanical systemic (NOMS) framework; and  The assessment should be carried out by a multidisciplinary team (MDT), which may be inclusive of, but not limited to, radiation oncologists, spine surgeons and interventional radiologists, among others.
Orthopaedics | Spine - Thoracolumbar (TL) and sacral surgery | TL and sacral fusion and fixation implant | TL pedicle screw - Shank, tulip | K2M | Everest Uniplanar Screw Size D6.0x75 mm | 2911-36075 | Standalone | DE0016948 | As per HSA registered indication(s) except for radiolucent implants which should be used as follows:  in patients with primary or metastatic spinal tumours who would benefit from post-operative high dose high precision beam therapy upon appropriate and stringent patient selection;  Patient selection should be done via standardised assessment such as the neurological-oncological-mechanical systemic (NOMS) framework; and  The assessment should be carried out by a multidisciplinary team (MDT), which may be inclusive of, but not limited to, radiation oncologists, spine surgeons and interventional radiologists, among others.
Orthopaedics | Spine - Thoracolumbar (TL) and sacral surgery | TL and sacral fusion and fixation implant | TL pedicle screw - Shank, tulip | K2M | Everest Uniplanar Screw Size D6.0x80 mm | 2911-36080 | Standalone | DE0016948 | As per HSA registered indication(s) except for radiolucent implants which should be used as follows:  in patients with primary or metastatic spinal tumours who would benefit from post-operative high dose high precision beam therapy upon appropriate and stringent patient selection;  Patient selection should be done via standardised assessment such as the neurological-oncological-mechanical systemic (NOMS) framework; and  The assessment should be carried out by a multidisciplinary team (MDT), which may be inclusive of, but not limited to, radiation oncologists, spine surgeons and interventional radiologists, among others.
Orthopaedics | Spine - Thoracolumbar (TL) and sacral surgery | TL and sacral fusion and fixation implant | TL pedicle screw - Shank, tulip | K2M | Everest Uniplanar Screw Size D6.0x85 mm | 2911-36085 | Standalone | DE0016948 | As per HSA registered indication(s) except for radiolucent implants which should be used as follows:  in patients with primary or metastatic spinal tumours who would benefit from post-operative high dose high precision beam therapy upon appropriate and stringent patient selection;  Patient selection should be done via standardised assessment such as the neurological-oncological-mechanical systemic (NOMS) framework; and  The assessment should be carried out by a multidisciplinary team (MDT), which may be inclusive of, but not limited to, radiation oncologists, spine surgeons and interventional radiologists, among others.
Orthopaedics | Spine - Thoracolumbar (TL) and sacral surgery | TL and sacral fusion and fixation implant | TL pedicle screw - Shank, tulip | K2M | Everest Uniplanar Screw Size D6.0x90 mm | 2911-36090 | Standalone | DE0016948 | As per HSA registered indication(s) except for radiolucent implants which should be used as follows:  in patients with primary or metastatic spinal tumours who would benefit from post-operative high dose high precision beam therapy upon appropriate and stringent patient selection;  Patient selection should be done via standardised assessment such as the neurological-oncological-mechanical systemic (NOMS) framework; and  The assessment should be carried out by a multidisciplinary team (MDT), which may be inclusive of, but not limited to, radiation oncologists, spine surgeons and interventional radiologists, among others.
Orthopaedics | Spine - Thoracolumbar (TL) and sacral surgery | TL and sacral fusion and fixation implant | TL pedicle screw - Shank, tulip | K2M | Everest Uniplanar Screw Size D6.0x95 mm | 2911-36095 | Standalone | DE0016948 | As per HSA registered indication(s) except for radiolucent implants which should be used as follows:  in patients with primary or metastatic spinal tumours who would benefit from post-operative high dose high precision beam therapy upon appropriate and stringent patient selection;  Patient selection should be done via standardised assessment such as the neurological-oncological-mechanical systemic (NOMS) framework; and  The assessment should be carried out by a multidisciplinary team (MDT), which may be inclusive of, but not limited to, radiation oncologists, spine surgeons and interventional radiologists, among others.
Orthopaedics | Spine - Thoracolumbar (TL) and sacral surgery | TL and sacral fusion and fixation implant | TL pedicle screw - Shank, tulip | K2M | Everest Uniplanar Screw Size D6.5x100 mm | 2911-365100 | Standalone | DE0016948 | As per HSA registered indication(s) except for radiolucent implants which should be used as follows:  in patients with primary or metastatic spinal tumours who would benefit from post-operative high dose high precision beam therapy upon appropriate and stringent patient selection;  Patient selection should be done via standardised assessment such as the neurological-oncological-mechanical systemic (NOMS) framework; and  The assessment should be carried out by a multidisciplinary team (MDT), which may be inclusive of, but not limited to, radiation oncologists, spine surgeons and interventional radiologists, among others.
Orthopaedics | Spine - Thoracolumbar (TL) and sacral surgery | TL and sacral fusion and fixation implant | TL pedicle screw - Shank, tulip | K2M | Everest Uniplanar Screw Size D6.5x105 mm | 2911-365105 | Standalone | DE0016948 | As per HSA registered indication(s) except for radiolucent implants which should be used as follows:  in patients with primary or metastatic spinal tumours who would benefit from post-operative high dose high precision beam therapy upon appropriate and stringent patient selection;  Patient selection should be done via standardised assessment such as the neurological-oncological-mechanical systemic (NOMS) framework; and  The assessment should be carried out by a multidisciplinary team (MDT), which may be inclusive of, but not limited to, radiation oncologists, spine surgeons and interventional radiologists, among others.
Orthopaedics | Spine - Thoracolumbar (TL) and sacral surgery | TL and sacral fusion and fixation implant | TL pedicle screw - Shank, tulip | K2M | Everest Uniplanar Screw Size D6.5x110 mm | 2911-365110 | Standalone | DE0016948 | As per HSA registered indication(s) except for radiolucent implants which should be used as follows:  in patients with primary or metastatic spinal tumours who would benefit from post-operative high dose high precision beam therapy upon appropriate and stringent patient selection;  Patient selection should be done via standardised assessment such as the neurological-oncological-mechanical systemic (NOMS) framework; and  The assessment should be carried out by a multidisciplinary team (MDT), which may be inclusive of, but not limited to, radiation oncologists, spine surgeons and interventional radiologists, among others.
Orthopaedics | Spine - Thoracolumbar (TL) and sacral surgery | TL and sacral fusion and fixation implant | TL pedicle screw - Shank, tulip | K2M | Everest Uniplanar Screw Size D6.5x30 mm | 2911-36530 | Standalone | DE0016948 | As per HSA registered indication(s) except for radiolucent implants which should be used as follows:  in patients with primary or metastatic spinal tumours who would benefit from post-operative high dose high precision beam therapy upon appropriate and stringent patient selection;  Patient selection should be done via standardised assessment such as the neurological-oncological-mechanical systemic (NOMS) framework; and  The assessment should be carried out by a multidisciplinary team (MDT), which may be inclusive of, but not limited to, radiation oncologists, spine surgeons and interventional radiologists, among others.
Orthopaedics | Spine - Thoracolumbar (TL) and sacral surgery | TL and sacral fusion and fixation implant | TL pedicle screw - Shank, tulip | K2M | Everest Uniplanar Screw Size D6.5x35 mm | 2911-36535 | Standalone | DE0016948 | As per HSA registered indication(s) except for radiolucent implants which should be used as follows:  in patients with primary or metastatic spinal tumours who would benefit from post-operative high dose high precision beam therapy upon appropriate and stringent patient selection;  Patient selection should be done via standardised assessment such as the neurological-oncological-mechanical systemic (NOMS) framework; and  The assessment should be carried out by a multidisciplinary team (MDT), which may be inclusive of, but not limited to, radiation oncologists, spine surgeons and interventional radiologists, among others.
Orthopaedics | Spine - Thoracolumbar (TL) and sacral surgery | TL and sacral fusion and fixation implant | TL pedicle screw - Shank, tulip | K2M | Everest Uniplanar Screw Size D6.5x40 mm | 2911-36540 | Standalone | DE0016948 | As per HSA registered indication(s) except for radiolucent implants which should be used as follows:  in patients with primary or metastatic spinal tumours who would benefit from post-operative high dose high precision beam therapy upon appropriate and stringent patient selection;  Patient selection should be done via standardised assessment such as the neurological-oncological-mechanical systemic (NOMS) framework; and  The assessment should be carried out by a multidisciplinary team (MDT), which may be inclusive of, but not limited to, radiation oncologists, spine surgeons and interventional radiologists, among others.
Orthopaedics | Spine - Thoracolumbar (TL) and sacral surgery | TL and sacral fusion and fixation implant | TL pedicle screw - Shank, tulip | K2M | Everest Uniplanar Screw Size D6.5x45 mm | 2911-36545 | Standalone | DE0016948 | As per HSA registered indication(s) except for radiolucent implants which should be used as follows:  in patients with primary or metastatic spinal tumours who would benefit from post-operative high dose high precision beam therapy upon appropriate and stringent patient selection;  Patient selection should be done via standardised assessment such as the neurological-oncological-mechanical systemic (NOMS) framework; and  The assessment should be carried out by a multidisciplinary team (MDT), which may be inclusive of, but not limited to, radiation oncologists, spine surgeons and interventional radiologists, among others.
Orthopaedics | Spine - Thoracolumbar (TL) and sacral surgery | TL and sacral fusion and fixation implant | TL pedicle screw - Shank, tulip | K2M | Everest Uniplanar Screw Size D6.5x50 mm | 2911-36550 | Standalone | DE0016948 | As per HSA registered indication(s) except for radiolucent implants which should be used as follows:  in patients with primary or metastatic spinal tumours who would benefit from post-operative high dose high precision beam therapy upon appropriate and stringent patient selection;  Patient selection should be done via standardised assessment such as the neurological-oncological-mechanical systemic (NOMS) framework; and  The assessment should be carried out by a multidisciplinary team (MDT), which may be inclusive of, but not limited to, radiation oncologists, spine surgeons and interventional radiologists, among others.
Orthopaedics | Spine - Thoracolumbar (TL) and sacral surgery | TL and sacral fusion and fixation implant | TL pedicle screw - Shank, tulip | K2M | Everest Uniplanar Screw Size D6.5x55 mm | 2911-36555 | Standalone | DE0016948 | As per HSA registered indication(s) except for radiolucent implants which should be used as follows:  in patients with primary or metastatic spinal tumours who would benefit from post-operative high dose high precision beam therapy upon appropriate and stringent patient selection;  Patient selection should be done via standardised assessment such as the neurological-oncological-mechanical systemic (NOMS) framework; and  The assessment should be carried out by a multidisciplinary team (MDT), which may be inclusive of, but not limited to, radiation oncologists, spine surgeons and interventional radiologists, among others.
Orthopaedics | Spine - Thoracolumbar (TL) and sacral surgery | TL and sacral fusion and fixation implant | TL pedicle screw - Shank, tulip | K2M | Everest Uniplanar Screw Size D6.5x60 mm | 2911-36560 | Standalone | DE0016948 | As per HSA registered indication(s) except for radiolucent implants which should be used as follows:  in patients with primary or metastatic spinal tumours who would benefit from post-operative high dose high precision beam therapy upon appropriate and stringent patient selection;  Patient selection should be done via standardised assessment such as the neurological-oncological-mechanical systemic (NOMS) framework; and  The assessment should be carried out by a multidisciplinary team (MDT), which may be inclusive of, but not limited to, radiation oncologists, spine surgeons and interventional radiologists, among others.
Orthopaedics | Spine - Thoracolumbar (TL) and sacral surgery | TL and sacral fusion and fixation implant | TL pedicle screw - Shank, tulip | K2M | Everest Uniplanar Screw Size D6.5x65 mm | 2911-36565 | Standalone | DE0016948 | As per HSA registered indication(s) except for radiolucent implants which should be used as follows:  in patients with primary or metastatic spinal tumours who would benefit from post-operative high dose high precision beam therapy upon appropriate and stringent patient selection;  Patient selection should be done via standardised assessment such as the neurological-oncological-mechanical systemic (NOMS) framework; and  The assessment should be carried out by a multidisciplinary team (MDT), which may be inclusive of, but not limited to, radiation oncologists, spine surgeons and interventional radiologists, among others.
Orthopaedics | Spine - Thoracolumbar (TL) and sacral surgery | TL and sacral fusion and fixation implant | TL pedicle screw - Shank, tulip | K2M | Everest Uniplanar Screw Size D6.5x70 mm | 2911-36570 | Standalone | DE0016948 | As per HSA registered indication(s) except for radiolucent implants which should be used as follows:  in patients with primary or metastatic spinal tumours who would benefit from post-operative high dose high precision beam therapy upon appropriate and stringent patient selection;  Patient selection should be done via standardised assessment such as the neurological-oncological-mechanical systemic (NOMS) framework; and  The assessment should be carried out by a multidisciplinary team (MDT), which may be inclusive of, but not limited to, radiation oncologists, spine surgeons and interventional radiologists, among others.
Orthopaedics | Spine - Thoracolumbar (TL) and sacral surgery | TL and sacral fusion and fixation implant | TL pedicle screw - Shank, tulip | K2M | Everest Uniplanar Screw Size D6.5x75 mm | 2911-36575 | Standalone | DE0016948 | As per HSA registered indication(s) except for radiolucent implants which should be used as follows:  in patients with primary or metastatic spinal tumours who would benefit from post-operative high dose high precision beam therapy upon appropriate and stringent patient selection;  Patient selection should be done via standardised assessment such as the neurological-oncological-mechanical systemic (NOMS) framework; and  The assessment should be carried out by a multidisciplinary team (MDT), which may be inclusive of, but not limited to, radiation oncologists, spine surgeons and interventional radiologists, among others.
Orthopaedics | Spine - Thoracolumbar (TL) and sacral surgery | TL and sacral fusion and fixation implant | TL pedicle screw - Shank, tulip | K2M | Everest Uniplanar Screw Size D6.5x80 mm | 2911-36580 | Standalone | DE0016948 | As per HSA registered indication(s) except for radiolucent implants which should be used as follows:  in patients with primary or metastatic spinal tumours who would benefit from post-operative high dose high precision beam therapy upon appropriate and stringent patient selection;  Patient selection should be done via standardised assessment such as the neurological-oncological-mechanical systemic (NOMS) framework; and  The assessment should be carried out by a multidisciplinary team (MDT), which may be inclusive of, but not limited to, radiation oncologists, spine surgeons and interventional radiologists, among others.
Orthopaedics | Spine - Thoracolumbar (TL) and sacral surgery | TL and sacral fusion and fixation implant | TL pedicle screw - Shank, tulip | K2M | Everest Uniplanar Screw Size D6.5x85 mm | 2911-36585 | Standalone | DE0016948 | As per HSA registered indication(s) except for radiolucent implants which should be used as follows:  in patients with primary or metastatic spinal tumours who would benefit from post-operative high dose high precision beam therapy upon appropriate and stringent patient selection;  Patient selection should be done via standardised assessment such as the neurological-oncological-mechanical systemic (NOMS) framework; and  The assessment should be carried out by a multidisciplinary team (MDT), which may be inclusive of, but not limited to, radiation oncologists, spine surgeons and interventional radiologists, among others.
Orthopaedics | Spine - Thoracolumbar (TL) and sacral surgery | TL and sacral fusion and fixation implant | TL pedicle screw - Shank, tulip | K2M | Everest Uniplanar Screw Size D6.5x90 mm | 2911-36590 | Standalone | DE0016948 | As per HSA registered indication(s) except for radiolucent implants which should be used as follows:  in patients with primary or metastatic spinal tumours who would benefit from post-operative high dose high precision beam therapy upon appropriate and stringent patient selection;  Patient selection should be done via standardised assessment such as the neurological-oncological-mechanical systemic (NOMS) framework; and  The assessment should be carried out by a multidisciplinary team (MDT), which may be inclusive of, but not limited to, radiation oncologists, spine surgeons and interventional radiologists, among others.
Orthopaedics | Spine - Thoracolumbar (TL) and sacral surgery | TL and sacral fusion and fixation implant | TL pedicle screw - Shank, tulip | K2M | Everest Uniplanar Screw Size D6.5x95 mm | 2911-36595 | Standalone | DE0016948 | As per HSA registered indication(s) except for radiolucent implants which should be used as follows:  in patients with primary or metastatic spinal tumours who would benefit from post-operative high dose high precision beam therapy upon appropriate and stringent patient selection;  Patient selection should be done via standardised assessment such as the neurological-oncological-mechanical systemic (NOMS) framework; and  The assessment should be carried out by a multidisciplinary team (MDT), which may be inclusive of, but not limited to, radiation oncologists, spine surgeons and interventional radiologists, among others.
Orthopaedics | Spine - Thoracolumbar (TL) and sacral surgery | TL and sacral fusion and fixation implant | TL pedicle screw - Shank, tulip | K2M | Everest Uniplanar Screw Size D7.5x100 mm | 2911-375100 | Standalone | DE0016948 | As per HSA registered indication(s) except for radiolucent implants which should be used as follows:  in patients with primary or metastatic spinal tumours who would benefit from post-operative high dose high precision beam therapy upon appropriate and stringent patient selection;  Patient selection should be done via standardised assessment such as the neurological-oncological-mechanical systemic (NOMS) framework; and  The assessment should be carried out by a multidisciplinary team (MDT), which may be inclusive of, but not limited to, radiation oncologists, spine surgeons and interventional radiologists, among others.
Orthopaedics | Spine - Thoracolumbar (TL) and sacral surgery | TL and sacral fusion and fixation implant | TL pedicle screw - Shank, tulip | K2M | Everest Uniplanar Screw Size D7.5x105 mm | 2911-375105 | Standalone | DE0016948 | As per HSA registered indication(s) except for radiolucent implants which should be used as follows:  in patients with primary or metastatic spinal tumours who would benefit from post-operative high dose high precision beam therapy upon appropriate and stringent patient selection;  Patient selection should be done via standardised assessment such as the neurological-oncological-mechanical systemic (NOMS) framework; and  The assessment should be carried out by a multidisciplinary team (MDT), which may be inclusive of, but not limited to, radiation oncologists, spine surgeons and interventional radiologists, among others.
Orthopaedics | Spine - Thoracolumbar (TL) and sacral surgery | TL and sacral fusion and fixation implant | TL pedicle screw - Shank, tulip | K2M | Everest Uniplanar Screw Size D7.5x110 mm | 2911-375110 | Standalone | DE0016948 | As per HSA registered indication(s) except for radiolucent implants which should be used as follows:  in patients with primary or metastatic spinal tumours who would benefit from post-operative high dose high precision beam therapy upon appropriate and stringent patient selection;  Patient selection should be done via standardised assessment such as the neurological-oncological-mechanical systemic (NOMS) framework; and  The assessment should be carried out by a multidisciplinary team (MDT), which may be inclusive of, but not limited to, radiation oncologists, spine surgeons and interventional radiologists, among others.
Orthopaedics | Spine - Thoracolumbar (TL) and sacral surgery | TL and sacral fusion and fixation implant | TL pedicle screw - Shank, tulip | K2M | Everest Uniplanar Screw Size D7.5x25 mm | 2911-37525 | Standalone | DE0016948 | As per HSA registered indication(s) except for radiolucent implants which should be used as follows:  in patients with primary or metastatic spinal tumours who would benefit from post-operative high dose high precision beam therapy upon appropriate and stringent patient selection;  Patient selection should be done via standardised assessment such as the neurological-oncological-mechanical systemic (NOMS) framework; and  The assessment should be carried out by a multidisciplinary team (MDT), which may be inclusive of, but not limited to, radiation oncologists, spine surgeons and interventional radiologists, among others.
Orthopaedics | Spine - Thoracolumbar (TL) and sacral surgery | TL and sacral fusion and fixation implant | TL pedicle screw - Shank, tulip | K2M | Everest Uniplanar Screw Size D7.5x30 mm | 2911-37530 | Standalone | DE0016948 | As per HSA registered indication(s) except for radiolucent implants which should be used as follows:  in patients with primary or metastatic spinal tumours who would benefit from post-operative high dose high precision beam therapy upon appropriate and stringent patient selection;  Patient selection should be done via standardised assessment such as the neurological-oncological-mechanical systemic (NOMS) framework; and  The assessment should be carried out by a multidisciplinary team (MDT), which may be inclusive of, but not limited to, radiation oncologists, spine surgeons and interventional radiologists, among others.
Orthopaedics | Spine - Thoracolumbar (TL) and sacral surgery | TL and sacral fusion and fixation implant | TL pedicle screw - Shank, tulip | K2M | Everest Uniplanar Screw Size D7.5x35 mm | 2911-37535 | Standalone | DE0016948 | As per HSA registered indication(s) except for radiolucent implants which should be used as follows:  in patients with primary or metastatic spinal tumours who would benefit from post-operative high dose high precision beam therapy upon appropriate and stringent patient selection;  Patient selection should be done via standardised assessment such as the neurological-oncological-mechanical systemic (NOMS) framework; and  The assessment should be carried out by a multidisciplinary team (MDT), which may be inclusive of, but not limited to, radiation oncologists, spine surgeons and interventional radiologists, among others.
Orthopaedics | Spine - Thoracolumbar (TL) and sacral surgery | TL and sacral fusion and fixation implant | TL pedicle screw - Shank, tulip | K2M | Everest Uniplanar Screw Size D7.5x40 mm | 2911-37540 | Standalone | DE0016948 | As per HSA registered indication(s) except for radiolucent implants which should be used as follows:  in patients with primary or metastatic spinal tumours who would benefit from post-operative high dose high precision beam therapy upon appropriate and stringent patient selection;  Patient selection should be done via standardised assessment such as the neurological-oncological-mechanical systemic (NOMS) framework; and  The assessment should be carried out by a multidisciplinary team (MDT), which may be inclusive of, but not limited to, radiation oncologists, spine surgeons and interventional radiologists, among others.
Orthopaedics | Spine - Thoracolumbar (TL) and sacral surgery | TL and sacral fusion and fixation implant | TL pedicle screw - Shank, tulip | K2M | Everest Uniplanar Screw Size D7.5x45 mm | 2911-37545 | Standalone | DE0016948 | As per HSA registered indication(s) except for radiolucent implants which should be used as follows:  in patients with primary or metastatic spinal tumours who would benefit from post-operative high dose high precision beam therapy upon appropriate and stringent patient selection;  Patient selection should be done via standardised assessment such as the neurological-oncological-mechanical systemic (NOMS) framework; and  The assessment should be carried out by a multidisciplinary team (MDT), which may be inclusive of, but not limited to, radiation oncologists, spine surgeons and interventional radiologists, among others.
Orthopaedics | Spine - Thoracolumbar (TL) and sacral surgery | TL and sacral fusion and fixation implant | TL pedicle screw - Shank, tulip | K2M | Everest Uniplanar Screw Size D7.5x50 mm | 2911-37550 | Standalone | DE0016948 | As per HSA registered indication(s) except for radiolucent implants which should be used as follows:  in patients with primary or metastatic spinal tumours who would benefit from post-operative high dose high precision beam therapy upon appropriate and stringent patient selection;  Patient selection should be done via standardised assessment such as the neurological-oncological-mechanical systemic (NOMS) framework; and  The assessment should be carried out by a multidisciplinary team (MDT), which may be inclusive of, but not limited to, radiation oncologists, spine surgeons and interventional radiologists, among others.
Orthopaedics | Spine - Thoracolumbar (TL) and sacral surgery | TL and sacral fusion and fixation implant | TL pedicle screw - Shank, tulip | K2M | Everest Uniplanar Screw Size D7.5x55 mm | 2911-37555 | Standalone | DE0016948 | As per HSA registered indication(s) except for radiolucent implants which should be used as follows:  in patients with primary or metastatic spinal tumours who would benefit from post-operative high dose high precision beam therapy upon appropriate and stringent patient selection;  Patient selection should be done via standardised assessment such as the neurological-oncological-mechanical systemic (NOMS) framework; and  The assessment should be carried out by a multidisciplinary team (MDT), which may be inclusive of, but not limited to, radiation oncologists, spine surgeons and interventional radiologists, among others.
Orthopaedics | Spine - Thoracolumbar (TL) and sacral surgery | TL and sacral fusion and fixation implant | TL pedicle screw - Shank, tulip | K2M | Everest Uniplanar Screw Size D7.5x60 mm | 2911-37560 | Standalone | DE0016948 | As per HSA registered indication(s) except for radiolucent implants which should be used as follows:  in patients with primary or metastatic spinal tumours who would benefit from post-operative high dose high precision beam therapy upon appropriate and stringent patient selection;  Patient selection should be done via standardised assessment such as the neurological-oncological-mechanical systemic (NOMS) framework; and  The assessment should be carried out by a multidisciplinary team (MDT), which may be inclusive of, but not limited to, radiation oncologists, spine surgeons and interventional radiologists, among others.
Orthopaedics | Spine - Thoracolumbar (TL) and sacral surgery | TL and sacral fusion and fixation implant | TL pedicle screw - Shank, tulip | K2M | Everest Uniplanar Screw Size D7.5x65 mm | 2911-37565 | Standalone | DE0016948 | As per HSA registered indication(s) except for radiolucent implants which should be used as follows:  in patients with primary or metastatic spinal tumours who would benefit from post-operative high dose high precision beam therapy upon appropriate and stringent patient selection;  Patient selection should be done via standardised assessment such as the neurological-oncological-mechanical systemic (NOMS) framework; and  The assessment should be carried out by a multidisciplinary team (MDT), which may be inclusive of, but not limited to, radiation oncologists, spine surgeons and interventional radiologists, among others.
Orthopaedics | Spine - Thoracolumbar (TL) and sacral surgery | TL and sacral fusion and fixation implant | TL pedicle screw - Shank, tulip | K2M | Everest Uniplanar Screw Size D7.5x70 mm | 2911-37570 | Standalone | DE0016948 | As per HSA registered indication(s) except for radiolucent implants which should be used as follows:  in patients with primary or metastatic spinal tumours who would benefit from post-operative high dose high precision beam therapy upon appropriate and stringent patient selection;  Patient selection should be done via standardised assessment such as the neurological-oncological-mechanical systemic (NOMS) framework; and  The assessment should be carried out by a multidisciplinary team (MDT), which may be inclusive of, but not limited to, radiation oncologists, spine surgeons and interventional radiologists, among others.
Orthopaedics | Spine - Thoracolumbar (TL) and sacral surgery | TL and sacral fusion and fixation implant | TL pedicle screw - Shank, tulip | K2M | Everest Uniplanar Screw Size D7.5x75 mm | 2911-37575 | Standalone | DE0016948 | As per HSA registered indication(s) except for radiolucent implants which should be used as follows:  in patients with primary or metastatic spinal tumours who would benefit from post-operative high dose high precision beam therapy upon appropriate and stringent patient selection;  Patient selection should be done via standardised assessment such as the neurological-oncological-mechanical systemic (NOMS) framework; and  The assessment should be carried out by a multidisciplinary team (MDT), which may be inclusive of, but not limited to, radiation oncologists, spine surgeons and interventional radiologists, among others.
Orthopaedics | Spine - Thoracolumbar (TL) and sacral surgery | TL and sacral fusion and fixation implant | TL pedicle screw - Shank, tulip | K2M | Everest Uniplanar Screw Size D7.5x80 mm | 2911-37580 | Standalone | DE0016948 | As per HSA registered indication(s) except for radiolucent implants which should be used as follows:  in patients with primary or metastatic spinal tumours who would benefit from post-operative high dose high precision beam therapy upon appropriate and stringent patient selection;  Patient selection should be done via standardised assessment such as the neurological-oncological-mechanical systemic (NOMS) framework; and  The assessment should be carried out by a multidisciplinary team (MDT), which may be inclusive of, but not limited to, radiation oncologists, spine surgeons and interventional radiologists, among others.
Orthopaedics | Spine - Thoracolumbar (TL) and sacral surgery | TL and sacral fusion and fixation implant | TL pedicle screw - Shank, tulip | K2M | Everest Uniplanar Screw Size D7.5x85 mm | 2911-37585 | Standalone | DE0016948 | As per HSA registered indication(s) except for radiolucent implants which should be used as follows:  in patients with primary or metastatic spinal tumours who would benefit from post-operative high dose high precision beam therapy upon appropriate and stringent patient selection;  Patient selection should be done via standardised assessment such as the neurological-oncological-mechanical systemic (NOMS) framework; and  The assessment should be carried out by a multidisciplinary team (MDT), which may be inclusive of, but not limited to, radiation oncologists, spine surgeons and interventional radiologists, among others.
Orthopaedics | Spine - Thoracolumbar (TL) and sacral surgery | TL and sacral fusion and fixation implant | TL pedicle screw - Shank, tulip | K2M | Everest Uniplanar Screw Size D7.5x90 mm | 2911-37590 | Standalone | DE0016948 | As per HSA registered indication(s) except for radiolucent implants which should be used as follows:  in patients with primary or metastatic spinal tumours who would benefit from post-operative high dose high precision beam therapy upon appropriate and stringent patient selection;  Patient selection should be done via standardised assessment such as the neurological-oncological-mechanical systemic (NOMS) framework; and  The assessment should be carried out by a multidisciplinary team (MDT), which may be inclusive of, but not limited to, radiation oncologists, spine surgeons and interventional radiologists, among others.
Orthopaedics | Spine - Thoracolumbar (TL) and sacral surgery | TL and sacral fusion and fixation implant | TL pedicle screw - Shank, tulip | K2M | Everest Uniplanar Screw Size D7.5x95 mm | 2911-37595 | Standalone | DE0016948 | As per HSA registered indication(s) except for radiolucent implants which should be used as follows:  in patients with primary or metastatic spinal tumours who would benefit from post-operative high dose high precision beam therapy upon appropriate and stringent patient selection;  Patient selection should be done via standardised assessment such as the neurological-oncological-mechanical systemic (NOMS) framework; and  The assessment should be carried out by a multidisciplinary team (MDT), which may be inclusive of, but not limited to, radiation oncologists, spine surgeons and interventional radiologists, among others.
Orthopaedics | Spine - Thoracolumbar (TL) and sacral surgery | TL and sacral fusion and fixation implant | TL pedicle screw - Shank, tulip | K2M | Everest Uniplanar Screw Size D8.5x100 mm | 2911-385100 | Standalone | DE0016948 | As per HSA registered indication(s) except for radiolucent implants which should be used as follows:  in patients with primary or metastatic spinal tumours who would benefit from post-operative high dose high precision beam therapy upon appropriate and stringent patient selection;  Patient selection should be done via standardised assessment such as the neurological-oncological-mechanical systemic (NOMS) framework; and  The assessment should be carried out by a multidisciplinary team (MDT), which may be inclusive of, but not limited to, radiation oncologists, spine surgeons and interventional radiologists, among others.
Orthopaedics | Spine - Thoracolumbar (TL) and sacral surgery | TL and sacral fusion and fixation implant | TL pedicle screw - Shank, tulip | K2M | Everest Uniplanar Screw Size D8.5x105 mm | 2911-385105 | Standalone | DE0016948 | As per HSA registered indication(s) except for radiolucent implants which should be used as follows:  in patients with primary or metastatic spinal tumours who would benefit from post-operative high dose high precision beam therapy upon appropriate and stringent patient selection;  Patient selection should be done via standardised assessment such as the neurological-oncological-mechanical systemic (NOMS) framework; and  The assessment should be carried out by a multidisciplinary team (MDT), which may be inclusive of, but not limited to, radiation oncologists, spine surgeons and interventional radiologists, among others.
Orthopaedics | Spine - Thoracolumbar (TL) and sacral surgery | TL and sacral fusion and fixation implant | TL pedicle screw - Shank, tulip | K2M | Everest Uniplanar Screw Size D8.5x110 mm | 2911-385110 | Standalone | DE0016948 | As per HSA registered indication(s) except for radiolucent implants which should be used as follows:  in patients with primary or metastatic spinal tumours who would benefit from post-operative high dose high precision beam therapy upon appropriate and stringent patient selection;  Patient selection should be done via standardised assessment such as the neurological-oncological-mechanical systemic (NOMS) framework; and  The assessment should be carried out by a multidisciplinary team (MDT), which may be inclusive of, but not limited to, radiation oncologists, spine surgeons and interventional radiologists, among others.
Orthopaedics | Spine - Thoracolumbar (TL) and sacral surgery | TL and sacral fusion and fixation implant | TL pedicle screw - Shank, tulip | K2M | Everest Uniplanar Screw Size D8.5x25 mm | 2911-38525 | Standalone | DE0016948 | As per HSA registered indication(s) except for radiolucent implants which should be used as follows:  in patients with primary or metastatic spinal tumours who would benefit from post-operative high dose high precision beam therapy upon appropriate and stringent patient selection;  Patient selection should be done via standardised assessment such as the neurological-oncological-mechanical systemic (NOMS) framework; and  The assessment should be carried out by a multidisciplinary team (MDT), which may be inclusive of, but not limited to, radiation oncologists, spine surgeons and interventional radiologists, among others.
Orthopaedics | Spine - Thoracolumbar (TL) and sacral surgery | TL and sacral fusion and fixation implant | TL pedicle screw - Shank, tulip | K2M | Everest Uniplanar Screw Size D8.5x30 mm | 2911-38530 | Standalone | DE0016948 | As per HSA registered indication(s) except for radiolucent implants which should be used as follows:  in patients with primary or metastatic spinal tumours who would benefit from post-operative high dose high precision beam therapy upon appropriate and stringent patient selection;  Patient selection should be done via standardised assessment such as the neurological-oncological-mechanical systemic (NOMS) framework; and  The assessment should be carried out by a multidisciplinary team (MDT), which may be inclusive of, but not limited to, radiation oncologists, spine surgeons and interventional radiologists, among others.
Orthopaedics | Spine - Thoracolumbar (TL) and sacral surgery | TL and sacral fusion and fixation implant | TL pedicle screw - Shank, tulip | K2M | Everest Uniplanar Screw Size D8.5x35 mm | 2911-38535 | Standalone | DE0016948 | As per HSA registered indication(s) except for radiolucent implants which should be used as follows:  in patients with primary or metastatic spinal tumours who would benefit from post-operative high dose high precision beam therapy upon appropriate and stringent patient selection;  Patient selection should be done via standardised assessment such as the neurological-oncological-mechanical systemic (NOMS) framework; and  The assessment should be carried out by a multidisciplinary team (MDT), which may be inclusive of, but not limited to, radiation oncologists, spine surgeons and interventional radiologists, among others.
Orthopaedics | Spine - Thoracolumbar (TL) and sacral surgery | TL and sacral fusion and fixation implant | TL pedicle screw - Shank, tulip | K2M | Everest Uniplanar Screw Size D8.5x40 mm | 2911-38540 | Standalone | DE0016948 | As per HSA registered indication(s) except for radiolucent implants which should be used as follows:  in patients with primary or metastatic spinal tumours who would benefit from post-operative high dose high precision beam therapy upon appropriate and stringent patient selection;  Patient selection should be done via standardised assessment such as the neurological-oncological-mechanical systemic (NOMS) framework; and  The assessment should be carried out by a multidisciplinary team (MDT), which may be inclusive of, but not limited to, radiation oncologists, spine surgeons and interventional radiologists, among others.
Orthopaedics | Spine - Thoracolumbar (TL) and sacral surgery | TL and sacral fusion and fixation implant | TL pedicle screw - Shank, tulip | K2M | Everest Uniplanar Screw Size D8.5x45 mm | 2911-38545 | Standalone | DE0016948 | As per HSA registered indication(s) except for radiolucent implants which should be used as follows:  in patients with primary or metastatic spinal tumours who would benefit from post-operative high dose high precision beam therapy upon appropriate and stringent patient selection;  Patient selection should be done via standardised assessment such as the neurological-oncological-mechanical systemic (NOMS) framework; and  The assessment should be carried out by a multidisciplinary team (MDT), which may be inclusive of, but not limited to, radiation oncologists, spine surgeons and interventional radiologists, among others.
Orthopaedics | Spine - Thoracolumbar (TL) and sacral surgery | TL and sacral fusion and fixation implant | TL pedicle screw - Shank, tulip | K2M | Everest Uniplanar Screw Size D8.5x50 mm | 2911-38550 | Standalone | DE0016948 | As per HSA registered indication(s) except for radiolucent implants which should be used as follows:  in patients with primary or metastatic spinal tumours who would benefit from post-operative high dose high precision beam therapy upon appropriate and stringent patient selection;  Patient selection should be done via standardised assessment such as the neurological-oncological-mechanical systemic (NOMS) framework; and  The assessment should be carried out by a multidisciplinary team (MDT), which may be inclusive of, but not limited to, radiation oncologists, spine surgeons and interventional radiologists, among others.
Orthopaedics | Spine - Thoracolumbar (TL) and sacral surgery | TL and sacral fusion and fixation implant | TL pedicle screw - Shank, tulip | K2M | Everest Uniplanar Screw Size D8.5x55 mm | 2911-38555 | Standalone | DE0016948 | As per HSA registered indication(s) except for radiolucent implants which should be used as follows:  in patients with primary or metastatic spinal tumours who would benefit from post-operative high dose high precision beam therapy upon appropriate and stringent patient selection;  Patient selection should be done via standardised assessment such as the neurological-oncological-mechanical systemic (NOMS) framework; and  The assessment should be carried out by a multidisciplinary team (MDT), which may be inclusive of, but not limited to, radiation oncologists, spine surgeons and interventional radiologists, among others.
Orthopaedics | Spine - Thoracolumbar (TL) and sacral surgery | TL and sacral fusion and fixation implant | TL pedicle screw - Shank, tulip | K2M | Everest Uniplanar Screw Size D8.5x60 mm | 2911-38560 | Standalone | DE0016948 | As per HSA registered indication(s) except for radiolucent implants which should be used as follows:  in patients with primary or metastatic spinal tumours who would benefit from post-operative high dose high precision beam therapy upon appropriate and stringent patient selection;  Patient selection should be done via standardised assessment such as the neurological-oncological-mechanical systemic (NOMS) framework; and  The assessment should be carried out by a multidisciplinary team (MDT), which may be inclusive of, but not limited to, radiation oncologists, spine surgeons and interventional radiologists, among others.
Orthopaedics | Spine - Thoracolumbar (TL) and sacral surgery | TL and sacral fusion and fixation implant | TL pedicle screw - Shank, tulip | K2M | Everest Uniplanar Screw Size D8.5x65 mm | 2911-38565 | Standalone | DE0016948 | As per HSA registered indication(s) except for radiolucent implants which should be used as follows:  in patients with primary or metastatic spinal tumours who would benefit from post-operative high dose high precision beam therapy upon appropriate and stringent patient selection;  Patient selection should be done via standardised assessment such as the neurological-oncological-mechanical systemic (NOMS) framework; and  The assessment should be carried out by a multidisciplinary team (MDT), which may be inclusive of, but not limited to, radiation oncologists, spine surgeons and interventional radiologists, among others.
Orthopaedics | Spine - Thoracolumbar (TL) and sacral surgery | TL and sacral fusion and fixation implant | TL pedicle screw - Shank, tulip | K2M | Everest Uniplanar Screw Size D8.5x70 mm | 2911-38570 | Standalone | DE0016948 | As per HSA registered indication(s) except for radiolucent implants which should be used as follows:  in patients with primary or metastatic spinal tumours who would benefit from post-operative high dose high precision beam therapy upon appropriate and stringent patient selection;  Patient selection should be done via standardised assessment such as the neurological-oncological-mechanical systemic (NOMS) framework; and  The assessment should be carried out by a multidisciplinary team (MDT), which may be inclusive of, but not limited to, radiation oncologists, spine surgeons and interventional radiologists, among others.
Orthopaedics | Spine - Thoracolumbar (TL) and sacral surgery | TL and sacral fusion and fixation implant | TL pedicle screw - Shank, tulip | K2M | Everest Uniplanar Screw Size D8.5x75 mm | 2911-38575 | Standalone | DE0016948 | As per HSA registered indication(s) except for radiolucent implants which should be used as follows:  in patients with primary or metastatic spinal tumours who would benefit from post-operative high dose high precision beam therapy upon appropriate and stringent patient selection;  Patient selection should be done via standardised assessment such as the neurological-oncological-mechanical systemic (NOMS) framework; and  The assessment should be carried out by a multidisciplinary team (MDT), which may be inclusive of, but not limited to, radiation oncologists, spine surgeons and interventional radiologists, among others.
Orthopaedics | Spine - Thoracolumbar (TL) and sacral surgery | TL and sacral fusion and fixation implant | TL pedicle screw - Shank, tulip | K2M | Everest Uniplanar Screw Size D8.5x80 mm | 2911-38580 | Standalone | DE0016948 | As per HSA registered indication(s) except for radiolucent implants which should be used as follows:  in patients with primary or metastatic spinal tumours who would benefit from post-operative high dose high precision beam therapy upon appropriate and stringent patient selection;  Patient selection should be done via standardised assessment such as the neurological-oncological-mechanical systemic (NOMS) framework; and  The assessment should be carried out by a multidisciplinary team (MDT), which may be inclusive of, but not limited to, radiation oncologists, spine surgeons and interventional radiologists, among others.
Orthopaedics | Spine - Thoracolumbar (TL) and sacral surgery | TL and sacral fusion and fixation implant | TL pedicle screw - Shank, tulip | K2M | Everest Uniplanar Screw Size D8.5x85 mm | 2911-38585 | Standalone | DE0016948 | As per HSA registered indication(s) except for radiolucent implants which should be used as follows:  in patients with primary or metastatic spinal tumours who would benefit from post-operative high dose high precision beam therapy upon appropriate and stringent patient selection;  Patient selection should be done via standardised assessment such as the neurological-oncological-mechanical systemic (NOMS) framework; and  The assessment should be carried out by a multidisciplinary team (MDT), which may be inclusive of, but not limited to, radiation oncologists, spine surgeons and interventional radiologists, among others.
Orthopaedics | Spine - Thoracolumbar (TL) and sacral surgery | TL and sacral fusion and fixation implant | TL pedicle screw - Shank, tulip | K2M | Everest Uniplanar Screw Size D8.5x90 mm | 2911-38590 | Standalone | DE0016948 | As per HSA registered indication(s) except for radiolucent implants which should be used as follows:  in patients with primary or metastatic spinal tumours who would benefit from post-operative high dose high precision beam therapy upon appropriate and stringent patient selection;  Patient selection should be done via standardised assessment such as the neurological-oncological-mechanical systemic (NOMS) framework; and  The assessment should be carried out by a multidisciplinary team (MDT), which may be inclusive of, but not limited to, radiation oncologists, spine surgeons and interventional radiologists, among others.
Orthopaedics | Spine - Thoracolumbar (TL) and sacral surgery | TL and sacral fusion and fixation implant | TL pedicle screw - Shank, tulip | K2M | Everest Uniplanar Screw Size D8.5x95 mm | 2911-38595 | Standalone | DE0016948 | As per HSA registered indication(s) except for radiolucent implants which should be used as follows:  in patients with primary or metastatic spinal tumours who would benefit from post-operative high dose high precision beam therapy upon appropriate and stringent patient selection;  Patient selection should be done via standardised assessment such as the neurological-oncological-mechanical systemic (NOMS) framework; and  The assessment should be carried out by a multidisciplinary team (MDT), which may be inclusive of, but not limited to, radiation oncologists, spine surgeons and interventional radiologists, among others.
Orthopaedics | Spine - Thoracolumbar (TL) and sacral surgery | TL and sacral fusion and fixation implant | TL rod | K2M | EVEREST Spinal System Contoured Rod, Size D6.0x100 mm, Ti | 2901-660100 | Standalone | DE0016948 | As per HSA registered indication(s) except for radiolucent implants which should be used as follows:  in patients with primary or metastatic spinal tumours who would benefit from post-operative high dose high precision beam therapy upon appropriate and stringent patient selection;  Patient selection should be done via standardised assessment such as the neurological-oncological-mechanical systemic (NOMS) framework; and  The assessment should be carried out by a multidisciplinary team (MDT), which may be inclusive of, but not limited to, radiation oncologists, spine surgeons and interventional radiologists, among others.
Orthopaedics | Spine - Thoracolumbar (TL) and sacral surgery | TL and sacral fusion and fixation implant | TL rod | K2M | EVEREST Spinal System Contoured Rod, Size D6.0x105 mm, Ti | 2901-660105 | Standalone | DE0016948 | As per HSA registered indication(s) except for radiolucent implants which should be used as follows:  in patients with primary or metastatic spinal tumours who would benefit from post-operative high dose high precision beam therapy upon appropriate and stringent patient selection;  Patient selection should be done via standardised assessment such as the neurological-oncological-mechanical systemic (NOMS) framework; and  The assessment should be carried out by a multidisciplinary team (MDT), which may be inclusive of, but not limited to, radiation oncologists, spine surgeons and interventional radiologists, among others.
Orthopaedics | Spine - Thoracolumbar (TL) and sacral surgery | TL and sacral fusion and fixation implant | TL rod | K2M | EVEREST Spinal System Contoured Rod, Size D6.0x110 mm, Ti | 2901-660110 | Standalone | DE0016948 | As per HSA registered indication(s) except for radiolucent implants which should be used as follows:  in patients with primary or metastatic spinal tumours who would benefit from post-operative high dose high precision beam therapy upon appropriate and stringent patient selection;  Patient selection should be done via standardised assessment such as the neurological-oncological-mechanical systemic (NOMS) framework; and  The assessment should be carried out by a multidisciplinary team (MDT), which may be inclusive of, but not limited to, radiation oncologists, spine surgeons and interventional radiologists, among others.
Orthopaedics | Spine - Thoracolumbar (TL) and sacral surgery | TL and sacral fusion and fixation implant | TL rod | K2M | EVEREST Spinal System Contoured Rod, Size D6.0x115 mm, Ti | 2901-660115 | Standalone | DE0016948 | As per HSA registered indication(s) except for radiolucent implants which should be used as follows:  in patients with primary or metastatic spinal tumours who would benefit from post-operative high dose high precision beam therapy upon appropriate and stringent patient selection;  Patient selection should be done via standardised assessment such as the neurological-oncological-mechanical systemic (NOMS) framework; and  The assessment should be carried out by a multidisciplinary team (MDT), which may be inclusive of, but not limited to, radiation oncologists, spine surgeons and interventional radiologists, among others.
Orthopaedics | Spine - Thoracolumbar (TL) and sacral surgery | TL and sacral fusion and fixation implant | TL rod | K2M | EVEREST Spinal System Contoured Rod, Size D6.0x120 mm, Ti | 2901-660120 | Standalone | DE0016948 | As per HSA registered indication(s) except for radiolucent implants which should be used as follows:  in patients with primary or metastatic spinal tumours who would benefit from post-operative high dose high precision beam therapy upon appropriate and stringent patient selection;  Patient selection should be done via standardised assessment such as the neurological-oncological-mechanical systemic (NOMS) framework; and  The assessment should be carried out by a multidisciplinary team (MDT), which may be inclusive of, but not limited to, radiation oncologists, spine surgeons and interventional radiologists, among others.
Orthopaedics | Spine - Thoracolumbar (TL) and sacral surgery | TL and sacral fusion and fixation implant | TL rod | K2M | EVEREST Spinal System Contoured Rod, Size D6.0x125 mm, Ti | 2901-660125 | Standalone | DE0016948 | As per HSA registered indication(s) except for radiolucent implants which should be used as follows:  in patients with primary or metastatic spinal tumours who would benefit from post-operative high dose high precision beam therapy upon appropriate and stringent patient selection;  Patient selection should be done via standardised assessment such as the neurological-oncological-mechanical systemic (NOMS) framework; and  The assessment should be carried out by a multidisciplinary team (MDT), which may be inclusive of, but not limited to, radiation oncologists, spine surgeons and interventional radiologists, among others.
Orthopaedics | Spine - Thoracolumbar (TL) and sacral surgery | TL and sacral fusion and fixation implant | TL rod | K2M | EVEREST Spinal System Contoured Rod, Size D6.0x130 mm, Ti | 2901-660130 | Standalone | DE0016948 | As per HSA registered indication(s) except for radiolucent implants which should be used as follows:  in patients with primary or metastatic spinal tumours who would benefit from post-operative high dose high precision beam therapy upon appropriate and stringent patient selection;  Patient selection should be done via standardised assessment such as the neurological-oncological-mechanical systemic (NOMS) framework; and  The assessment should be carried out by a multidisciplinary team (MDT), which may be inclusive of, but not limited to, radiation oncologists, spine surgeons and interventional radiologists, among others.
Orthopaedics | Spine - Thoracolumbar (TL) and sacral surgery | TL and sacral fusion and fixation implant | TL rod | K2M | EVEREST Spinal System Contoured Rod, Size D6.0x135 mm, Ti | 2901-660135 | Standalone | DE0016948 | As per HSA registered indication(s) except for radiolucent implants which should be used as follows:  in patients with primary or metastatic spinal tumours who would benefit from post-operative high dose high precision beam therapy upon appropriate and stringent patient selection;  Patient selection should be done via standardised assessment such as the neurological-oncological-mechanical systemic (NOMS) framework; and  The assessment should be carried out by a multidisciplinary team (MDT), which may be inclusive of, but not limited to, radiation oncologists, spine surgeons and interventional radiologists, among others.
Orthopaedics | Spine - Thoracolumbar (TL) and sacral surgery | TL and sacral fusion and fixation implant | TL rod | K2M | EVEREST Spinal System Contoured Rod, Size D6.0x140 mm, Ti | 2901-660140 | Standalone | DE0016948 | As per HSA registered indication(s) except for radiolucent implants which should be used as follows:  in patients with primary or metastatic spinal tumours who would benefit from post-operative high dose high precision beam therapy upon appropriate and stringent patient selection;  Patient selection should be done via standardised assessment such as the neurological-oncological-mechanical systemic (NOMS) framework; and  The assessment should be carried out by a multidisciplinary team (MDT), which may be inclusive of, but not limited to, radiation oncologists, spine surgeons and interventional radiologists, among others.
Orthopaedics | Spine - Thoracolumbar (TL) and sacral surgery | TL and sacral fusion and fixation implant | TL rod | K2M | EVEREST Spinal System Contoured Rod, Size D6.0x145 mm, Ti | 2901-660145 | Standalone | DE0016948 | As per HSA registered indication(s) except for radiolucent implants which should be used as follows:  in patients with primary or metastatic spinal tumours who would benefit from post-operative high dose high precision beam therapy upon appropriate and stringent patient selection;  Patient selection should be done via standardised assessment such as the neurological-oncological-mechanical systemic (NOMS) framework; and  The assessment should be carried out by a multidisciplinary team (MDT), which may be inclusive of, but not limited to, radiation oncologists, spine surgeons and interventional radiologists, among others.
Orthopaedics | Spine - Thoracolumbar (TL) and sacral surgery | TL and sacral fusion and fixation implant | TL rod | K2M | EVEREST Spinal System Contoured Rod, Size D6.0x150 mm, Ti | 2901-660150 | Standalone | DE0016948 | As per HSA registered indication(s) except for radiolucent implants which should be used as follows:  in patients with primary or metastatic spinal tumours who would benefit from post-operative high dose high precision beam therapy upon appropriate and stringent patient selection;  Patient selection should be done via standardised assessment such as the neurological-oncological-mechanical systemic (NOMS) framework; and  The assessment should be carried out by a multidisciplinary team (MDT), which may be inclusive of, but not limited to, radiation oncologists, spine surgeons and interventional radiologists, among others.
Orthopaedics | Spine - Thoracolumbar (TL) and sacral surgery | TL and sacral fusion and fixation implant | TL rod | K2M | EVEREST Spinal System Contoured Rod, Size D6.0x30 mm, Ti | 2901-66030 | Standalone | DE0016948 | As per HSA registered indication(s) except for radiolucent implants which should be used as follows:  in patients with primary or metastatic spinal tumours who would benefit from post-operative high dose high precision beam therapy upon appropriate and stringent patient selection;  Patient selection should be done via standardised assessment such as the neurological-oncological-mechanical systemic (NOMS) framework; and  The assessment should be carried out by a multidisciplinary team (MDT), which may be inclusive of, but not limited to, radiation oncologists, spine surgeons and interventional radiologists, among others.
Orthopaedics | Spine - Thoracolumbar (TL) and sacral surgery | TL and sacral fusion and fixation implant | TL rod | K2M | EVEREST Spinal System Contoured Rod, Size D6.0x35 mm, Ti | 2901-66035 | Standalone | DE0016948 | As per HSA registered indication(s) except for radiolucent implants which should be used as follows:  in patients with primary or metastatic spinal tumours who would benefit from post-operative high dose high precision beam therapy upon appropriate and stringent patient selection;  Patient selection should be done via standardised assessment such as the neurological-oncological-mechanical systemic (NOMS) framework; and  The assessment should be carried out by a multidisciplinary team (MDT), which may be inclusive of, but not limited to, radiation oncologists, spine surgeons and interventional radiologists, among others.
Orthopaedics | Spine - Thoracolumbar (TL) and sacral surgery | TL and sacral fusion and fixation implant | TL rod | K2M | EVEREST Spinal System Contoured Rod, Size D6.0x40 mm, Ti | 2901-66040 | Standalone | DE0016948 | As per HSA registered indication(s) except for radiolucent implants which should be used as follows:  in patients with primary or metastatic spinal tumours who would benefit from post-operative high dose high precision beam therapy upon appropriate and stringent patient selection;  Patient selection should be done via standardised assessment such as the neurological-oncological-mechanical systemic (NOMS) framework; and  The assessment should be carried out by a multidisciplinary team (MDT), which may be inclusive of, but not limited to, radiation oncologists, spine surgeons and interventional radiologists, among others.
Orthopaedics | Spine - Thoracolumbar (TL) and sacral surgery | TL and sacral fusion and fixation implant | TL rod | K2M | EVEREST Spinal System Contoured Rod, Size D6.0x45 mm, Ti | 2901-66045 | Standalone | DE0016948 | As per HSA registered indication(s) except for radiolucent implants which should be used as follows:  in patients with primary or metastatic spinal tumours who would benefit from post-operative high dose high precision beam therapy upon appropriate and stringent patient selection;  Patient selection should be done via standardised assessment such as the neurological-oncological-mechanical systemic (NOMS) framework; and  The assessment should be carried out by a multidisciplinary team (MDT), which may be inclusive of, but not limited to, radiation oncologists, spine surgeons and interventional radiologists, among others.
Orthopaedics | Spine - Thoracolumbar (TL) and sacral surgery | TL and sacral fusion and fixation implant | TL rod | K2M | EVEREST Spinal System Contoured Rod, Size D6.0x50 mm, Ti | 2901-66050 | Standalone | DE0016948 | As per HSA registered indication(s) except for radiolucent implants which should be used as follows:  in patients with primary or metastatic spinal tumours who would benefit from post-operative high dose high precision beam therapy upon appropriate and stringent patient selection;  Patient selection should be done via standardised assessment such as the neurological-oncological-mechanical systemic (NOMS) framework; and  The assessment should be carried out by a multidisciplinary team (MDT), which may be inclusive of, but not limited to, radiation oncologists, spine surgeons and interventional radiologists, among others.
Orthopaedics | Spine - Thoracolumbar (TL) and sacral surgery | TL and sacral fusion and fixation implant | TL rod | K2M | EVEREST Spinal System Contoured Rod, Size D6.0x55 mm, Ti | 2901-66055 | Standalone | DE0016948 | As per HSA registered indication(s) except for radiolucent implants which should be used as follows:  in patients with primary or metastatic spinal tumours who would benefit from post-operative high dose high precision beam therapy upon appropriate and stringent patient selection;  Patient selection should be done via standardised assessment such as the neurological-oncological-mechanical systemic (NOMS) framework; and  The assessment should be carried out by a multidisciplinary team (MDT), which may be inclusive of, but not limited to, radiation oncologists, spine surgeons and interventional radiologists, among others.
Orthopaedics | Spine - Thoracolumbar (TL) and sacral surgery | TL and sacral fusion and fixation implant | TL rod | K2M | EVEREST Spinal System Contoured Rod, Size D6.0x60 mm, Ti | 2901-66060 | Standalone | DE0016948 | As per HSA registered indication(s) except for radiolucent implants which should be used as follows:  in patients with primary or metastatic spinal tumours who would benefit from post-operative high dose high precision beam therapy upon appropriate and stringent patient selection;  Patient selection should be done via standardised assessment such as the neurological-oncological-mechanical systemic (NOMS) framework; and  The assessment should be carried out by a multidisciplinary team (MDT), which may be inclusive of, but not limited to, radiation oncologists, spine surgeons and interventional radiologists, among others.
Orthopaedics | Spine - Thoracolumbar (TL) and sacral surgery | TL and sacral fusion and fixation implant | TL rod | K2M | EVEREST Spinal System Contoured Rod, Size D6.0x65 mm, Ti | 2901-66065 | Standalone | DE0016948 | As per HSA registered indication(s) except for radiolucent implants which should be used as follows:  in patients with primary or metastatic spinal tumours who would benefit from post-operative high dose high precision beam therapy upon appropriate and stringent patient selection;  Patient selection should be done via standardised assessment such as the neurological-oncological-mechanical systemic (NOMS) framework; and  The assessment should be carried out by a multidisciplinary team (MDT), which may be inclusive of, but not limited to, radiation oncologists, spine surgeons and interventional radiologists, among others.
Orthopaedics | Spine - Thoracolumbar (TL) and sacral surgery | TL and sacral fusion and fixation implant | TL rod | K2M | EVEREST Spinal System Contoured Rod, Size D6.0x70 mm, Ti | 2901-66070 | Standalone | DE0016948 | As per HSA registered indication(s) except for radiolucent implants which should be used as follows:  in patients with primary or metastatic spinal tumours who would benefit from post-operative high dose high precision beam therapy upon appropriate and stringent patient selection;  Patient selection should be done via standardised assessment such as the neurological-oncological-mechanical systemic (NOMS) framework; and  The assessment should be carried out by a multidisciplinary team (MDT), which may be inclusive of, but not limited to, radiation oncologists, spine surgeons and interventional radiologists, among others.
Orthopaedics | Spine - Thoracolumbar (TL) and sacral surgery | TL and sacral fusion and fixation implant | TL rod | K2M | EVEREST Spinal System Contoured Rod, Size D6.0x75 mm, Ti | 2901-66075 | Standalone | DE0016948 | As per HSA registered indication(s) except for radiolucent implants which should be used as follows:  in patients with primary or metastatic spinal tumours who would benefit from post-operative high dose high precision beam therapy upon appropriate and stringent patient selection;  Patient selection should be done via standardised assessment such as the neurological-oncological-mechanical systemic (NOMS) framework; and  The assessment should be carried out by a multidisciplinary team (MDT), which may be inclusive of, but not limited to, radiation oncologists, spine surgeons and interventional radiologists, among others.
Orthopaedics | Spine - Thoracolumbar (TL) and sacral surgery | TL and sacral fusion and fixation implant | TL rod | K2M | EVEREST Spinal System Contoured Rod, Size D6.0x80 mm, Ti | 2901-66080 | Standalone | DE0016948 | As per HSA registered indication(s) except for radiolucent implants which should be used as follows:  in patients with primary or metastatic spinal tumours who would benefit from post-operative high dose high precision beam therapy upon appropriate and stringent patient selection;  Patient selection should be done via standardised assessment such as the neurological-oncological-mechanical systemic (NOMS) framework; and  The assessment should be carried out by a multidisciplinary team (MDT), which may be inclusive of, but not limited to, radiation oncologists, spine surgeons and interventional radiologists, among others.
Orthopaedics | Spine - Thoracolumbar (TL) and sacral surgery | TL and sacral fusion and fixation implant | TL rod | K2M | EVEREST Spinal System Contoured Rod, Size D6.0x85 mm, Ti | 2901-66085 | Standalone | DE0016948 | As per HSA registered indication(s) except for radiolucent implants which should be used as follows:  in patients with primary or metastatic spinal tumours who would benefit from post-operative high dose high precision beam therapy upon appropriate and stringent patient selection;  Patient selection should be done via standardised assessment such as the neurological-oncological-mechanical systemic (NOMS) framework; and  The assessment should be carried out by a multidisciplinary team (MDT), which may be inclusive of, but not limited to, radiation oncologists, spine surgeons and interventional radiologists, among others.
Orthopaedics | Spine - Thoracolumbar (TL) and sacral surgery | TL and sacral fusion and fixation implant | TL rod | K2M | EVEREST Spinal System Contoured Rod, Size D6.0x90 mm, Ti | 2901-66090 | Standalone | DE0016948 | As per HSA registered indication(s) except for radiolucent implants which should be used as follows:  in patients with primary or metastatic spinal tumours who would benefit from post-operative high dose high precision beam therapy upon appropriate and stringent patient selection;  Patient selection should be done via standardised assessment such as the neurological-oncological-mechanical systemic (NOMS) framework; and  The assessment should be carried out by a multidisciplinary team (MDT), which may be inclusive of, but not limited to, radiation oncologists, spine surgeons and interventional radiologists, among others.
Orthopaedics | Spine - Thoracolumbar (TL) and sacral surgery | TL and sacral fusion and fixation implant | TL rod | K2M | EVEREST Spinal System Contoured Rod, Size D6.0x95 mm, Ti | 2901-66095 | Standalone | DE0016948 | As per HSA registered indication(s) except for radiolucent implants which should be used as follows:  in patients with primary or metastatic spinal tumours who would benefit from post-operative high dose high precision beam therapy upon appropriate and stringent patient selection;  Patient selection should be done via standardised assessment such as the neurological-oncological-mechanical systemic (NOMS) framework; and  The assessment should be carried out by a multidisciplinary team (MDT), which may be inclusive of, but not limited to, radiation oncologists, spine surgeons and interventional radiologists, among others.
Orthopaedics | Spine - Thoracolumbar (TL) and sacral surgery | TL and sacral fusion and fixation implant | TL rod | K2M | EVEREST Spinal System Straight Rod, Dual Hex, Size D6.0x100 mm, CoCr | 2911-B60100 | Standalone | DE0016948 | As per HSA registered indication(s) except for radiolucent implants which should be used as follows:  in patients with primary or metastatic spinal tumours who would benefit from post-operative high dose high precision beam therapy upon appropriate and stringent patient selection;  Patient selection should be done via standardised assessment such as the neurological-oncological-mechanical systemic (NOMS) framework; and  The assessment should be carried out by a multidisciplinary team (MDT), which may be inclusive of, but not limited to, radiation oncologists, spine surgeons and interventional radiologists, among others.
Orthopaedics | Spine - Thoracolumbar (TL) and sacral surgery | TL and sacral fusion and fixation implant | TL rod | K2M | EVEREST Spinal System Straight Rod, Dual Hex, Size D6.0x100 mm, Ti | 2901-B60100 | Standalone | DE0016948 | As per HSA registered indication(s) except for radiolucent implants which should be used as follows:  in patients with primary or metastatic spinal tumours who would benefit from post-operative high dose high precision beam therapy upon appropriate and stringent patient selection;  Patient selection should be done via standardised assessment such as the neurological-oncological-mechanical systemic (NOMS) framework; and  The assessment should be carried out by a multidisciplinary team (MDT), which may be inclusive of, but not limited to, radiation oncologists, spine surgeons and interventional radiologists, among others.
Orthopaedics | Spine - Thoracolumbar (TL) and sacral surgery | TL and sacral fusion and fixation implant | TL rod | K2M | EVEREST Spinal System Straight Rod, Dual Hex, Size D6.0x105 mm, CoCr | 2911-B60105 | Standalone | DE0016948 | As per HSA registered indication(s) except for radiolucent implants which should be used as follows:  in patients with primary or metastatic spinal tumours who would benefit from post-operative high dose high precision beam therapy upon appropriate and stringent patient selection;  Patient selection should be done via standardised assessment such as the neurological-oncological-mechanical systemic (NOMS) framework; and  The assessment should be carried out by a multidisciplinary team (MDT), which may be inclusive of, but not limited to, radiation oncologists, spine surgeons and interventional radiologists, among others.
Orthopaedics | Spine - Thoracolumbar (TL) and sacral surgery | TL and sacral fusion and fixation implant | TL rod | K2M | EVEREST Spinal System Straight Rod, Dual Hex, Size D6.0x105 mm, Ti | 2901-B60105 | Standalone | DE0016948 | As per HSA registered indication(s) except for radiolucent implants which should be used as follows:  in patients with primary or metastatic spinal tumours who would benefit from post-operative high dose high precision beam therapy upon appropriate and stringent patient selection;  Patient selection should be done via standardised assessment such as the neurological-oncological-mechanical systemic (NOMS) framework; and  The assessment should be carried out by a multidisciplinary team (MDT), which may be inclusive of, but not limited to, radiation oncologists, spine surgeons and interventional radiologists, among others.
Orthopaedics | Spine - Thoracolumbar (TL) and sacral surgery | TL and sacral fusion and fixation implant | TL rod | K2M | EVEREST Spinal System Straight Rod, Dual Hex, Size D6.0x110 mm, CoCr | 2911-B60110 | Standalone | DE0016948 | As per HSA registered indication(s) except for radiolucent implants which should be used as follows:  in patients with primary or metastatic spinal tumours who would benefit from post-operative high dose high precision beam therapy upon appropriate and stringent patient selection;  Patient selection should be done via standardised assessment such as the neurological-oncological-mechanical systemic (NOMS) framework; and  The assessment should be carried out by a multidisciplinary team (MDT), which may be inclusive of, but not limited to, radiation oncologists, spine surgeons and interventional radiologists, among others.
Orthopaedics | Spine - Thoracolumbar (TL) and sacral surgery | TL and sacral fusion and fixation implant | TL rod | K2M | EVEREST Spinal System Straight Rod, Dual Hex, Size D6.0x110 mm, Ti | 2901-B60110 | Standalone | DE0016948 | As per HSA registered indication(s) except for radiolucent implants which should be used as follows:  in patients with primary or metastatic spinal tumours who would benefit from post-operative high dose high precision beam therapy upon appropriate and stringent patient selection;  Patient selection should be done via standardised assessment such as the neurological-oncological-mechanical systemic (NOMS) framework; and  The assessment should be carried out by a multidisciplinary team (MDT), which may be inclusive of, but not limited to, radiation oncologists, spine surgeons and interventional radiologists, among others.
Orthopaedics | Spine - Thoracolumbar (TL) and sacral surgery | TL and sacral fusion and fixation implant | TL rod | K2M | EVEREST Spinal System Straight Rod, Dual Hex, Size D6.0x115 mm, CoCr | 2911-B60115 | Standalone | DE0016948 | As per HSA registered indication(s) except for radiolucent implants which should be used as follows:  in patients with primary or metastatic spinal tumours who would benefit from post-operative high dose high precision beam therapy upon appropriate and stringent patient selection;  Patient selection should be done via standardised assessment such as the neurological-oncological-mechanical systemic (NOMS) framework; and  The assessment should be carried out by a multidisciplinary team (MDT), which may be inclusive of, but not limited to, radiation oncologists, spine surgeons and interventional radiologists, among others.
Orthopaedics | Spine - Thoracolumbar (TL) and sacral surgery | TL and sacral fusion and fixation implant | TL rod | K2M | EVEREST Spinal System Straight Rod, Dual Hex, Size D6.0x115 mm, Ti | 2901-B60115 | Standalone | DE0016948 | As per HSA registered indication(s) except for radiolucent implants which should be used as follows:  in patients with primary or metastatic spinal tumours who would benefit from post-operative high dose high precision beam therapy upon appropriate and stringent patient selection;  Patient selection should be done via standardised assessment such as the neurological-oncological-mechanical systemic (NOMS) framework; and  The assessment should be carried out by a multidisciplinary team (MDT), which may be inclusive of, but not limited to, radiation oncologists, spine surgeons and interventional radiologists, among others.
Orthopaedics | Spine - Thoracolumbar (TL) and sacral surgery | TL and sacral fusion and fixation implant | TL rod | K2M | EVEREST Spinal System Straight Rod, Dual Hex, Size D6.0x120 mm, CoCr | 2911-B60120 | Standalone | DE0016948 | As per HSA registered indication(s) except for radiolucent implants which should be used as follows:  in patients with primary or metastatic spinal tumours who would benefit from post-operative high dose high precision beam therapy upon appropriate and stringent patient selection;  Patient selection should be done via standardised assessment such as the neurological-oncological-mechanical systemic (NOMS) framework; and  The assessment should be carried out by a multidisciplinary team (MDT), which may be inclusive of, but not limited to, radiation oncologists, spine surgeons and interventional radiologists, among others.
Orthopaedics | Spine - Thoracolumbar (TL) and sacral surgery | TL and sacral fusion and fixation implant | TL rod | K2M | EVEREST Spinal System Straight Rod, Dual Hex, Size D6.0x120 mm, Ti | 2901-B60120 | Standalone | DE0016948 | As per HSA registered indication(s) except for radiolucent implants which should be used as follows:  in patients with primary or metastatic spinal tumours who would benefit from post-operative high dose high precision beam therapy upon appropriate and stringent patient selection;  Patient selection should be done via standardised assessment such as the neurological-oncological-mechanical systemic (NOMS) framework; and  The assessment should be carried out by a multidisciplinary team (MDT), which may be inclusive of, but not limited to, radiation oncologists, spine surgeons and interventional radiologists, among others.
Orthopaedics | Spine - Thoracolumbar (TL) and sacral surgery | TL and sacral fusion and fixation implant | TL rod | K2M | EVEREST Spinal System Straight Rod, Dual Hex, Size D6.0x125 mm, CoCr | 2911-B60125 | Standalone | DE0016948 | As per HSA registered indication(s) except for radiolucent implants which should be used as follows:  in patients with primary or metastatic spinal tumours who would benefit from post-operative high dose high precision beam therapy upon appropriate and stringent patient selection;  Patient selection should be done via standardised assessment such as the neurological-oncological-mechanical systemic (NOMS) framework; and  The assessment should be carried out by a multidisciplinary team (MDT), which may be inclusive of, but not limited to, radiation oncologists, spine surgeons and interventional radiologists, among others.
Orthopaedics | Spine - Thoracolumbar (TL) and sacral surgery | TL and sacral fusion and fixation implant | TL rod | K2M | EVEREST Spinal System Straight Rod, Dual Hex, Size D6.0x125 mm, Ti | 2901-B60125 | Standalone | DE0016948 | As per HSA registered indication(s) except for radiolucent implants which should be used as follows:  in patients with primary or metastatic spinal tumours who would benefit from post-operative high dose high precision beam therapy upon appropriate and stringent patient selection;  Patient selection should be done via standardised assessment such as the neurological-oncological-mechanical systemic (NOMS) framework; and  The assessment should be carried out by a multidisciplinary team (MDT), which may be inclusive of, but not limited to, radiation oncologists, spine surgeons and interventional radiologists, among others.
Orthopaedics | Spine - Thoracolumbar (TL) and sacral surgery | TL and sacral fusion and fixation implant | TL rod | K2M | EVEREST Spinal System Straight Rod, Dual Hex, Size D6.0x130 mm, CoCr | 2911-B60130 | Standalone | DE0016948 | As per HSA registered indication(s) except for radiolucent implants which should be used as follows:  in patients with primary or metastatic spinal tumours who would benefit from post-operative high dose high precision beam therapy upon appropriate and stringent patient selection;  Patient selection should be done via standardised assessment such as the neurological-oncological-mechanical systemic (NOMS) framework; and  The assessment should be carried out by a multidisciplinary team (MDT), which may be inclusive of, but not limited to, radiation oncologists, spine surgeons and interventional radiologists, among others.
Orthopaedics | Spine - Thoracolumbar (TL) and sacral surgery | TL and sacral fusion and fixation implant | TL rod | K2M | EVEREST Spinal System Straight Rod, Dual Hex, Size D6.0x130 mm, Ti | 2901-B60130 | Standalone | DE0016948 | As per HSA registered indication(s) except for radiolucent implants which should be used as follows:  in patients with primary or metastatic spinal tumours who would benefit from post-operative high dose high precision beam therapy upon appropriate and stringent patient selection;  Patient selection should be done via standardised assessment such as the neurological-oncological-mechanical systemic (NOMS) framework; and  The assessment should be carried out by a multidisciplinary team (MDT), which may be inclusive of, but not limited to, radiation oncologists, spine surgeons and interventional radiologists, among others.
Orthopaedics | Spine - Thoracolumbar (TL) and sacral surgery | TL and sacral fusion and fixation implant | TL rod | K2M | EVEREST Spinal System Straight Rod, Dual Hex, Size D6.0x135 mm, CoCr | 2911-B60135 | Standalone | DE0016948 | As per HSA registered indication(s) except for radiolucent implants which should be used as follows:  in patients with primary or metastatic spinal tumours who would benefit from post-operative high dose high precision beam therapy upon appropriate and stringent patient selection;  Patient selection should be done via standardised assessment such as the neurological-oncological-mechanical systemic (NOMS) framework; and  The assessment should be carried out by a multidisciplinary team (MDT), which may be inclusive of, but not limited to, radiation oncologists, spine surgeons and interventional radiologists, among others.
Orthopaedics | Spine - Thoracolumbar (TL) and sacral surgery | TL and sacral fusion and fixation implant | TL rod | K2M | EVEREST Spinal System Straight Rod, Dual Hex, Size D6.0x135 mm, Ti | 2901-B60135 | Standalone | DE0016948 | As per HSA registered indication(s) except for radiolucent implants which should be used as follows:  in patients with primary or metastatic spinal tumours who would benefit from post-operative high dose high precision beam therapy upon appropriate and stringent patient selection;  Patient selection should be done via standardised assessment such as the neurological-oncological-mechanical systemic (NOMS) framework; and  The assessment should be carried out by a multidisciplinary team (MDT), which may be inclusive of, but not limited to, radiation oncologists, spine surgeons and interventional radiologists, among others.
Orthopaedics | Spine - Thoracolumbar (TL) and sacral surgery | TL and sacral fusion and fixation implant | TL rod | K2M | EVEREST Spinal System Straight Rod, Dual Hex, Size D6.0x140 mm, CoCr | 2911-B60140 | Standalone | DE0016948 | As per HSA registered indication(s) except for radiolucent implants which should be used as follows:  in patients with primary or metastatic spinal tumours who would benefit from post-operative high dose high precision beam therapy upon appropriate and stringent patient selection;  Patient selection should be done via standardised assessment such as the neurological-oncological-mechanical systemic (NOMS) framework; and  The assessment should be carried out by a multidisciplinary team (MDT), which may be inclusive of, but not limited to, radiation oncologists, spine surgeons and interventional radiologists, among others.
Orthopaedics | Spine - Thoracolumbar (TL) and sacral surgery | TL and sacral fusion and fixation implant | TL rod | K2M | EVEREST Spinal System Straight Rod, Dual Hex, Size D6.0x140 mm, Ti | 2901-B60140 | Standalone | DE0016948 | As per HSA registered indication(s) except for radiolucent implants which should be used as follows:  in patients with primary or metastatic spinal tumours who would benefit from post-operative high dose high precision beam therapy upon appropriate and stringent patient selection;  Patient selection should be done via standardised assessment such as the neurological-oncological-mechanical systemic (NOMS) framework; and  The assessment should be carried out by a multidisciplinary team (MDT), which may be inclusive of, but not limited to, radiation oncologists, spine surgeons and interventional radiologists, among others.
Orthopaedics | Spine - Thoracolumbar (TL) and sacral surgery | TL and sacral fusion and fixation implant | TL rod | K2M | EVEREST Spinal System Straight Rod, Dual Hex, Size D6.0x145 mm, CoCr | 2911-B60145 | Standalone | DE0016948 | As per HSA registered indication(s) except for radiolucent implants which should be used as follows:  in patients with primary or metastatic spinal tumours who would benefit from post-operative high dose high precision beam therapy upon appropriate and stringent patient selection;  Patient selection should be done via standardised assessment such as the neurological-oncological-mechanical systemic (NOMS) framework; and  The assessment should be carried out by a multidisciplinary team (MDT), which may be inclusive of, but not limited to, radiation oncologists, spine surgeons and interventional radiologists, among others.
Orthopaedics | Spine - Thoracolumbar (TL) and sacral surgery | TL and sacral fusion and fixation implant | TL rod | K2M | EVEREST Spinal System Straight Rod, Dual Hex, Size D6.0x145 mm, Ti | 2901-B60145 | Standalone | DE0016948 | As per HSA registered indication(s) except for radiolucent implants which should be used as follows:  in patients with primary or metastatic spinal tumours who would benefit from post-operative high dose high precision beam therapy upon appropriate and stringent patient selection;  Patient selection should be done via standardised assessment such as the neurological-oncological-mechanical systemic (NOMS) framework; and  The assessment should be carried out by a multidisciplinary team (MDT), which may be inclusive of, but not limited to, radiation oncologists, spine surgeons and interventional radiologists, among others.
Orthopaedics | Spine - Thoracolumbar (TL) and sacral surgery | TL and sacral fusion and fixation implant | TL rod | K2M | EVEREST Spinal System Straight Rod, Dual Hex, Size D6.0x150 mm, CoCr | 2911-B60150 | Standalone | DE0016948 | As per HSA registered indication(s) except for radiolucent implants which should be used as follows:  in patients with primary or metastatic spinal tumours who would benefit from post-operative high dose high precision beam therapy upon appropriate and stringent patient selection;  Patient selection should be done via standardised assessment such as the neurological-oncological-mechanical systemic (NOMS) framework; and  The assessment should be carried out by a multidisciplinary team (MDT), which may be inclusive of, but not limited to, radiation oncologists, spine surgeons and interventional radiologists, among others.
Orthopaedics | Spine - Thoracolumbar (TL) and sacral surgery | TL and sacral fusion and fixation implant | TL rod | K2M | EVEREST Spinal System Straight Rod, Dual Hex, Size D6.0x150 mm, Ti | 2901-B60150 | Standalone | DE0016948 | As per HSA registered indication(s) except for radiolucent implants which should be used as follows:  in patients with primary or metastatic spinal tumours who would benefit from post-operative high dose high precision beam therapy upon appropriate and stringent patient selection;  Patient selection should be done via standardised assessment such as the neurological-oncological-mechanical systemic (NOMS) framework; and  The assessment should be carried out by a multidisciplinary team (MDT), which may be inclusive of, but not limited to, radiation oncologists, spine surgeons and interventional radiologists, among others.
Orthopaedics | Spine - Thoracolumbar (TL) and sacral surgery | TL and sacral fusion and fixation implant | TL rod | K2M | EVEREST Spinal System Straight Rod, Dual Hex, Size D6.0x200 mm, CoCr | 2911-B60200 | Standalone | DE0016948 | As per HSA registered indication(s) except for radiolucent implants which should be used as follows:  in patients with primary or metastatic spinal tumours who would benefit from post-operative high dose high precision beam therapy upon appropriate and stringent patient selection;  Patient selection should be done via standardised assessment such as the neurological-oncological-mechanical systemic (NOMS) framework; and  The assessment should be carried out by a multidisciplinary team (MDT), which may be inclusive of, but not limited to, radiation oncologists, spine surgeons and interventional radiologists, among others.
Orthopaedics | Spine - Thoracolumbar (TL) and sacral surgery | TL and sacral fusion and fixation implant | TL rod | K2M | EVEREST Spinal System Straight Rod, Dual Hex, Size D6.0x200 mm, Ti | 2901-B60200 | Standalone | DE0016948 | As per HSA registered indication(s) except for radiolucent implants which should be used as follows:  in patients with primary or metastatic spinal tumours who would benefit from post-operative high dose high precision beam therapy upon appropriate and stringent patient selection;  Patient selection should be done via standardised assessment such as the neurological-oncological-mechanical systemic (NOMS) framework; and  The assessment should be carried out by a multidisciplinary team (MDT), which may be inclusive of, but not limited to, radiation oncologists, spine surgeons and interventional radiologists, among others.
Orthopaedics | Spine - Thoracolumbar (TL) and sacral surgery | TL and sacral fusion and fixation implant | TL rod | K2M | EVEREST Spinal System Straight Rod, Dual Hex, Size D6.0x300 mm, CoCr | 2911-B60300 | Standalone | DE0016948 | As per HSA registered indication(s) except for radiolucent implants which should be used as follows:  in patients with primary or metastatic spinal tumours who would benefit from post-operative high dose high precision beam therapy upon appropriate and stringent patient selection;  Patient selection should be done via standardised assessment such as the neurological-oncological-mechanical systemic (NOMS) framework; and  The assessment should be carried out by a multidisciplinary team (MDT), which may be inclusive of, but not limited to, radiation oncologists, spine surgeons and interventional radiologists, among others.
Orthopaedics | Spine - Thoracolumbar (TL) and sacral surgery | TL and sacral fusion and fixation implant | TL rod | K2M | EVEREST Spinal System Straight Rod, Dual Hex, Size D6.0x300 mm, Ti | 2901-B60300 | Standalone | DE0016948 | As per HSA registered indication(s) except for radiolucent implants which should be used as follows:  in patients with primary or metastatic spinal tumours who would benefit from post-operative high dose high precision beam therapy upon appropriate and stringent patient selection;  Patient selection should be done via standardised assessment such as the neurological-oncological-mechanical systemic (NOMS) framework; and  The assessment should be carried out by a multidisciplinary team (MDT), which may be inclusive of, but not limited to, radiation oncologists, spine surgeons and interventional radiologists, among others.
Orthopaedics | Spine - Thoracolumbar (TL) and sacral surgery | TL and sacral fusion and fixation implant | TL rod | K2M | EVEREST Spinal System Straight Rod, Dual Hex, Size D6.0x40 mm, CoCr | 2911-B6040 | Standalone | DE0016948 | As per HSA registered indication(s) except for radiolucent implants which should be used as follows:  in patients with primary or metastatic spinal tumours who would benefit from post-operative high dose high precision beam therapy upon appropriate and stringent patient selection;  Patient selection should be done via standardised assessment such as the neurological-oncological-mechanical systemic (NOMS) framework; and  The assessment should be carried out by a multidisciplinary team (MDT), which may be inclusive of, but not limited to, radiation oncologists, spine surgeons and interventional radiologists, among others.
Orthopaedics | Spine - Thoracolumbar (TL) and sacral surgery | TL and sacral fusion and fixation implant | TL rod | K2M | EVEREST Spinal System Straight Rod, Dual Hex, Size D6.0x40 mm, Ti | 2901-B6040 | Standalone | DE0016948 | As per HSA registered indication(s) except for radiolucent implants which should be used as follows:  in patients with primary or metastatic spinal tumours who would benefit from post-operative high dose high precision beam therapy upon appropriate and stringent patient selection;  Patient selection should be done via standardised assessment such as the neurological-oncological-mechanical systemic (NOMS) framework; and  The assessment should be carried out by a multidisciplinary team (MDT), which may be inclusive of, but not limited to, radiation oncologists, spine surgeons and interventional radiologists, among others.
Orthopaedics | Spine - Thoracolumbar (TL) and sacral surgery | TL and sacral fusion and fixation implant | TL rod | K2M | EVEREST Spinal System Straight Rod, Dual Hex, Size D6.0x400 mm, CoCr | 2911-B60400 | Standalone | DE0016948 | As per HSA registered indication(s) except for radiolucent implants which should be used as follows:  in patients with primary or metastatic spinal tumours who would benefit from post-operative high dose high precision beam therapy upon appropriate and stringent patient selection;  Patient selection should be done via standardised assessment such as the neurological-oncological-mechanical systemic (NOMS) framework; and  The assessment should be carried out by a multidisciplinary team (MDT), which may be inclusive of, but not limited to, radiation oncologists, spine surgeons and interventional radiologists, among others.
Orthopaedics | Spine - Thoracolumbar (TL) and sacral surgery | TL and sacral fusion and fixation implant | TL rod | K2M | EVEREST Spinal System Straight Rod, Dual Hex, Size D6.0x400 mm, Ti | 2901-B60400 | Standalone | DE0016948 | As per HSA registered indication(s) except for radiolucent implants which should be used as follows:  in patients with primary or metastatic spinal tumours who would benefit from post-operative high dose high precision beam therapy upon appropriate and stringent patient selection;  Patient selection should be done via standardised assessment such as the neurological-oncological-mechanical systemic (NOMS) framework; and  The assessment should be carried out by a multidisciplinary team (MDT), which may be inclusive of, but not limited to, radiation oncologists, spine surgeons and interventional radiologists, among others.
Orthopaedics | Spine - Thoracolumbar (TL) and sacral surgery | TL and sacral fusion and fixation implant | TL rod | K2M | EVEREST Spinal System Straight Rod, Dual Hex, Size D6.0x45 mm, CoCr | 2911-B6045 | Standalone | DE0016948 | As per HSA registered indication(s) except for radiolucent implants which should be used as follows:  in patients with primary or metastatic spinal tumours who would benefit from post-operative high dose high precision beam therapy upon appropriate and stringent patient selection;  Patient selection should be done via standardised assessment such as the neurological-oncological-mechanical systemic (NOMS) framework; and  The assessment should be carried out by a multidisciplinary team (MDT), which may be inclusive of, but not limited to, radiation oncologists, spine surgeons and interventional radiologists, among others.
Orthopaedics | Spine - Thoracolumbar (TL) and sacral surgery | TL and sacral fusion and fixation implant | TL rod | K2M | EVEREST Spinal System Straight Rod, Dual Hex, Size D6.0x45 mm, Ti | 2901-B6045 | Standalone | DE0016948 | As per HSA registered indication(s) except for radiolucent implants which should be used as follows:  in patients with primary or metastatic spinal tumours who would benefit from post-operative high dose high precision beam therapy upon appropriate and stringent patient selection;  Patient selection should be done via standardised assessment such as the neurological-oncological-mechanical systemic (NOMS) framework; and  The assessment should be carried out by a multidisciplinary team (MDT), which may be inclusive of, but not limited to, radiation oncologists, spine surgeons and interventional radiologists, among others.
Orthopaedics | Spine - Thoracolumbar (TL) and sacral surgery | TL and sacral fusion and fixation implant | TL rod | K2M | EVEREST Spinal System Straight Rod, Dual Hex, Size D6.0x50 mm, CoCr | 2911-B6050 | Standalone | DE0016948 | As per HSA registered indication(s) except for radiolucent implants which should be used as follows:  in patients with primary or metastatic spinal tumours who would benefit from post-operative high dose high precision beam therapy upon appropriate and stringent patient selection;  Patient selection should be done via standardised assessment such as the neurological-oncological-mechanical systemic (NOMS) framework; and  The assessment should be carried out by a multidisciplinary team (MDT), which may be inclusive of, but not limited to, radiation oncologists, spine surgeons and interventional radiologists, among others.
Orthopaedics | Spine - Thoracolumbar (TL) and sacral surgery | TL and sacral fusion and fixation implant | TL rod | K2M | EVEREST Spinal System Straight Rod, Dual Hex, Size D6.0x50 mm, Ti | 2901-B6050 | Standalone | DE0016948 | As per HSA registered indication(s) except for radiolucent implants which should be used as follows:  in patients with primary or metastatic spinal tumours who would benefit from post-operative high dose high precision beam therapy upon appropriate and stringent patient selection;  Patient selection should be done via standardised assessment such as the neurological-oncological-mechanical systemic (NOMS) framework; and  The assessment should be carried out by a multidisciplinary team (MDT), which may be inclusive of, but not limited to, radiation oncologists, spine surgeons and interventional radiologists, among others.
Orthopaedics | Spine - Thoracolumbar (TL) and sacral surgery | TL and sacral fusion and fixation implant | TL rod | K2M | EVEREST Spinal System Straight Rod, Dual Hex, Size D6.0x500 mm, CoCr | 2911-B60500 | Standalone | DE0016948 | As per HSA registered indication(s) except for radiolucent implants which should be used as follows:  in patients with primary or metastatic spinal tumours who would benefit from post-operative high dose high precision beam therapy upon appropriate and stringent patient selection;  Patient selection should be done via standardised assessment such as the neurological-oncological-mechanical systemic (NOMS) framework; and  The assessment should be carried out by a multidisciplinary team (MDT), which may be inclusive of, but not limited to, radiation oncologists, spine surgeons and interventional radiologists, among others.
Orthopaedics | Spine - Thoracolumbar (TL) and sacral surgery | TL and sacral fusion and fixation implant | TL rod | K2M | EVEREST Spinal System Straight Rod, Dual Hex, Size D6.0x500 mm, Ti | 2901-B60500 | Standalone | DE0016948 | As per HSA registered indication(s) except for radiolucent implants which should be used as follows:  in patients with primary or metastatic spinal tumours who would benefit from post-operative high dose high precision beam therapy upon appropriate and stringent patient selection;  Patient selection should be done via standardised assessment such as the neurological-oncological-mechanical systemic (NOMS) framework; and  The assessment should be carried out by a multidisciplinary team (MDT), which may be inclusive of, but not limited to, radiation oncologists, spine surgeons and interventional radiologists, among others.
Orthopaedics | Spine - Thoracolumbar (TL) and sacral surgery | TL and sacral fusion and fixation implant | TL rod | K2M | EVEREST Spinal System Straight Rod, Dual Hex, Size D6.0x55 mm, CoCr | 2911-B6055 | Standalone | DE0016948 | As per HSA registered indication(s) except for radiolucent implants which should be used as follows:  in patients with primary or metastatic spinal tumours who would benefit from post-operative high dose high precision beam therapy upon appropriate and stringent patient selection;  Patient selection should be done via standardised assessment such as the neurological-oncological-mechanical systemic (NOMS) framework; and  The assessment should be carried out by a multidisciplinary team (MDT), which may be inclusive of, but not limited to, radiation oncologists, spine surgeons and interventional radiologists, among others.
Orthopaedics | Spine - Thoracolumbar (TL) and sacral surgery | TL and sacral fusion and fixation implant | TL rod | K2M | EVEREST Spinal System Straight Rod, Dual Hex, Size D6.0x55 mm, Ti | 2901-B6055 | Standalone | DE0016948 | As per HSA registered indication(s) except for radiolucent implants which should be used as follows:  in patients with primary or metastatic spinal tumours who would benefit from post-operative high dose high precision beam therapy upon appropriate and stringent patient selection;  Patient selection should be done via standardised assessment such as the neurological-oncological-mechanical systemic (NOMS) framework; and  The assessment should be carried out by a multidisciplinary team (MDT), which may be inclusive of, but not limited to, radiation oncologists, spine surgeons and interventional radiologists, among others.
Orthopaedics | Spine - Thoracolumbar (TL) and sacral surgery | TL and sacral fusion and fixation implant | TL rod | K2M | EVEREST Spinal System Straight Rod, Dual Hex, Size D6.0x550 mm, CoCr | 2911-B60550 | Standalone | DE0016948 | As per HSA registered indication(s) except for radiolucent implants which should be used as follows:  in patients with primary or metastatic spinal tumours who would benefit from post-operative high dose high precision beam therapy upon appropriate and stringent patient selection;  Patient selection should be done via standardised assessment such as the neurological-oncological-mechanical systemic (NOMS) framework; and  The assessment should be carried out by a multidisciplinary team (MDT), which may be inclusive of, but not limited to, radiation oncologists, spine surgeons and interventional radiologists, among others.
Orthopaedics | Spine - Thoracolumbar (TL) and sacral surgery | TL and sacral fusion and fixation implant | TL rod | K2M | EVEREST Spinal System Straight Rod, Dual Hex, Size D6.0x550 mm, Ti | 2901-B60550 | Standalone | DE0016948 | As per HSA registered indication(s) except for radiolucent implants which should be used as follows:  in patients with primary or metastatic spinal tumours who would benefit from post-operative high dose high precision beam therapy upon appropriate and stringent patient selection;  Patient selection should be done via standardised assessment such as the neurological-oncological-mechanical systemic (NOMS) framework; and  The assessment should be carried out by a multidisciplinary team (MDT), which may be inclusive of, but not limited to, radiation oncologists, spine surgeons and interventional radiologists, among others.
Orthopaedics | Spine - Thoracolumbar (TL) and sacral surgery | TL and sacral fusion and fixation implant | TL rod | K2M | EVEREST Spinal System Straight Rod, Dual Hex, Size D6.0x60 mm, CoCr | 2911-B6060 | Standalone | DE0016948 | As per HSA registered indication(s) except for radiolucent implants which should be used as follows:  in patients with primary or metastatic spinal tumours who would benefit from post-operative high dose high precision beam therapy upon appropriate and stringent patient selection;  Patient selection should be done via standardised assessment such as the neurological-oncological-mechanical systemic (NOMS) framework; and  The assessment should be carried out by a multidisciplinary team (MDT), which may be inclusive of, but not limited to, radiation oncologists, spine surgeons and interventional radiologists, among others.
Orthopaedics | Spine - Thoracolumbar (TL) and sacral surgery | TL and sacral fusion and fixation implant | TL rod | K2M | EVEREST Spinal System Straight Rod, Dual Hex, Size D6.0x60 mm, Ti | 2901-B6060 | Standalone | DE0016948 | As per HSA registered indication(s) except for radiolucent implants which should be used as follows:  in patients with primary or metastatic spinal tumours who would benefit from post-operative high dose high precision beam therapy upon appropriate and stringent patient selection;  Patient selection should be done via standardised assessment such as the neurological-oncological-mechanical systemic (NOMS) framework; and  The assessment should be carried out by a multidisciplinary team (MDT), which may be inclusive of, but not limited to, radiation oncologists, spine surgeons and interventional radiologists, among others.
Orthopaedics | Spine - Thoracolumbar (TL) and sacral surgery | TL and sacral fusion and fixation implant | TL rod | K2M | EVEREST Spinal System Straight Rod, Dual Hex, Size D6.0x600 mm, CoCr | 2911-B60600 | Standalone | DE0016948 | As per HSA registered indication(s) except for radiolucent implants which should be used as follows:  in patients with primary or metastatic spinal tumours who would benefit from post-operative high dose high precision beam therapy upon appropriate and stringent patient selection;  Patient selection should be done via standardised assessment such as the neurological-oncological-mechanical systemic (NOMS) framework; and  The assessment should be carried out by a multidisciplinary team (MDT), which may be inclusive of, but not limited to, radiation oncologists, spine surgeons and interventional radiologists, among others.
Orthopaedics | Spine - Thoracolumbar (TL) and sacral surgery | TL and sacral fusion and fixation implant | TL rod | K2M | EVEREST Spinal System Straight Rod, Dual Hex, Size D6.0x600 mm, Ti | 2901-B60600 | Standalone | DE0016948 | As per HSA registered indication(s) except for radiolucent implants which should be used as follows:  in patients with primary or metastatic spinal tumours who would benefit from post-operative high dose high precision beam therapy upon appropriate and stringent patient selection;  Patient selection should be done via standardised assessment such as the neurological-oncological-mechanical systemic (NOMS) framework; and  The assessment should be carried out by a multidisciplinary team (MDT), which may be inclusive of, but not limited to, radiation oncologists, spine surgeons and interventional radiologists, among others.
Orthopaedics | Spine - Thoracolumbar (TL) and sacral surgery | TL and sacral fusion and fixation implant | TL rod | K2M | EVEREST Spinal System Straight Rod, Dual Hex, Size D6.0x65 mm, CoCr | 2911-B6065 | Standalone | DE0016948 | As per HSA registered indication(s) except for radiolucent implants which should be used as follows:  in patients with primary or metastatic spinal tumours who would benefit from post-operative high dose high precision beam therapy upon appropriate and stringent patient selection;  Patient selection should be done via standardised assessment such as the neurological-oncological-mechanical systemic (NOMS) framework; and  The assessment should be carried out by a multidisciplinary team (MDT), which may be inclusive of, but not limited to, radiation oncologists, spine surgeons and interventional radiologists, among others.
Orthopaedics | Spine - Thoracolumbar (TL) and sacral surgery | TL and sacral fusion and fixation implant | TL rod | K2M | EVEREST Spinal System Straight Rod, Dual Hex, Size D6.0x65 mm, Ti | 2901-B6065 | Standalone | DE0016948 | As per HSA registered indication(s) except for radiolucent implants which should be used as follows:  in patients with primary or metastatic spinal tumours who would benefit from post-operative high dose high precision beam therapy upon appropriate and stringent patient selection;  Patient selection should be done via standardised assessment such as the neurological-oncological-mechanical systemic (NOMS) framework; and  The assessment should be carried out by a multidisciplinary team (MDT), which may be inclusive of, but not limited to, radiation oncologists, spine surgeons and interventional radiologists, among others.
Orthopaedics | Spine - Thoracolumbar (TL) and sacral surgery | TL and sacral fusion and fixation implant | TL rod | K2M | EVEREST Spinal System Straight Rod, Dual Hex, Size D6.0x70 mm, CoCr | 2911-B6070 | Standalone | DE0016948 | As per HSA registered indication(s) except for radiolucent implants which should be used as follows:  in patients with primary or metastatic spinal tumours who would benefit from post-operative high dose high precision beam therapy upon appropriate and stringent patient selection;  Patient selection should be done via standardised assessment such as the neurological-oncological-mechanical systemic (NOMS) framework; and  The assessment should be carried out by a multidisciplinary team (MDT), which may be inclusive of, but not limited to, radiation oncologists, spine surgeons and interventional radiologists, among others.
Orthopaedics | Spine - Thoracolumbar (TL) and sacral surgery | TL and sacral fusion and fixation implant | TL rod | K2M | EVEREST Spinal System Straight Rod, Dual Hex, Size D6.0x70 mm, Ti | 2901-B6070 | Standalone | DE0016948 | As per HSA registered indication(s) except for radiolucent implants which should be used as follows:  in patients with primary or metastatic spinal tumours who would benefit from post-operative high dose high precision beam therapy upon appropriate and stringent patient selection;  Patient selection should be done via standardised assessment such as the neurological-oncological-mechanical systemic (NOMS) framework; and  The assessment should be carried out by a multidisciplinary team (MDT), which may be inclusive of, but not limited to, radiation oncologists, spine surgeons and interventional radiologists, among others.
Orthopaedics | Spine - Thoracolumbar (TL) and sacral surgery | TL and sacral fusion and fixation implant | TL rod | K2M | EVEREST Spinal System Straight Rod, Dual Hex, Size D6.0x75 mm, CoCr | 2911-B6075 | Standalone | DE0016948 | As per HSA registered indication(s) except for radiolucent implants which should be used as follows:  in patients with primary or metastatic spinal tumours who would benefit from post-operative high dose high precision beam therapy upon appropriate and stringent patient selection;  Patient selection should be done via standardised assessment such as the neurological-oncological-mechanical systemic (NOMS) framework; and  The assessment should be carried out by a multidisciplinary team (MDT), which may be inclusive of, but not limited to, radiation oncologists, spine surgeons and interventional radiologists, among others.
Orthopaedics | Spine - Thoracolumbar (TL) and sacral surgery | TL and sacral fusion and fixation implant | TL rod | K2M | EVEREST Spinal System Straight Rod, Dual Hex, Size D6.0x75 mm, Ti | 2901-B6075 | Standalone | DE0016948 | As per HSA registered indication(s) except for radiolucent implants which should be used as follows:  in patients with primary or metastatic spinal tumours who would benefit from post-operative high dose high precision beam therapy upon appropriate and stringent patient selection;  Patient selection should be done via standardised assessment such as the neurological-oncological-mechanical systemic (NOMS) framework; and  The assessment should be carried out by a multidisciplinary team (MDT), which may be inclusive of, but not limited to, radiation oncologists, spine surgeons and interventional radiologists, among others.
Orthopaedics | Spine - Thoracolumbar (TL) and sacral surgery | TL and sacral fusion and fixation implant | TL rod | K2M | EVEREST Spinal System Straight Rod, Dual Hex, Size D6.0x80 mm, CoCr | 2911-B6080 | Standalone | DE0016948 | As per HSA registered indication(s) except for radiolucent implants which should be used as follows:  in patients with primary or metastatic spinal tumours who would benefit from post-operative high dose high precision beam therapy upon appropriate and stringent patient selection;  Patient selection should be done via standardised assessment such as the neurological-oncological-mechanical systemic (NOMS) framework; and  The assessment should be carried out by a multidisciplinary team (MDT), which may be inclusive of, but not limited to, radiation oncologists, spine surgeons and interventional radiologists, among others.
Orthopaedics | Spine - Thoracolumbar (TL) and sacral surgery | TL and sacral fusion and fixation implant | TL rod | K2M | EVEREST Spinal System Straight Rod, Dual Hex, Size D6.0x80 mm, Ti | 2901-B6080 | Standalone | DE0016948 | As per HSA registered indication(s) except for radiolucent implants which should be used as follows:  in patients with primary or metastatic spinal tumours who would benefit from post-operative high dose high precision beam therapy upon appropriate and stringent patient selection;  Patient selection should be done via standardised assessment such as the neurological-oncological-mechanical systemic (NOMS) framework; and  The assessment should be carried out by a multidisciplinary team (MDT), which may be inclusive of, but not limited to, radiation oncologists, spine surgeons and interventional radiologists, among others.
Orthopaedics | Spine - Thoracolumbar (TL) and sacral surgery | TL and sacral fusion and fixation implant | TL rod | K2M | EVEREST Spinal System Straight Rod, Dual Hex, Size D6.0x85 mm, CoCr | 2911-B6085 | Standalone | DE0016948 | As per HSA registered indication(s) except for radiolucent implants which should be used as follows:  in patients with primary or metastatic spinal tumours who would benefit from post-operative high dose high precision beam therapy upon appropriate and stringent patient selection;  Patient selection should be done via standardised assessment such as the neurological-oncological-mechanical systemic (NOMS) framework; and  The assessment should be carried out by a multidisciplinary team (MDT), which may be inclusive of, but not limited to, radiation oncologists, spine surgeons and interventional radiologists, among others.
Orthopaedics | Spine - Thoracolumbar (TL) and sacral surgery | TL and sacral fusion and fixation implant | TL rod | K2M | EVEREST Spinal System Straight Rod, Dual Hex, Size D6.0x85 mm, Ti | 2901-B6085 | Standalone | DE0016948 | As per HSA registered indication(s) except for radiolucent implants which should be used as follows:  in patients with primary or metastatic spinal tumours who would benefit from post-operative high dose high precision beam therapy upon appropriate and stringent patient selection;  Patient selection should be done via standardised assessment such as the neurological-oncological-mechanical systemic (NOMS) framework; and  The assessment should be carried out by a multidisciplinary team (MDT), which may be inclusive of, but not limited to, radiation oncologists, spine surgeons and interventional radiologists, among others.
Orthopaedics | Spine - Thoracolumbar (TL) and sacral surgery | TL and sacral fusion and fixation implant | TL rod | K2M | EVEREST Spinal System Straight Rod, Dual Hex, Size D6.0x90 mm, CoCr | 2911-B6090 | Standalone | DE0016948 | As per HSA registered indication(s) except for radiolucent implants which should be used as follows:  in patients with primary or metastatic spinal tumours who would benefit from post-operative high dose high precision beam therapy upon appropriate and stringent patient selection;  Patient selection should be done via standardised assessment such as the neurological-oncological-mechanical systemic (NOMS) framework; and  The assessment should be carried out by a multidisciplinary team (MDT), which may be inclusive of, but not limited to, radiation oncologists, spine surgeons and interventional radiologists, among others.
Orthopaedics | Spine - Thoracolumbar (TL) and sacral surgery | TL and sacral fusion and fixation implant | TL rod | K2M | EVEREST Spinal System Straight Rod, Dual Hex, Size D6.0x90 mm, Ti | 2901-B6090 | Standalone | DE0016948 | As per HSA registered indication(s) except for radiolucent implants which should be used as follows:  in patients with primary or metastatic spinal tumours who would benefit from post-operative high dose high precision beam therapy upon appropriate and stringent patient selection;  Patient selection should be done via standardised assessment such as the neurological-oncological-mechanical systemic (NOMS) framework; and  The assessment should be carried out by a multidisciplinary team (MDT), which may be inclusive of, but not limited to, radiation oncologists, spine surgeons and interventional radiologists, among others.
Orthopaedics | Spine - Thoracolumbar (TL) and sacral surgery | TL and sacral fusion and fixation implant | TL rod | K2M | EVEREST Spinal System Straight Rod, Dual Hex, Size D6.0x95 mm, CoCr | 2911-B6095 | Standalone | DE0016948 | As per HSA registered indication(s) except for radiolucent implants which should be used as follows:  in patients with primary or metastatic spinal tumours who would benefit from post-operative high dose high precision beam therapy upon appropriate and stringent patient selection;  Patient selection should be done via standardised assessment such as the neurological-oncological-mechanical systemic (NOMS) framework; and  The assessment should be carried out by a multidisciplinary team (MDT), which may be inclusive of, but not limited to, radiation oncologists, spine surgeons and interventional radiologists, among others.
Orthopaedics | Spine - Thoracolumbar (TL) and sacral surgery | TL and sacral fusion and fixation implant | TL rod | K2M | EVEREST Spinal System Straight Rod, Dual Hex, Size D6.0x95 mm, Ti | 2901-B6095 | Standalone | DE0016948 | As per HSA registered indication(s) except for radiolucent implants which should be used as follows:  in patients with primary or metastatic spinal tumours who would benefit from post-operative high dose high precision beam therapy upon appropriate and stringent patient selection;  Patient selection should be done via standardised assessment such as the neurological-oncological-mechanical systemic (NOMS) framework; and  The assessment should be carried out by a multidisciplinary team (MDT), which may be inclusive of, but not limited to, radiation oncologists, spine surgeons and interventional radiologists, among others.
Orthopaedics | Spine - Thoracolumbar (TL) and sacral surgery | TL and sacral fusion and fixation implant | TL hook set, clamp, staple, staple locking screw | MEDTRONIC | ExtBody Hook L | 5441174 | Standalone | DE0008698 | As per HSA registered indication(s)
Orthopaedics | Spine - Thoracolumbar (TL) and sacral surgery | TL and sacral fusion and fixation implant | TL hook set, clamp, staple, staple locking screw | MEDTRONIC | ExtBody Hook M | 5441173 | Standalone | DE0008698 | As per HSA registered indication(s)
Orthopaedics | Spine - Thoracolumbar (TL) and sacral surgery | TL and sacral fusion and fixation implant | TL hook set, clamp, staple, staple locking screw | MEDTRONIC | ExtBody Hook S | 5441172 | Standalone | DE0008698 | As per HSA registered indication(s)
Orthopaedics | Spine - Thoracolumbar (TL) and sacral surgery | TL and sacral fusion and fixation implant | TL hook set, clamp, staple, staple locking screw | K2M | Extended Body Hook | 101-80028 | Standalone | DE0016947 | As per HSA registered indication(s)
Orthopaedics | Spine - Thoracolumbar (TL) and sacral surgery | TL and sacral fusion and fixation implant | TL hook set, clamp, staple, staple locking screw | MEDTRONIC | Extended Body Hook, large | 7541174 | Standalone | DE0000758 | As per HSA registered indication(s)
Orthopaedics | Spine - Thoracolumbar (TL) and sacral surgery | TL and sacral fusion and fixation implant | TL hook set, clamp, staple, staple locking screw | MEDTRONIC | Extended Body Hook, medium | 7541173 | Standalone | DE0000758 | As per HSA registered indication(s)
Orthopaedics | Spine - Thoracolumbar (TL) and sacral surgery | TL and sacral fusion and fixation implant | TL hook set, clamp, staple, staple locking screw | MEDTRONIC | Extended Body, small | 7541172 | Standalone | DE0000758 | As per HSA registered indication(s)
Orthopaedics | Spine - Thoracolumbar (TL) and sacral surgery | TL vertebral body replacement (VBR) | TL VBR endplate | MEDTRONIC | Extended End Cap 20 x 30mm, 0DEG | 436020300 | Standalone | DE0504103 | As per HSA registered indication(s)
Orthopaedics | Spine - Thoracolumbar (TL) and sacral surgery | TL vertebral body replacement (VBR) | TL VBR endplate | MEDTRONIC | Extended End Cap 20 x 35mm, 0DEG | 436020350 | Standalone | DE0504103 | As per HSA registered indication(s)
Orthopaedics | Spine - Thoracolumbar (TL) and sacral surgery | TL vertebral body replacement (VBR) | TL VBR endplate | MEDTRONIC | Extended End Cap 20 x 40mm, 0DEG | 436020400 | Standalone | DE0504103 | As per HSA registered indication(s)
Orthopaedics | Spine - Thoracolumbar (TL) and sacral surgery | TL vertebral body replacement (VBR) | TL VBR endplate | MEDTRONIC | Extended End Cap 20 x 45mm, 0DEG | 436020450 | Standalone | DE0504103 | As per HSA registered indication(s)
Orthopaedics | Spine - Thoracolumbar (TL) and sacral surgery | TL vertebral body replacement (VBR) | TL VBR endplate | MEDTRONIC | Extended End Cap 25 x 30mm, 0DEG | 436025300 | Standalone | DE0504103 | As per HSA registered indication(s)
Orthopaedics | Spine - Thoracolumbar (TL) and sacral surgery | TL vertebral body replacement (VBR) | TL VBR endplate | MEDTRONIC | Extended End Cap 25 x 35mm, 0DEG | 436025350 | Standalone | DE0504103 | As per HSA registered indication(s)
Orthopaedics | Spine - Thoracolumbar (TL) and sacral surgery | TL vertebral body replacement (VBR) | TL VBR endplate | MEDTRONIC | Extended End Cap 25 x 40mm, 0DEG | 436025400 | Standalone | DE0504103 | As per HSA registered indication(s)
Orthopaedics | Spine - Thoracolumbar (TL) and sacral surgery | TL vertebral body replacement (VBR) | TL VBR endplate | MEDTRONIC | Extended End Cap 25 x 45mm, 0DEG | 436025450 | Standalone | DE0504103 | As per HSA registered indication(s)
Orthopaedics | Spine - Thoracolumbar (TL) and sacral surgery | TL vertebral body replacement (VBR) | TL VBR endplate | MEDTRONIC | Extended Endcap 20 x 30mm, 0DEG (sterile) | 436120300 | Standalone | DE0504103 | As per HSA registered indication(s)
Orthopaedics | Spine - Thoracolumbar (TL) and sacral surgery | TL vertebral body replacement (VBR) | TL VBR endplate | MEDTRONIC | Extended Endcap 20 x 35mm, 0DEG (sterile) | 436120350 | Standalone | DE0504103 | As per HSA registered indication(s)
Orthopaedics | Spine - Thoracolumbar (TL) and sacral surgery | TL vertebral body replacement (VBR) | TL VBR endplate | MEDTRONIC | Extended Endcap 20 x 40mm, 0DEG (sterile) | 436120400 | Standalone | DE0504103 | As per HSA registered indication(s)
Orthopaedics | Spine - Thoracolumbar (TL) and sacral surgery | TL vertebral body replacement (VBR) | TL VBR endplate | MEDTRONIC | Extended Endcap 20 x 45mm, 0DEG (sterile) | 436120450 | Standalone | DE0504103 | As per HSA registered indication(s)
Orthopaedics | Spine - Thoracolumbar (TL) and sacral surgery | TL vertebral body replacement (VBR) | TL VBR endplate | MEDTRONIC | Extended Endcap 25 x 30mm, 0DEG (sterile) | 436125300 | Standalone | DE0504103 | As per HSA registered indication(s)
Orthopaedics | Spine - Thoracolumbar (TL) and sacral surgery | TL vertebral body replacement (VBR) | TL VBR endplate | MEDTRONIC | Extended Endcap 25 x 35mm, 0DEG (sterile) | 436125350 | Standalone | DE0504103 | As per HSA registered indication(s)
Orthopaedics | Spine - Thoracolumbar (TL) and sacral surgery | TL vertebral body replacement (VBR) | TL VBR endplate | MEDTRONIC | Extended Endcap 25 x 40mm, 0DEG (sterile) | 436125400 | Standalone | DE0504103 | As per HSA registered indication(s)
Orthopaedics | Spine - Thoracolumbar (TL) and sacral surgery | TL vertebral body replacement (VBR) | TL VBR endplate | MEDTRONIC | Extended Endcap 25 x 45mm, 0DEG (sterile) | 436125450 | Standalone | DE0504103 | As per HSA registered indication(s)
Orthopaedics | Spine - Thoracolumbar (TL) and sacral surgery | TL and sacral fusion and fixation implant | TL pedicle screw - Shank, tulip | MEDTRONIC | Fixed Angle Screw, 4.0mm x 20mm | 7542420 | Standalone | DE0000758 | As per HSA registered indication(s) except for radiolucent implants which should be used as follows:  in patients with primary or metastatic spinal tumours who would benefit from post-operative high dose high precision beam therapy upon appropriate and stringent patient selection;  Patient selection should be done via standardised assessment such as the neurological-oncological-mechanical systemic (NOMS) framework; and  The assessment should be carried out by a multidisciplinary team (MDT), which may be inclusive of, but not limited to, radiation oncologists, spine surgeons and interventional radiologists, among others.
Orthopaedics | Spine - Thoracolumbar (TL) and sacral surgery | TL and sacral fusion and fixation implant | TL pedicle screw - Shank, tulip | MEDTRONIC | Fixed Angle Screw, 4.0mm x 25mm | 7542425 | Standalone | DE0000758 | As per HSA registered indication(s) except for radiolucent implants which should be used as follows:  in patients with primary or metastatic spinal tumours who would benefit from post-operative high dose high precision beam therapy upon appropriate and stringent patient selection;  Patient selection should be done via standardised assessment such as the neurological-oncological-mechanical systemic (NOMS) framework; and  The assessment should be carried out by a multidisciplinary team (MDT), which may be inclusive of, but not limited to, radiation oncologists, spine surgeons and interventional radiologists, among others.
Orthopaedics | Spine - Thoracolumbar (TL) and sacral surgery | TL and sacral fusion and fixation implant | TL pedicle screw - Shank, tulip | MEDTRONIC | Fixed Angle Screw, 4.0mm x 30mm | 7542430 | Standalone | DE0000758 | As per HSA registered indication(s) except for radiolucent implants which should be used as follows:  in patients with primary or metastatic spinal tumours who would benefit from post-operative high dose high precision beam therapy upon appropriate and stringent patient selection;  Patient selection should be done via standardised assessment such as the neurological-oncological-mechanical systemic (NOMS) framework; and  The assessment should be carried out by a multidisciplinary team (MDT), which may be inclusive of, but not limited to, radiation oncologists, spine surgeons and interventional radiologists, among others.
Orthopaedics | Spine - Thoracolumbar (TL) and sacral surgery | TL and sacral fusion and fixation implant | TL pedicle screw - Shank, tulip | MEDTRONIC | Fixed Angle Screw, 4.0mm x 35mm | 7542435 | Standalone | DE0000758 | As per HSA registered indication(s) except for radiolucent implants which should be used as follows:  in patients with primary or metastatic spinal tumours who would benefit from post-operative high dose high precision beam therapy upon appropriate and stringent patient selection;  Patient selection should be done via standardised assessment such as the neurological-oncological-mechanical systemic (NOMS) framework; and  The assessment should be carried out by a multidisciplinary team (MDT), which may be inclusive of, but not limited to, radiation oncologists, spine surgeons and interventional radiologists, among others.
Orthopaedics | Spine - Thoracolumbar (TL) and sacral surgery | TL and sacral fusion and fixation implant | TL pedicle screw - Shank, tulip | MEDTRONIC | Fixed Angle Screw, 4.0mm x 40mm | 7542440 | Standalone | DE0000758 | As per HSA registered indication(s) except for radiolucent implants which should be used as follows:  in patients with primary or metastatic spinal tumours who would benefit from post-operative high dose high precision beam therapy upon appropriate and stringent patient selection;  Patient selection should be done via standardised assessment such as the neurological-oncological-mechanical systemic (NOMS) framework; and  The assessment should be carried out by a multidisciplinary team (MDT), which may be inclusive of, but not limited to, radiation oncologists, spine surgeons and interventional radiologists, among others.
Orthopaedics | Spine - Thoracolumbar (TL) and sacral surgery | TL and sacral fusion and fixation implant | TL pedicle screw - Shank, tulip | MEDTRONIC | Fixed Angle Screw, 4.5mm x 20mm | 7543420 | Standalone | DE0000758 | As per HSA registered indication(s) except for radiolucent implants which should be used as follows:  in patients with primary or metastatic spinal tumours who would benefit from post-operative high dose high precision beam therapy upon appropriate and stringent patient selection;  Patient selection should be done via standardised assessment such as the neurological-oncological-mechanical systemic (NOMS) framework; and  The assessment should be carried out by a multidisciplinary team (MDT), which may be inclusive of, but not limited to, radiation oncologists, spine surgeons and interventional radiologists, among others.
Orthopaedics | Spine - Thoracolumbar (TL) and sacral surgery | TL and sacral fusion and fixation implant | TL pedicle screw - Shank, tulip | MEDTRONIC | Fixed Angle Screw, 4.5mm x 25mm | 7543425 | Standalone | DE0000758 | As per HSA registered indication(s) except for radiolucent implants which should be used as follows:  in patients with primary or metastatic spinal tumours who would benefit from post-operative high dose high precision beam therapy upon appropriate and stringent patient selection;  Patient selection should be done via standardised assessment such as the neurological-oncological-mechanical systemic (NOMS) framework; and  The assessment should be carried out by a multidisciplinary team (MDT), which may be inclusive of, but not limited to, radiation oncologists, spine surgeons and interventional radiologists, among others.
Orthopaedics | Spine - Thoracolumbar (TL) and sacral surgery | TL and sacral fusion and fixation implant | TL pedicle screw - Shank, tulip | MEDTRONIC | Fixed Angle Screw, 4.5mm x 30mm | 7543430 | Standalone | DE0000758 | As per HSA registered indication(s) except for radiolucent implants which should be used as follows:  in patients with primary or metastatic spinal tumours who would benefit from post-operative high dose high precision beam therapy upon appropriate and stringent patient selection;  Patient selection should be done via standardised assessment such as the neurological-oncological-mechanical systemic (NOMS) framework; and  The assessment should be carried out by a multidisciplinary team (MDT), which may be inclusive of, but not limited to, radiation oncologists, spine surgeons and interventional radiologists, among others.
Orthopaedics | Spine - Thoracolumbar (TL) and sacral surgery | TL and sacral fusion and fixation implant | TL pedicle screw - Shank, tulip | MEDTRONIC | Fixed Angle Screw, 4.5mm x 35mm | 7543435 | Standalone | DE0000758 | As per HSA registered indication(s) except for radiolucent implants which should be used as follows:  in patients with primary or metastatic spinal tumours who would benefit from post-operative high dose high precision beam therapy upon appropriate and stringent patient selection;  Patient selection should be done via standardised assessment such as the neurological-oncological-mechanical systemic (NOMS) framework; and  The assessment should be carried out by a multidisciplinary team (MDT), which may be inclusive of, but not limited to, radiation oncologists, spine surgeons and interventional radiologists, among others.
Orthopaedics | Spine - Thoracolumbar (TL) and sacral surgery | TL and sacral fusion and fixation implant | TL pedicle screw - Shank, tulip | MEDTRONIC | Fixed Angle Screw, 4.5mm x 40mm | 7543440 | Standalone | DE0000758 | As per HSA registered indication(s) except for radiolucent implants which should be used as follows:  in patients with primary or metastatic spinal tumours who would benefit from post-operative high dose high precision beam therapy upon appropriate and stringent patient selection;  Patient selection should be done via standardised assessment such as the neurological-oncological-mechanical systemic (NOMS) framework; and  The assessment should be carried out by a multidisciplinary team (MDT), which may be inclusive of, but not limited to, radiation oncologists, spine surgeons and interventional radiologists, among others.
Orthopaedics | Spine - Thoracolumbar (TL) and sacral surgery | TL and sacral fusion and fixation implant | TL pedicle screw - Shank, tulip | MEDTRONIC | Fixed Angle Screw, 4.5mm x 45mm | 7543445 | Standalone | DE0000758 | As per HSA registered indication(s) except for radiolucent implants which should be used as follows:  in patients with primary or metastatic spinal tumours who would benefit from post-operative high dose high precision beam therapy upon appropriate and stringent patient selection;  Patient selection should be done via standardised assessment such as the neurological-oncological-mechanical systemic (NOMS) framework; and  The assessment should be carried out by a multidisciplinary team (MDT), which may be inclusive of, but not limited to, radiation oncologists, spine surgeons and interventional radiologists, among others.
Orthopaedics | Spine - Thoracolumbar (TL) and sacral surgery | TL and sacral fusion and fixation implant | TL pedicle screw - Shank, tulip | MEDTRONIC | Fixed Angle Screw, 4.5mm x 50mm | 7543450 | Standalone | DE0000758 | As per HSA registered indication(s) except for radiolucent implants which should be used as follows:  in patients with primary or metastatic spinal tumours who would benefit from post-operative high dose high precision beam therapy upon appropriate and stringent patient selection;  Patient selection should be done via standardised assessment such as the neurological-oncological-mechanical systemic (NOMS) framework; and  The assessment should be carried out by a multidisciplinary team (MDT), which may be inclusive of, but not limited to, radiation oncologists, spine surgeons and interventional radiologists, among others.
Orthopaedics | Spine - Thoracolumbar (TL) and sacral surgery | TL and sacral fusion and fixation implant | TL pedicle screw - Shank, tulip | MEDTRONIC | Fixed Angle Screw, 5.0mm x 20mm | 7542520 | Standalone | DE0000758 | As per HSA registered indication(s) except for radiolucent implants which should be used as follows:  in patients with primary or metastatic spinal tumours who would benefit from post-operative high dose high precision beam therapy upon appropriate and stringent patient selection;  Patient selection should be done via standardised assessment such as the neurological-oncological-mechanical systemic (NOMS) framework; and  The assessment should be carried out by a multidisciplinary team (MDT), which may be inclusive of, but not limited to, radiation oncologists, spine surgeons and interventional radiologists, among others.
Orthopaedics | Spine - Thoracolumbar (TL) and sacral surgery | TL and sacral fusion and fixation implant | TL pedicle screw - Shank, tulip | MEDTRONIC | Fixed Angle Screw, 5.0mm x 25mm | 7542525 | Standalone | DE0000758 | As per HSA registered indication(s) except for radiolucent implants which should be used as follows:  in patients with primary or metastatic spinal tumours who would benefit from post-operative high dose high precision beam therapy upon appropriate and stringent patient selection;  Patient selection should be done via standardised assessment such as the neurological-oncological-mechanical systemic (NOMS) framework; and  The assessment should be carried out by a multidisciplinary team (MDT), which may be inclusive of, but not limited to, radiation oncologists, spine surgeons and interventional radiologists, among others.
Orthopaedics | Spine - Thoracolumbar (TL) and sacral surgery | TL and sacral fusion and fixation implant | TL pedicle screw - Shank, tulip | MEDTRONIC | Fixed Angle Screw, 5.0mm x 30mm | 7542530 | Standalone | DE0000758 | As per HSA registered indication(s) except for radiolucent implants which should be used as follows:  in patients with primary or metastatic spinal tumours who would benefit from post-operative high dose high precision beam therapy upon appropriate and stringent patient selection;  Patient selection should be done via standardised assessment such as the neurological-oncological-mechanical systemic (NOMS) framework; and  The assessment should be carried out by a multidisciplinary team (MDT), which may be inclusive of, but not limited to, radiation oncologists, spine surgeons and interventional radiologists, among others.
Orthopaedics | Spine - Thoracolumbar (TL) and sacral surgery | TL and sacral fusion and fixation implant | TL pedicle screw - Shank, tulip | MEDTRONIC | Fixed Angle Screw, 5.0mm x 35mm | 7542535 | Standalone | DE0000758 | As per HSA registered indication(s) except for radiolucent implants which should be used as follows:  in patients with primary or metastatic spinal tumours who would benefit from post-operative high dose high precision beam therapy upon appropriate and stringent patient selection;  Patient selection should be done via standardised assessment such as the neurological-oncological-mechanical systemic (NOMS) framework; and  The assessment should be carried out by a multidisciplinary team (MDT), which may be inclusive of, but not limited to, radiation oncologists, spine surgeons and interventional radiologists, among others.
Orthopaedics | Spine - Thoracolumbar (TL) and sacral surgery | TL and sacral fusion and fixation implant | TL pedicle screw - Shank, tulip | MEDTRONIC | Fixed Angle Screw, 5.0mm x 40mm | 7542540 | Standalone | DE0000758 | As per HSA registered indication(s) except for radiolucent implants which should be used as follows:  in patients with primary or metastatic spinal tumours who would benefit from post-operative high dose high precision beam therapy upon appropriate and stringent patient selection;  Patient selection should be done via standardised assessment such as the neurological-oncological-mechanical systemic (NOMS) framework; and  The assessment should be carried out by a multidisciplinary team (MDT), which may be inclusive of, but not limited to, radiation oncologists, spine surgeons and interventional radiologists, among others.
Orthopaedics | Spine - Thoracolumbar (TL) and sacral surgery | TL and sacral fusion and fixation implant | TL pedicle screw - Shank, tulip | MEDTRONIC | Fixed Angle Screw, 5.0mm x 45mm | 7542545 | Standalone | DE0000758 | As per HSA registered indication(s) except for radiolucent implants which should be used as follows:  in patients with primary or metastatic spinal tumours who would benefit from post-operative high dose high precision beam therapy upon appropriate and stringent patient selection;  Patient selection should be done via standardised assessment such as the neurological-oncological-mechanical systemic (NOMS) framework; and  The assessment should be carried out by a multidisciplinary team (MDT), which may be inclusive of, but not limited to, radiation oncologists, spine surgeons and interventional radiologists, among others.
Orthopaedics | Spine - Thoracolumbar (TL) and sacral surgery | TL and sacral fusion and fixation implant | TL pedicle screw - Shank, tulip | MEDTRONIC | Fixed Angle Screw, 5.0mm x 50mm | 7542550 | Standalone | DE0000758 | As per HSA registered indication(s) except for radiolucent implants which should be used as follows:  in patients with primary or metastatic spinal tumours who would benefit from post-operative high dose high precision beam therapy upon appropriate and stringent patient selection;  Patient selection should be done via standardised assessment such as the neurological-oncological-mechanical systemic (NOMS) framework; and  The assessment should be carried out by a multidisciplinary team (MDT), which may be inclusive of, but not limited to, radiation oncologists, spine surgeons and interventional radiologists, among others.
Orthopaedics | Spine - Thoracolumbar (TL) and sacral surgery | TL and sacral fusion and fixation implant | TL pedicle screw - Shank, tulip | MEDTRONIC | Fixed Angle Screw, 5.0mm x 55mm | 7542555 | Standalone | DE0000758 | As per HSA registered indication(s) except for radiolucent implants which should be used as follows:  in patients with primary or metastatic spinal tumours who would benefit from post-operative high dose high precision beam therapy upon appropriate and stringent patient selection;  Patient selection should be done via standardised assessment such as the neurological-oncological-mechanical systemic (NOMS) framework; and  The assessment should be carried out by a multidisciplinary team (MDT), which may be inclusive of, but not limited to, radiation oncologists, spine surgeons and interventional radiologists, among others.
Orthopaedics | Spine - Thoracolumbar (TL) and sacral surgery | TL and sacral fusion and fixation implant | TL pedicle screw - Shank, tulip | MEDTRONIC | Fixed Angle Screw, 5.5mm x 25mm | 7543525 | Standalone | DE0000758 | As per HSA registered indication(s) except for radiolucent implants which should be used as follows:  in patients with primary or metastatic spinal tumours who would benefit from post-operative high dose high precision beam therapy upon appropriate and stringent patient selection;  Patient selection should be done via standardised assessment such as the neurological-oncological-mechanical systemic (NOMS) framework; and  The assessment should be carried out by a multidisciplinary team (MDT), which may be inclusive of, but not limited to, radiation oncologists, spine surgeons and interventional radiologists, among others.
Orthopaedics | Spine - Thoracolumbar (TL) and sacral surgery | TL and sacral fusion and fixation implant | TL pedicle screw - Shank, tulip | MEDTRONIC | Fixed Angle Screw, 5.5mm x 30mm | 7543530 | Standalone | DE0000758 | As per HSA registered indication(s) except for radiolucent implants which should be used as follows:  in patients with primary or metastatic spinal tumours who would benefit from post-operative high dose high precision beam therapy upon appropriate and stringent patient selection;  Patient selection should be done via standardised assessment such as the neurological-oncological-mechanical systemic (NOMS) framework; and  The assessment should be carried out by a multidisciplinary team (MDT), which may be inclusive of, but not limited to, radiation oncologists, spine surgeons and interventional radiologists, among others.
Orthopaedics | Spine - Thoracolumbar (TL) and sacral surgery | TL and sacral fusion and fixation implant | TL pedicle screw - Shank, tulip | MEDTRONIC | Fixed Angle Screw, 5.5mm x 35mm | 7543535 | Standalone | DE0000758 | As per HSA registered indication(s) except for radiolucent implants which should be used as follows:  in patients with primary or metastatic spinal tumours who would benefit from post-operative high dose high precision beam therapy upon appropriate and stringent patient selection;  Patient selection should be done via standardised assessment such as the neurological-oncological-mechanical systemic (NOMS) framework; and  The assessment should be carried out by a multidisciplinary team (MDT), which may be inclusive of, but not limited to, radiation oncologists, spine surgeons and interventional radiologists, among others.
Orthopaedics | Spine - Thoracolumbar (TL) and sacral surgery | TL and sacral fusion and fixation implant | TL pedicle screw - Shank, tulip | MEDTRONIC | Fixed Angle Screw, 5.5mm x 40mm | 7543540 | Standalone | DE0000758 | As per HSA registered indication(s) except for radiolucent implants which should be used as follows:  in patients with primary or metastatic spinal tumours who would benefit from post-operative high dose high precision beam therapy upon appropriate and stringent patient selection;  Patient selection should be done via standardised assessment such as the neurological-oncological-mechanical systemic (NOMS) framework; and  The assessment should be carried out by a multidisciplinary team (MDT), which may be inclusive of, but not limited to, radiation oncologists, spine surgeons and interventional radiologists, among others.
Orthopaedics | Spine - Thoracolumbar (TL) and sacral surgery | TL and sacral fusion and fixation implant | TL pedicle screw - Shank, tulip | MEDTRONIC | Fixed Angle Screw, 5.5mm x 45mm | 7543545 | Standalone | DE0000758 | As per HSA registered indication(s) except for radiolucent implants which should be used as follows:  in patients with primary or metastatic spinal tumours who would benefit from post-operative high dose high precision beam therapy upon appropriate and stringent patient selection;  Patient selection should be done via standardised assessment such as the neurological-oncological-mechanical systemic (NOMS) framework; and  The assessment should be carried out by a multidisciplinary team (MDT), which may be inclusive of, but not limited to, radiation oncologists, spine surgeons and interventional radiologists, among others.
Orthopaedics | Spine - Thoracolumbar (TL) and sacral surgery | TL and sacral fusion and fixation implant | TL pedicle screw - Shank, tulip | MEDTRONIC | Fixed Angle Screw, 5.5mm x 50mm | 7543550 | Standalone | DE0000758 | As per HSA registered indication(s) except for radiolucent implants which should be used as follows:  in patients with primary or metastatic spinal tumours who would benefit from post-operative high dose high precision beam therapy upon appropriate and stringent patient selection;  Patient selection should be done via standardised assessment such as the neurological-oncological-mechanical systemic (NOMS) framework; and  The assessment should be carried out by a multidisciplinary team (MDT), which may be inclusive of, but not limited to, radiation oncologists, spine surgeons and interventional radiologists, among others.
Orthopaedics | Spine - Thoracolumbar (TL) and sacral surgery | TL and sacral fusion and fixation implant | TL pedicle screw - Shank, tulip | MEDTRONIC | Fixed Angle Screw, 5.5mm x 55mm | 7543555 | Standalone | DE0000758 | As per HSA registered indication(s) except for radiolucent implants which should be used as follows:  in patients with primary or metastatic spinal tumours who would benefit from post-operative high dose high precision beam therapy upon appropriate and stringent patient selection;  Patient selection should be done via standardised assessment such as the neurological-oncological-mechanical systemic (NOMS) framework; and  The assessment should be carried out by a multidisciplinary team (MDT), which may be inclusive of, but not limited to, radiation oncologists, spine surgeons and interventional radiologists, among others.
Orthopaedics | Spine - Thoracolumbar (TL) and sacral surgery | TL and sacral fusion and fixation implant | TL pedicle screw - Shank, tulip | MEDTRONIC | Fixed Angle Screw, 6.0mm x 25mm | 7542625 | Standalone | DE0000758 | As per HSA registered indication(s) except for radiolucent implants which should be used as follows:  in patients with primary or metastatic spinal tumours who would benefit from post-operative high dose high precision beam therapy upon appropriate and stringent patient selection;  Patient selection should be done via standardised assessment such as the neurological-oncological-mechanical systemic (NOMS) framework; and  The assessment should be carried out by a multidisciplinary team (MDT), which may be inclusive of, but not limited to, radiation oncologists, spine surgeons and interventional radiologists, among others.
Orthopaedics | Spine - Thoracolumbar (TL) and sacral surgery | TL and sacral fusion and fixation implant | TL pedicle screw - Shank, tulip | MEDTRONIC | Fixed Angle Screw, 6.0mm x 30mm | 7542630 | Standalone | DE0000758 | As per HSA registered indication(s) except for radiolucent implants which should be used as follows:  in patients with primary or metastatic spinal tumours who would benefit from post-operative high dose high precision beam therapy upon appropriate and stringent patient selection;  Patient selection should be done via standardised assessment such as the neurological-oncological-mechanical systemic (NOMS) framework; and  The assessment should be carried out by a multidisciplinary team (MDT), which may be inclusive of, but not limited to, radiation oncologists, spine surgeons and interventional radiologists, among others.
Orthopaedics | Spine - Thoracolumbar (TL) and sacral surgery | TL and sacral fusion and fixation implant | TL pedicle screw - Shank, tulip | MEDTRONIC | Fixed Angle Screw, 6.0mm x 35mm | 7542635 | Standalone | DE0000758 | As per HSA registered indication(s) except for radiolucent implants which should be used as follows:  in patients with primary or metastatic spinal tumours who would benefit from post-operative high dose high precision beam therapy upon appropriate and stringent patient selection;  Patient selection should be done via standardised assessment such as the neurological-oncological-mechanical systemic (NOMS) framework; and  The assessment should be carried out by a multidisciplinary team (MDT), which may be inclusive of, but not limited to, radiation oncologists, spine surgeons and interventional radiologists, among others.
Orthopaedics | Spine - Thoracolumbar (TL) and sacral surgery | TL and sacral fusion and fixation implant | TL pedicle screw - Shank, tulip | MEDTRONIC | Fixed Angle Screw, 6.0mm x 40mm | 7542640 | Standalone | DE0000758 | As per HSA registered indication(s) except for radiolucent implants which should be used as follows:  in patients with primary or metastatic spinal tumours who would benefit from post-operative high dose high precision beam therapy upon appropriate and stringent patient selection;  Patient selection should be done via standardised assessment such as the neurological-oncological-mechanical systemic (NOMS) framework; and  The assessment should be carried out by a multidisciplinary team (MDT), which may be inclusive of, but not limited to, radiation oncologists, spine surgeons and interventional radiologists, among others.
Orthopaedics | Spine - Thoracolumbar (TL) and sacral surgery | TL and sacral fusion and fixation implant | TL pedicle screw - Shank, tulip | MEDTRONIC | Fixed Angle Screw, 6.0mm x 45mm | 7542645 | Standalone | DE0000758 | As per HSA registered indication(s) except for radiolucent implants which should be used as follows:  in patients with primary or metastatic spinal tumours who would benefit from post-operative high dose high precision beam therapy upon appropriate and stringent patient selection;  Patient selection should be done via standardised assessment such as the neurological-oncological-mechanical systemic (NOMS) framework; and  The assessment should be carried out by a multidisciplinary team (MDT), which may be inclusive of, but not limited to, radiation oncologists, spine surgeons and interventional radiologists, among others.
Orthopaedics | Spine - Thoracolumbar (TL) and sacral surgery | TL and sacral fusion and fixation implant | TL pedicle screw - Shank, tulip | MEDTRONIC | Fixed Angle Screw, 6.0mm x 50mm | 7542650 | Standalone | DE0000758 | As per HSA registered indication(s) except for radiolucent implants which should be used as follows:  in patients with primary or metastatic spinal tumours who would benefit from post-operative high dose high precision beam therapy upon appropriate and stringent patient selection;  Patient selection should be done via standardised assessment such as the neurological-oncological-mechanical systemic (NOMS) framework; and  The assessment should be carried out by a multidisciplinary team (MDT), which may be inclusive of, but not limited to, radiation oncologists, spine surgeons and interventional radiologists, among others.
Orthopaedics | Spine - Thoracolumbar (TL) and sacral surgery | TL and sacral fusion and fixation implant | TL pedicle screw - Shank, tulip | MEDTRONIC | Fixed Angle Screw, 6.0mm x 55mm | 7542655 | Standalone | DE0000758 | As per HSA registered indication(s) except for radiolucent implants which should be used as follows:  in patients with primary or metastatic spinal tumours who would benefit from post-operative high dose high precision beam therapy upon appropriate and stringent patient selection;  Patient selection should be done via standardised assessment such as the neurological-oncological-mechanical systemic (NOMS) framework; and  The assessment should be carried out by a multidisciplinary team (MDT), which may be inclusive of, but not limited to, radiation oncologists, spine surgeons and interventional radiologists, among others.
Orthopaedics | Spine - Thoracolumbar (TL) and sacral surgery | TL and sacral fusion and fixation implant | TL pedicle screw - Shank, tulip | MEDTRONIC | Fixed Angle Screw, 6.5mm x 55mm | 7543655 | Standalone | DE0000758 | As per HSA registered indication(s) except for radiolucent implants which should be used as follows:  in patients with primary or metastatic spinal tumours who would benefit from post-operative high dose high precision beam therapy upon appropriate and stringent patient selection;  Patient selection should be done via standardised assessment such as the neurological-oncological-mechanical systemic (NOMS) framework; and  The assessment should be carried out by a multidisciplinary team (MDT), which may be inclusive of, but not limited to, radiation oncologists, spine surgeons and interventional radiologists, among others.
Orthopaedics | Spine - Thoracolumbar (TL) and sacral surgery | TL and sacral fusion and fixation implant | TL pedicle screw - Shank, tulip | MEDTRONIC | Fixed Angle Screw, 6.5mm x 25mm | 7543625 | Standalone | DE0000758 | As per HSA registered indication(s) except for radiolucent implants which should be used as follows:  in patients with primary or metastatic spinal tumours who would benefit from post-operative high dose high precision beam therapy upon appropriate and stringent patient selection;  Patient selection should be done via standardised assessment such as the neurological-oncological-mechanical systemic (NOMS) framework; and  The assessment should be carried out by a multidisciplinary team (MDT), which may be inclusive of, but not limited to, radiation oncologists, spine surgeons and interventional radiologists, among others.
Orthopaedics | Spine - Thoracolumbar (TL) and sacral surgery | TL and sacral fusion and fixation implant | TL pedicle screw - Shank, tulip | MEDTRONIC | Fixed Angle Screw, 6.5mm x 30mm | 7543630 | Standalone | DE0000758 | As per HSA registered indication(s) except for radiolucent implants which should be used as follows:  in patients with primary or metastatic spinal tumours who would benefit from post-operative high dose high precision beam therapy upon appropriate and stringent patient selection;  Patient selection should be done via standardised assessment such as the neurological-oncological-mechanical systemic (NOMS) framework; and  The assessment should be carried out by a multidisciplinary team (MDT), which may be inclusive of, but not limited to, radiation oncologists, spine surgeons and interventional radiologists, among others.
Orthopaedics | Spine - Thoracolumbar (TL) and sacral surgery | TL and sacral fusion and fixation implant | TL pedicle screw - Shank, tulip | MEDTRONIC | Fixed Angle Screw, 6.5mm x 35mm | 7543635 | Standalone | DE0000758 | As per HSA registered indication(s) except for radiolucent implants which should be used as follows:  in patients with primary or metastatic spinal tumours who would benefit from post-operative high dose high precision beam therapy upon appropriate and stringent patient selection;  Patient selection should be done via standardised assessment such as the neurological-oncological-mechanical systemic (NOMS) framework; and  The assessment should be carried out by a multidisciplinary team (MDT), which may be inclusive of, but not limited to, radiation oncologists, spine surgeons and interventional radiologists, among others.
Orthopaedics | Spine - Thoracolumbar (TL) and sacral surgery | TL and sacral fusion and fixation implant | TL pedicle screw - Shank, tulip | MEDTRONIC | Fixed Angle Screw, 6.5mm x 40mm | 7543640 | Standalone | DE0000758 | As per HSA registered indication(s) except for radiolucent implants which should be used as follows:  in patients with primary or metastatic spinal tumours who would benefit from post-operative high dose high precision beam therapy upon appropriate and stringent patient selection;  Patient selection should be done via standardised assessment such as the neurological-oncological-mechanical systemic (NOMS) framework; and  The assessment should be carried out by a multidisciplinary team (MDT), which may be inclusive of, but not limited to, radiation oncologists, spine surgeons and interventional radiologists, among others.
Orthopaedics | Spine - Thoracolumbar (TL) and sacral surgery | TL and sacral fusion and fixation implant | TL pedicle screw - Shank, tulip | MEDTRONIC | Fixed Angle Screw, 6.5mm x 45mm | 7543645 | Standalone | DE0000758 | As per HSA registered indication(s) except for radiolucent implants which should be used as follows:  in patients with primary or metastatic spinal tumours who would benefit from post-operative high dose high precision beam therapy upon appropriate and stringent patient selection;  Patient selection should be done via standardised assessment such as the neurological-oncological-mechanical systemic (NOMS) framework; and  The assessment should be carried out by a multidisciplinary team (MDT), which may be inclusive of, but not limited to, radiation oncologists, spine surgeons and interventional radiologists, among others.
Orthopaedics | Spine - Thoracolumbar (TL) and sacral surgery | TL and sacral fusion and fixation implant | TL pedicle screw - Shank, tulip | MEDTRONIC | Fixed Angle Screw, 6.5mm x 50mm | 7543650 | Standalone | DE0000758 | As per HSA registered indication(s) except for radiolucent implants which should be used as follows:  in patients with primary or metastatic spinal tumours who would benefit from post-operative high dose high precision beam therapy upon appropriate and stringent patient selection;  Patient selection should be done via standardised assessment such as the neurological-oncological-mechanical systemic (NOMS) framework; and  The assessment should be carried out by a multidisciplinary team (MDT), which may be inclusive of, but not limited to, radiation oncologists, spine surgeons and interventional radiologists, among others.
Orthopaedics | Spine - Thoracolumbar (TL) and sacral surgery | TL and sacral fusion and fixation implant | TL pedicle screw - Shank, tulip | MEDTRONIC | Fixed Angle Screw, 7.5mm x 25mm | 7543725 | Standalone | DE0000758 | As per HSA registered indication(s) except for radiolucent implants which should be used as follows:  in patients with primary or metastatic spinal tumours who would benefit from post-operative high dose high precision beam therapy upon appropriate and stringent patient selection;  Patient selection should be done via standardised assessment such as the neurological-oncological-mechanical systemic (NOMS) framework; and  The assessment should be carried out by a multidisciplinary team (MDT), which may be inclusive of, but not limited to, radiation oncologists, spine surgeons and interventional radiologists, among others.
Orthopaedics | Spine - Thoracolumbar (TL) and sacral surgery | TL and sacral fusion and fixation implant | TL pedicle screw - Shank, tulip | MEDTRONIC | Fixed Angle Screw, 7.5mm x 30mm | 7543730 | Standalone | DE0000758 | As per HSA registered indication(s) except for radiolucent implants which should be used as follows:  in patients with primary or metastatic spinal tumours who would benefit from post-operative high dose high precision beam therapy upon appropriate and stringent patient selection;  Patient selection should be done via standardised assessment such as the neurological-oncological-mechanical systemic (NOMS) framework; and  The assessment should be carried out by a multidisciplinary team (MDT), which may be inclusive of, but not limited to, radiation oncologists, spine surgeons and interventional radiologists, among others.
Orthopaedics | Spine - Thoracolumbar (TL) and sacral surgery | TL and sacral fusion and fixation implant | TL pedicle screw - Shank, tulip | MEDTRONIC | Fixed Angle Screw, 7.5mm x 35mm | 7543735 | Standalone | DE0000758 | As per HSA registered indication(s) except for radiolucent implants which should be used as follows:  in patients with primary or metastatic spinal tumours who would benefit from post-operative high dose high precision beam therapy upon appropriate and stringent patient selection;  Patient selection should be done via standardised assessment such as the neurological-oncological-mechanical systemic (NOMS) framework; and  The assessment should be carried out by a multidisciplinary team (MDT), which may be inclusive of, but not limited to, radiation oncologists, spine surgeons and interventional radiologists, among others.
Orthopaedics | Spine - Thoracolumbar (TL) and sacral surgery | TL and sacral fusion and fixation implant | TL pedicle screw - Shank, tulip | MEDTRONIC | Fixed Angle Screw, 7.5mm x 40mm | 7543740 | Standalone | DE0000758 | As per HSA registered indication(s) except for radiolucent implants which should be used as follows:  in patients with primary or metastatic spinal tumours who would benefit from post-operative high dose high precision beam therapy upon appropriate and stringent patient selection;  Patient selection should be done via standardised assessment such as the neurological-oncological-mechanical systemic (NOMS) framework; and  The assessment should be carried out by a multidisciplinary team (MDT), which may be inclusive of, but not limited to, radiation oncologists, spine surgeons and interventional radiologists, among others.
Orthopaedics | Spine - Thoracolumbar (TL) and sacral surgery | TL and sacral fusion and fixation implant | TL pedicle screw - Shank, tulip | MEDTRONIC | Fixed Angle Screw, 7.5mm x 45mm | 7543745 | Standalone | DE0000758 | As per HSA registered indication(s) except for radiolucent implants which should be used as follows:  in patients with primary or metastatic spinal tumours who would benefit from post-operative high dose high precision beam therapy upon appropriate and stringent patient selection;  Patient selection should be done via standardised assessment such as the neurological-oncological-mechanical systemic (NOMS) framework; and  The assessment should be carried out by a multidisciplinary team (MDT), which may be inclusive of, but not limited to, radiation oncologists, spine surgeons and interventional radiologists, among others.
Orthopaedics | Spine - Thoracolumbar (TL) and sacral surgery | TL and sacral fusion and fixation implant | TL pedicle screw - Shank, tulip | MEDTRONIC | Fixed Angle Screw, 7.5mm x 50mm | 7543750 | Standalone | DE0000758 | As per HSA registered indication(s) except for radiolucent implants which should be used as follows:  in patients with primary or metastatic spinal tumours who would benefit from post-operative high dose high precision beam therapy upon appropriate and stringent patient selection;  Patient selection should be done via standardised assessment such as the neurological-oncological-mechanical systemic (NOMS) framework; and  The assessment should be carried out by a multidisciplinary team (MDT), which may be inclusive of, but not limited to, radiation oncologists, spine surgeons and interventional radiologists, among others.
Orthopaedics | Spine - Thoracolumbar (TL) and sacral surgery | TL and sacral fusion and fixation implant | TL pedicle screw - Shank, tulip | MEDTRONIC | Fixed Angle Screw, 7.5mm x 55mm | 7543755 | Standalone | DE0000758 | As per HSA registered indication(s) except for radiolucent implants which should be used as follows:  in patients with primary or metastatic spinal tumours who would benefit from post-operative high dose high precision beam therapy upon appropriate and stringent patient selection;  Patient selection should be done via standardised assessment such as the neurological-oncological-mechanical systemic (NOMS) framework; and  The assessment should be carried out by a multidisciplinary team (MDT), which may be inclusive of, but not limited to, radiation oncologists, spine surgeons and interventional radiologists, among others.
Orthopaedics | Spine - Thoracolumbar (TL) and sacral surgery | TL and sacral fusion and fixation implant | TL pedicle screw - Shank, tulip | MEDTRONIC | Fixed Angle Screw, 7.5mm x 60mm | 7543760 | Standalone | DE0000758 | As per HSA registered indication(s) except for radiolucent implants which should be used as follows:  in patients with primary or metastatic spinal tumours who would benefit from post-operative high dose high precision beam therapy upon appropriate and stringent patient selection;  Patient selection should be done via standardised assessment such as the neurological-oncological-mechanical systemic (NOMS) framework; and  The assessment should be carried out by a multidisciplinary team (MDT), which may be inclusive of, but not limited to, radiation oncologists, spine surgeons and interventional radiologists, among others.
Orthopaedics | Spine - Thoracolumbar (TL) and sacral surgery | TL and sacral fusion and fixation implant | TL pedicle screw - Shank, tulip | MEDTRONIC | Fixed Angle Screw, 7.5mm x 65mm | 7543765 | Standalone | DE0000758 | As per HSA registered indication(s) except for radiolucent implants which should be used as follows:  in patients with primary or metastatic spinal tumours who would benefit from post-operative high dose high precision beam therapy upon appropriate and stringent patient selection;  Patient selection should be done via standardised assessment such as the neurological-oncological-mechanical systemic (NOMS) framework; and  The assessment should be carried out by a multidisciplinary team (MDT), which may be inclusive of, but not limited to, radiation oncologists, spine surgeons and interventional radiologists, among others.
Orthopaedics | Spine - Thoracolumbar (TL) and sacral surgery | TL and sacral fusion and fixation implant | TL pedicle screw - Shank, tulip | Medtronic | FNS MAS 55750021540 STER CCM 10.5 X 40 | 55750021540 | Standalone | DE0507512 | As per HSA registered indication(s) except for radiolucent implants which should be used as follows:  in patients with primary or metastatic spinal tumours who would benefit from post-operative high dose high precision beam therapy upon appropriate and stringent patient selection;  Patient selection should be done via standardised assessment such as the neurological-oncological-mechanical systemic (NOMS) framework; and  The assessment should be carried out by a multidisciplinary team (MDT), which may be inclusive of, but not limited to, radiation oncologists, spine surgeons and interventional radiologists, among others.
Orthopaedics | Spine - Thoracolumbar (TL) and sacral surgery | TL and sacral fusion and fixation implant | TL pedicle screw - Shank, tulip | Medtronic | FNS MAS 55750021545 STER CCM 10.5 X 45 | 55750021545 | Standalone | DE0507512 | As per HSA registered indication(s) except for radiolucent implants which should be used as follows:  in patients with primary or metastatic spinal tumours who would benefit from post-operative high dose high precision beam therapy upon appropriate and stringent patient selection;  Patient selection should be done via standardised assessment such as the neurological-oncological-mechanical systemic (NOMS) framework; and  The assessment should be carried out by a multidisciplinary team (MDT), which may be inclusive of, but not limited to, radiation oncologists, spine surgeons and interventional radiologists, among others.
Orthopaedics | Spine - Thoracolumbar (TL) and sacral surgery | TL and sacral fusion and fixation implant | TL pedicle screw - Shank, tulip | Medtronic | FNS MAS 55750021550 STER CCM 10.5 X 50 | 55750021550 | Standalone | DE0507512 | As per HSA registered indication(s) except for radiolucent implants which should be used as follows:  in patients with primary or metastatic spinal tumours who would benefit from post-operative high dose high precision beam therapy upon appropriate and stringent patient selection;  Patient selection should be done via standardised assessment such as the neurological-oncological-mechanical systemic (NOMS) framework; and  The assessment should be carried out by a multidisciplinary team (MDT), which may be inclusive of, but not limited to, radiation oncologists, spine surgeons and interventional radiologists, among others.
Orthopaedics | Spine - Thoracolumbar (TL) and sacral surgery | TL and sacral fusion and fixation implant | TL pedicle screw - Shank, tulip | Medtronic | FNS MAS 55750021555 STER CCM 10.5 X 55 | 55750021555 | Standalone | DE0507512 | As per HSA registered indication(s) except for radiolucent implants which should be used as follows:  in patients with primary or metastatic spinal tumours who would benefit from post-operative high dose high precision beam therapy upon appropriate and stringent patient selection;  Patient selection should be done via standardised assessment such as the neurological-oncological-mechanical systemic (NOMS) framework; and  The assessment should be carried out by a multidisciplinary team (MDT), which may be inclusive of, but not limited to, radiation oncologists, spine surgeons and interventional radiologists, among others.
Orthopaedics | Spine - Thoracolumbar (TL) and sacral surgery | TL and sacral fusion and fixation implant | TL pedicle screw - Shank, tulip | Medtronic | FNS MAS 55750021560 STER CCM 10.5 X 60 | 55750021560 | Standalone | DE0507512 | As per HSA registered indication(s) except for radiolucent implants which should be used as follows:  in patients with primary or metastatic spinal tumours who would benefit from post-operative high dose high precision beam therapy upon appropriate and stringent patient selection;  Patient selection should be done via standardised assessment such as the neurological-oncological-mechanical systemic (NOMS) framework; and  The assessment should be carried out by a multidisciplinary team (MDT), which may be inclusive of, but not limited to, radiation oncologists, spine surgeons and interventional radiologists, among others.
Orthopaedics | Spine - Thoracolumbar (TL) and sacral surgery | TL and sacral fusion and fixation implant | TL pedicle screw - Shank, tulip | Medtronic | FNS MAS 55750021565 STER CCM 10.5 X 65 | 55750021565 | Standalone | DE0507512 | As per HSA registered indication(s) except for radiolucent implants which should be used as follows:  in patients with primary or metastatic spinal tumours who would benefit from post-operative high dose high precision beam therapy upon appropriate and stringent patient selection;  Patient selection should be done via standardised assessment such as the neurological-oncological-mechanical systemic (NOMS) framework; and  The assessment should be carried out by a multidisciplinary team (MDT), which may be inclusive of, but not limited to, radiation oncologists, spine surgeons and interventional radiologists, among others.
Orthopaedics | Spine - Thoracolumbar (TL) and sacral surgery | TL and sacral fusion and fixation implant | TL pedicle screw - Shank, tulip | Medtronic | FNS MAS 55750021570 STER CCM 10.5 X 70 | 55750021570 | Standalone | DE0507512 | As per HSA registered indication(s) except for radiolucent implants which should be used as follows:  in patients with primary or metastatic spinal tumours who would benefit from post-operative high dose high precision beam therapy upon appropriate and stringent patient selection;  Patient selection should be done via standardised assessment such as the neurological-oncological-mechanical systemic (NOMS) framework; and  The assessment should be carried out by a multidisciplinary team (MDT), which may be inclusive of, but not limited to, radiation oncologists, spine surgeons and interventional radiologists, among others.
Orthopaedics | Spine - Thoracolumbar (TL) and sacral surgery | TL and sacral fusion and fixation implant | TL pedicle screw - Shank, tulip | Medtronic | FNS MAS 55750021575 STER CCM 10.5 X 75 | 55750021575 | Standalone | DE0507512 | As per HSA registered indication(s) except for radiolucent implants which should be used as follows:  in patients with primary or metastatic spinal tumours who would benefit from post-operative high dose high precision beam therapy upon appropriate and stringent patient selection;  Patient selection should be done via standardised assessment such as the neurological-oncological-mechanical systemic (NOMS) framework; and  The assessment should be carried out by a multidisciplinary team (MDT), which may be inclusive of, but not limited to, radiation oncologists, spine surgeons and interventional radiologists, among others.
Orthopaedics | Spine - Thoracolumbar (TL) and sacral surgery | TL and sacral fusion and fixation implant | TL pedicle screw - Shank, tulip | Medtronic | FNS MAS 55750021580 STER CCM 10.5 X 80 | 55750021580 | Standalone | DE0507512 | As per HSA registered indication(s) except for radiolucent implants which should be used as follows:  in patients with primary or metastatic spinal tumours who would benefit from post-operative high dose high precision beam therapy upon appropriate and stringent patient selection;  Patient selection should be done via standardised assessment such as the neurological-oncological-mechanical systemic (NOMS) framework; and  The assessment should be carried out by a multidisciplinary team (MDT), which may be inclusive of, but not limited to, radiation oncologists, spine surgeons and interventional radiologists, among others.
Orthopaedics | Spine - Thoracolumbar (TL) and sacral surgery | TL and sacral fusion and fixation implant | TL pedicle screw - Shank, tulip | Medtronic | FNS MAS 55750024530 STER CCM 4.5 X 30 | 55750024530 | Standalone | DE0507512 | As per HSA registered indication(s) except for radiolucent implants which should be used as follows:  in patients with primary or metastatic spinal tumours who would benefit from post-operative high dose high precision beam therapy upon appropriate and stringent patient selection;  Patient selection should be done via standardised assessment such as the neurological-oncological-mechanical systemic (NOMS) framework; and  The assessment should be carried out by a multidisciplinary team (MDT), which may be inclusive of, but not limited to, radiation oncologists, spine surgeons and interventional radiologists, among others.
Orthopaedics | Spine - Thoracolumbar (TL) and sacral surgery | TL and sacral fusion and fixation implant | TL pedicle screw - Shank, tulip | Medtronic | FNS MAS 55750024535 STER CCM 4.5 X 35 | 55750024535 | Standalone | DE0507512 | As per HSA registered indication(s) except for radiolucent implants which should be used as follows:  in patients with primary or metastatic spinal tumours who would benefit from post-operative high dose high precision beam therapy upon appropriate and stringent patient selection;  Patient selection should be done via standardised assessment such as the neurological-oncological-mechanical systemic (NOMS) framework; and  The assessment should be carried out by a multidisciplinary team (MDT), which may be inclusive of, but not limited to, radiation oncologists, spine surgeons and interventional radiologists, among others.
Orthopaedics | Spine - Thoracolumbar (TL) and sacral surgery | TL and sacral fusion and fixation implant | TL pedicle screw - Shank, tulip | Medtronic | FNS MAS 55750024540 STER CCM 4.5 X 40 | 55750024540 | Standalone | DE0507512 | As per HSA registered indication(s) except for radiolucent implants which should be used as follows:  in patients with primary or metastatic spinal tumours who would benefit from post-operative high dose high precision beam therapy upon appropriate and stringent patient selection;  Patient selection should be done via standardised assessment such as the neurological-oncological-mechanical systemic (NOMS) framework; and  The assessment should be carried out by a multidisciplinary team (MDT), which may be inclusive of, but not limited to, radiation oncologists, spine surgeons and interventional radiologists, among others.
Orthopaedics | Spine - Thoracolumbar (TL) and sacral surgery | TL and sacral fusion and fixation implant | TL pedicle screw - Shank, tulip | Medtronic | FNS MAS 55750024545 STER CCM 4.5 X 45 | 55750024545 | Standalone | DE0507512 | As per HSA registered indication(s) except for radiolucent implants which should be used as follows:  in patients with primary or metastatic spinal tumours who would benefit from post-operative high dose high precision beam therapy upon appropriate and stringent patient selection;  Patient selection should be done via standardised assessment such as the neurological-oncological-mechanical systemic (NOMS) framework; and  The assessment should be carried out by a multidisciplinary team (MDT), which may be inclusive of, but not limited to, radiation oncologists, spine surgeons and interventional radiologists, among others.
Orthopaedics | Spine - Thoracolumbar (TL) and sacral surgery | TL and sacral fusion and fixation implant | TL pedicle screw - Shank, tulip | Medtronic | FNS MAS 55750024550 STER CCM 4.5 X 50 | 55750024550 | Standalone | DE0507512 | As per HSA registered indication(s) except for radiolucent implants which should be used as follows:  in patients with primary or metastatic spinal tumours who would benefit from post-operative high dose high precision beam therapy upon appropriate and stringent patient selection;  Patient selection should be done via standardised assessment such as the neurological-oncological-mechanical systemic (NOMS) framework; and  The assessment should be carried out by a multidisciplinary team (MDT), which may be inclusive of, but not limited to, radiation oncologists, spine surgeons and interventional radiologists, among others.
Orthopaedics | Spine - Thoracolumbar (TL) and sacral surgery | TL and sacral fusion and fixation implant | TL pedicle screw - Shank, tulip | Medtronic | FNS MAS 55750024555 STER CCM 4.5 X 55 | 55750024555 | Standalone | DE0507512 | As per HSA registered indication(s) except for radiolucent implants which should be used as follows:  in patients with primary or metastatic spinal tumours who would benefit from post-operative high dose high precision beam therapy upon appropriate and stringent patient selection;  Patient selection should be done via standardised assessment such as the neurological-oncological-mechanical systemic (NOMS) framework; and  The assessment should be carried out by a multidisciplinary team (MDT), which may be inclusive of, but not limited to, radiation oncologists, spine surgeons and interventional radiologists, among others.
Orthopaedics | Spine - Thoracolumbar (TL) and sacral surgery | TL and sacral fusion and fixation implant | TL pedicle screw - Shank, tulip | Medtronic | FNS MAS 55750024560 STER CCM 4.5 X 60 | 55750024560 | Standalone | DE0507512 | As per HSA registered indication(s) except for radiolucent implants which should be used as follows:  in patients with primary or metastatic spinal tumours who would benefit from post-operative high dose high precision beam therapy upon appropriate and stringent patient selection;  Patient selection should be done via standardised assessment such as the neurological-oncological-mechanical systemic (NOMS) framework; and  The assessment should be carried out by a multidisciplinary team (MDT), which may be inclusive of, but not limited to, radiation oncologists, spine surgeons and interventional radiologists, among others.
Orthopaedics | Spine - Thoracolumbar (TL) and sacral surgery | TL and sacral fusion and fixation implant | TL pedicle screw - Shank, tulip | Medtronic | FNS MAS 55750024565 STER CCM 4.5 X 65 | 55750024565 | Standalone | DE0507512 | As per HSA registered indication(s) except for radiolucent implants which should be used as follows:  in patients with primary or metastatic spinal tumours who would benefit from post-operative high dose high precision beam therapy upon appropriate and stringent patient selection;  Patient selection should be done via standardised assessment such as the neurological-oncological-mechanical systemic (NOMS) framework; and  The assessment should be carried out by a multidisciplinary team (MDT), which may be inclusive of, but not limited to, radiation oncologists, spine surgeons and interventional radiologists, among others.
Orthopaedics | Spine - Thoracolumbar (TL) and sacral surgery | TL and sacral fusion and fixation implant | TL pedicle screw - Shank, tulip | Medtronic | FNS MAS 55750024570 STER CCM 4.5 X 70 | 55750024570 | Standalone | DE0507512 | As per HSA registered indication(s) except for radiolucent implants which should be used as follows:  in patients with primary or metastatic spinal tumours who would benefit from post-operative high dose high precision beam therapy upon appropriate and stringent patient selection;  Patient selection should be done via standardised assessment such as the neurological-oncological-mechanical systemic (NOMS) framework; and  The assessment should be carried out by a multidisciplinary team (MDT), which may be inclusive of, but not limited to, radiation oncologists, spine surgeons and interventional radiologists, among others.
Orthopaedics | Spine - Thoracolumbar (TL) and sacral surgery | TL and sacral fusion and fixation implant | TL pedicle screw - Shank, tulip | Medtronic | FNS MAS 55750024575 STER CCM 4.5 X 75 | 55750024575 | Standalone | DE0507512 | As per HSA registered indication(s) except for radiolucent implants which should be used as follows:  in patients with primary or metastatic spinal tumours who would benefit from post-operative high dose high precision beam therapy upon appropriate and stringent patient selection;  Patient selection should be done via standardised assessment such as the neurological-oncological-mechanical systemic (NOMS) framework; and  The assessment should be carried out by a multidisciplinary team (MDT), which may be inclusive of, but not limited to, radiation oncologists, spine surgeons and interventional radiologists, among others.
Orthopaedics | Spine - Thoracolumbar (TL) and sacral surgery | TL and sacral fusion and fixation implant | TL pedicle screw - Shank, tulip | Medtronic | FNS MAS 55750024580 STER CCM 4.5 X 80 | 55750024580 | Standalone | DE0507512 | As per HSA registered indication(s) except for radiolucent implants which should be used as follows:  in patients with primary or metastatic spinal tumours who would benefit from post-operative high dose high precision beam therapy upon appropriate and stringent patient selection;  Patient selection should be done via standardised assessment such as the neurological-oncological-mechanical systemic (NOMS) framework; and  The assessment should be carried out by a multidisciplinary team (MDT), which may be inclusive of, but not limited to, radiation oncologists, spine surgeons and interventional radiologists, among others.
Orthopaedics | Spine - Thoracolumbar (TL) and sacral surgery | TL and sacral fusion and fixation implant | TL pedicle screw - Shank, tulip | Medtronic | FNS MAS 55750025530 STER CCM 5.5 X 30 | 55750025530 | Standalone | DE0507512 | As per HSA registered indication(s) except for radiolucent implants which should be used as follows:  in patients with primary or metastatic spinal tumours who would benefit from post-operative high dose high precision beam therapy upon appropriate and stringent patient selection;  Patient selection should be done via standardised assessment such as the neurological-oncological-mechanical systemic (NOMS) framework; and  The assessment should be carried out by a multidisciplinary team (MDT), which may be inclusive of, but not limited to, radiation oncologists, spine surgeons and interventional radiologists, among others.
Orthopaedics | Spine - Thoracolumbar (TL) and sacral surgery | TL and sacral fusion and fixation implant | TL pedicle screw - Shank, tulip | Medtronic | FNS MAS 55750025535 STER CCM 5.5 X 35 | 55750025535 | Standalone | DE0507512 | As per HSA registered indication(s) except for radiolucent implants which should be used as follows:  in patients with primary or metastatic spinal tumours who would benefit from post-operative high dose high precision beam therapy upon appropriate and stringent patient selection;  Patient selection should be done via standardised assessment such as the neurological-oncological-mechanical systemic (NOMS) framework; and  The assessment should be carried out by a multidisciplinary team (MDT), which may be inclusive of, but not limited to, radiation oncologists, spine surgeons and interventional radiologists, among others.
Orthopaedics | Spine - Thoracolumbar (TL) and sacral surgery | TL and sacral fusion and fixation implant | TL pedicle screw - Shank, tulip | Medtronic | FNS MAS 55750025540 STER CCM 5.5 X 40 | 55750025540 | Standalone | DE0507512 | As per HSA registered indication(s) except for radiolucent implants which should be used as follows:  in patients with primary or metastatic spinal tumours who would benefit from post-operative high dose high precision beam therapy upon appropriate and stringent patient selection;  Patient selection should be done via standardised assessment such as the neurological-oncological-mechanical systemic (NOMS) framework; and  The assessment should be carried out by a multidisciplinary team (MDT), which may be inclusive of, but not limited to, radiation oncologists, spine surgeons and interventional radiologists, among others.
Orthopaedics | Spine - Thoracolumbar (TL) and sacral surgery | TL and sacral fusion and fixation implant | TL pedicle screw - Shank, tulip | Medtronic | FNS MAS 55750025545 STER CCM 5.5 X 45 | 55750025545 | Standalone | DE0507512 | As per HSA registered indication(s) except for radiolucent implants which should be used as follows:  in patients with primary or metastatic spinal tumours who would benefit from post-operative high dose high precision beam therapy upon appropriate and stringent patient selection;  Patient selection should be done via standardised assessment such as the neurological-oncological-mechanical systemic (NOMS) framework; and  The assessment should be carried out by a multidisciplinary team (MDT), which may be inclusive of, but not limited to, radiation oncologists, spine surgeons and interventional radiologists, among others.
Orthopaedics | Spine - Thoracolumbar (TL) and sacral surgery | TL and sacral fusion and fixation implant | TL pedicle screw - Shank, tulip | Medtronic | FNS MAS 55750025550 STER CCM 5.5 X 50 | 55750025550 | Standalone | DE0507512 | As per HSA registered indication(s) except for radiolucent implants which should be used as follows:  in patients with primary or metastatic spinal tumours who would benefit from post-operative high dose high precision beam therapy upon appropriate and stringent patient selection;  Patient selection should be done via standardised assessment such as the neurological-oncological-mechanical systemic (NOMS) framework; and  The assessment should be carried out by a multidisciplinary team (MDT), which may be inclusive of, but not limited to, radiation oncologists, spine surgeons and interventional radiologists, among others.
Orthopaedics | Spine - Thoracolumbar (TL) and sacral surgery | TL and sacral fusion and fixation implant | TL pedicle screw - Shank, tulip | Medtronic | FNS MAS 55750025555 STER CCM 5.5 X 55 | 55750025555 | Standalone | DE0507512 | As per HSA registered indication(s) except for radiolucent implants which should be used as follows:  in patients with primary or metastatic spinal tumours who would benefit from post-operative high dose high precision beam therapy upon appropriate and stringent patient selection;  Patient selection should be done via standardised assessment such as the neurological-oncological-mechanical systemic (NOMS) framework; and  The assessment should be carried out by a multidisciplinary team (MDT), which may be inclusive of, but not limited to, radiation oncologists, spine surgeons and interventional radiologists, among others.
Orthopaedics | Spine - Thoracolumbar (TL) and sacral surgery | TL and sacral fusion and fixation implant | TL pedicle screw - Shank, tulip | Medtronic | FNS MAS 55750025560 STER CCM 5.5 X 60 | 55750025560 | Standalone | DE0507512 | As per HSA registered indication(s) except for radiolucent implants which should be used as follows:  in patients with primary or metastatic spinal tumours who would benefit from post-operative high dose high precision beam therapy upon appropriate and stringent patient selection;  Patient selection should be done via standardised assessment such as the neurological-oncological-mechanical systemic (NOMS) framework; and  The assessment should be carried out by a multidisciplinary team (MDT), which may be inclusive of, but not limited to, radiation oncologists, spine surgeons and interventional radiologists, among others.
Orthopaedics | Spine - Thoracolumbar (TL) and sacral surgery | TL and sacral fusion and fixation implant | TL pedicle screw - Shank, tulip | Medtronic | FNS MAS 55750025565 STER CCM 5.5 X 65 | 55750025565 | Standalone | DE0507512 | As per HSA registered indication(s) except for radiolucent implants which should be used as follows:  in patients with primary or metastatic spinal tumours who would benefit from post-operative high dose high precision beam therapy upon appropriate and stringent patient selection;  Patient selection should be done via standardised assessment such as the neurological-oncological-mechanical systemic (NOMS) framework; and  The assessment should be carried out by a multidisciplinary team (MDT), which may be inclusive of, but not limited to, radiation oncologists, spine surgeons and interventional radiologists, among others.
Orthopaedics | Spine - Thoracolumbar (TL) and sacral surgery | TL and sacral fusion and fixation implant | TL pedicle screw - Shank, tulip | Medtronic | FNS MAS 55750025570 STER CCM 5.5 X 70 | 55750025570 | Standalone | DE0507512 | As per HSA registered indication(s) except for radiolucent implants which should be used as follows:  in patients with primary or metastatic spinal tumours who would benefit from post-operative high dose high precision beam therapy upon appropriate and stringent patient selection;  Patient selection should be done via standardised assessment such as the neurological-oncological-mechanical systemic (NOMS) framework; and  The assessment should be carried out by a multidisciplinary team (MDT), which may be inclusive of, but not limited to, radiation oncologists, spine surgeons and interventional radiologists, among others.
Orthopaedics | Spine - Thoracolumbar (TL) and sacral surgery | TL and sacral fusion and fixation implant | TL pedicle screw - Shank, tulip | Medtronic | FNS MAS 55750025575 STER CCM 5.5 X 75 | 55750025575 | Standalone | DE0507512 | As per HSA registered indication(s) except for radiolucent implants which should be used as follows:  in patients with primary or metastatic spinal tumours who would benefit from post-operative high dose high precision beam therapy upon appropriate and stringent patient selection;  Patient selection should be done via standardised assessment such as the neurological-oncological-mechanical systemic (NOMS) framework; and  The assessment should be carried out by a multidisciplinary team (MDT), which may be inclusive of, but not limited to, radiation oncologists, spine surgeons and interventional radiologists, among others.
Orthopaedics | Spine - Thoracolumbar (TL) and sacral surgery | TL and sacral fusion and fixation implant | TL pedicle screw - Shank, tulip | Medtronic | FNS MAS 55750025580 STER CCM 5.5 X 80 | 55750025580 | Standalone | DE0507512 | As per HSA registered indication(s) except for radiolucent implants which should be used as follows:  in patients with primary or metastatic spinal tumours who would benefit from post-operative high dose high precision beam therapy upon appropriate and stringent patient selection;  Patient selection should be done via standardised assessment such as the neurological-oncological-mechanical systemic (NOMS) framework; and  The assessment should be carried out by a multidisciplinary team (MDT), which may be inclusive of, but not limited to, radiation oncologists, spine surgeons and interventional radiologists, among others.
Orthopaedics | Spine - Thoracolumbar (TL) and sacral surgery | TL and sacral fusion and fixation implant | TL pedicle screw - Shank, tulip | Medtronic | FNS MAS 55750026530 STER CCM 6.5 X 30 | 55750026530 | Standalone | DE0507512 | As per HSA registered indication(s) except for radiolucent implants which should be used as follows:  in patients with primary or metastatic spinal tumours who would benefit from post-operative high dose high precision beam therapy upon appropriate and stringent patient selection;  Patient selection should be done via standardised assessment such as the neurological-oncological-mechanical systemic (NOMS) framework; and  The assessment should be carried out by a multidisciplinary team (MDT), which may be inclusive of, but not limited to, radiation oncologists, spine surgeons and interventional radiologists, among others.
Orthopaedics | Spine - Thoracolumbar (TL) and sacral surgery | TL and sacral fusion and fixation implant | TL pedicle screw - Shank, tulip | Medtronic | FNS MAS 55750026535 STER CCM 6.5 X 35 | 55750026535 | Standalone | DE0507512 | As per HSA registered indication(s) except for radiolucent implants which should be used as follows:  in patients with primary or metastatic spinal tumours who would benefit from post-operative high dose high precision beam therapy upon appropriate and stringent patient selection;  Patient selection should be done via standardised assessment such as the neurological-oncological-mechanical systemic (NOMS) framework; and  The assessment should be carried out by a multidisciplinary team (MDT), which may be inclusive of, but not limited to, radiation oncologists, spine surgeons and interventional radiologists, among others.
Orthopaedics | Spine - Thoracolumbar (TL) and sacral surgery | TL and sacral fusion and fixation implant | TL pedicle screw - Shank, tulip | Medtronic | FNS MAS 55750026540 STER CCM 6.5 X 40 | 55750026540 | Standalone | DE0507512 | As per HSA registered indication(s) except for radiolucent implants which should be used as follows:  in patients with primary or metastatic spinal tumours who would benefit from post-operative high dose high precision beam therapy upon appropriate and stringent patient selection;  Patient selection should be done via standardised assessment such as the neurological-oncological-mechanical systemic (NOMS) framework; and  The assessment should be carried out by a multidisciplinary team (MDT), which may be inclusive of, but not limited to, radiation oncologists, spine surgeons and interventional radiologists, among others.
Orthopaedics | Spine - Thoracolumbar (TL) and sacral surgery | TL and sacral fusion and fixation implant | TL pedicle screw - Shank, tulip | Medtronic | FNS MAS 55750026545 STER CCM 6.5 X 45 | 55750026545 | Standalone | DE0507512 | As per HSA registered indication(s) except for radiolucent implants which should be used as follows:  in patients with primary or metastatic spinal tumours who would benefit from post-operative high dose high precision beam therapy upon appropriate and stringent patient selection;  Patient selection should be done via standardised assessment such as the neurological-oncological-mechanical systemic (NOMS) framework; and  The assessment should be carried out by a multidisciplinary team (MDT), which may be inclusive of, but not limited to, radiation oncologists, spine surgeons and interventional radiologists, among others.
Orthopaedics | Spine - Thoracolumbar (TL) and sacral surgery | TL and sacral fusion and fixation implant | TL pedicle screw - Shank, tulip | Medtronic | FNS MAS 55750026550 STER CCM 6.5 X 50 | 55750026550 | Standalone | DE0507512 | As per HSA registered indication(s) except for radiolucent implants which should be used as follows:  in patients with primary or metastatic spinal tumours who would benefit from post-operative high dose high precision beam therapy upon appropriate and stringent patient selection;  Patient selection should be done via standardised assessment such as the neurological-oncological-mechanical systemic (NOMS) framework; and  The assessment should be carried out by a multidisciplinary team (MDT), which may be inclusive of, but not limited to, radiation oncologists, spine surgeons and interventional radiologists, among others.
Orthopaedics | Spine - Thoracolumbar (TL) and sacral surgery | TL and sacral fusion and fixation implant | TL pedicle screw - Shank, tulip | Medtronic | FNS MAS 55750026555 STER CCM 6.5 X 55 | 55750026555 | Standalone | DE0507512 | As per HSA registered indication(s) except for radiolucent implants which should be used as follows:  in patients with primary or metastatic spinal tumours who would benefit from post-operative high dose high precision beam therapy upon appropriate and stringent patient selection;  Patient selection should be done via standardised assessment such as the neurological-oncological-mechanical systemic (NOMS) framework; and  The assessment should be carried out by a multidisciplinary team (MDT), which may be inclusive of, but not limited to, radiation oncologists, spine surgeons and interventional radiologists, among others.
Orthopaedics | Spine - Thoracolumbar (TL) and sacral surgery | TL and sacral fusion and fixation implant | TL pedicle screw - Shank, tulip | Medtronic | FNS MAS 55750026560 STER CCM 6.5 X 60 | 55750026560 | Standalone | DE0507512 | As per HSA registered indication(s) except for radiolucent implants which should be used as follows:  in patients with primary or metastatic spinal tumours who would benefit from post-operative high dose high precision beam therapy upon appropriate and stringent patient selection;  Patient selection should be done via standardised assessment such as the neurological-oncological-mechanical systemic (NOMS) framework; and  The assessment should be carried out by a multidisciplinary team (MDT), which may be inclusive of, but not limited to, radiation oncologists, spine surgeons and interventional radiologists, among others.
Orthopaedics | Spine - Thoracolumbar (TL) and sacral surgery | TL and sacral fusion and fixation implant | TL pedicle screw - Shank, tulip | Medtronic | FNS MAS 55750026565 STER CCM 6.5 X 65 | 55750026565 | Standalone | DE0507512 | As per HSA registered indication(s) except for radiolucent implants which should be used as follows:  in patients with primary or metastatic spinal tumours who would benefit from post-operative high dose high precision beam therapy upon appropriate and stringent patient selection;  Patient selection should be done via standardised assessment such as the neurological-oncological-mechanical systemic (NOMS) framework; and  The assessment should be carried out by a multidisciplinary team (MDT), which may be inclusive of, but not limited to, radiation oncologists, spine surgeons and interventional radiologists, among others.
Orthopaedics | Spine - Thoracolumbar (TL) and sacral surgery | TL and sacral fusion and fixation implant | TL pedicle screw - Shank, tulip | Medtronic | FNS MAS 55750026570 STER CCM 6.5 X 70 | 55750026570 | Standalone | DE0507512 | As per HSA registered indication(s) except for radiolucent implants which should be used as follows:  in patients with primary or metastatic spinal tumours who would benefit from post-operative high dose high precision beam therapy upon appropriate and stringent patient selection;  Patient selection should be done via standardised assessment such as the neurological-oncological-mechanical systemic (NOMS) framework; and  The assessment should be carried out by a multidisciplinary team (MDT), which may be inclusive of, but not limited to, radiation oncologists, spine surgeons and interventional radiologists, among others.
Orthopaedics | Spine - Thoracolumbar (TL) and sacral surgery | TL and sacral fusion and fixation implant | TL pedicle screw - Shank, tulip | Medtronic | FNS MAS 55750026575 STER CCM 6.5 X 75 | 55750026575 | Standalone | DE0507512 | As per HSA registered indication(s) except for radiolucent implants which should be used as follows:  in patients with primary or metastatic spinal tumours who would benefit from post-operative high dose high precision beam therapy upon appropriate and stringent patient selection;  Patient selection should be done via standardised assessment such as the neurological-oncological-mechanical systemic (NOMS) framework; and  The assessment should be carried out by a multidisciplinary team (MDT), which may be inclusive of, but not limited to, radiation oncologists, spine surgeons and interventional radiologists, among others.
Orthopaedics | Spine - Thoracolumbar (TL) and sacral surgery | TL and sacral fusion and fixation implant | TL pedicle screw - Shank, tulip | Medtronic | FNS MAS 55750026580 STER CCM 6.5 X 80 | 55750026580 | Standalone | DE0507512 | As per HSA registered indication(s) except for radiolucent implants which should be used as follows:  in patients with primary or metastatic spinal tumours who would benefit from post-operative high dose high precision beam therapy upon appropriate and stringent patient selection;  Patient selection should be done via standardised assessment such as the neurological-oncological-mechanical systemic (NOMS) framework; and  The assessment should be carried out by a multidisciplinary team (MDT), which may be inclusive of, but not limited to, radiation oncologists, spine surgeons and interventional radiologists, among others.
Orthopaedics | Spine - Thoracolumbar (TL) and sacral surgery | TL and sacral fusion and fixation implant | TL pedicle screw - Shank, tulip | Medtronic | FNS MAS 55750027530 STER CCM 7.5 X 30 | 55750027530 | Standalone | DE0507512 | As per HSA registered indication(s) except for radiolucent implants which should be used as follows:  in patients with primary or metastatic spinal tumours who would benefit from post-operative high dose high precision beam therapy upon appropriate and stringent patient selection;  Patient selection should be done via standardised assessment such as the neurological-oncological-mechanical systemic (NOMS) framework; and  The assessment should be carried out by a multidisciplinary team (MDT), which may be inclusive of, but not limited to, radiation oncologists, spine surgeons and interventional radiologists, among others.
Orthopaedics | Spine - Thoracolumbar (TL) and sacral surgery | TL and sacral fusion and fixation implant | TL pedicle screw - Shank, tulip | Medtronic | FNS MAS 55750027535 STER CCM 7.5 X 35 | 55750027535 | Standalone | DE0507512 | As per HSA registered indication(s) except for radiolucent implants which should be used as follows:  in patients with primary or metastatic spinal tumours who would benefit from post-operative high dose high precision beam therapy upon appropriate and stringent patient selection;  Patient selection should be done via standardised assessment such as the neurological-oncological-mechanical systemic (NOMS) framework; and  The assessment should be carried out by a multidisciplinary team (MDT), which may be inclusive of, but not limited to, radiation oncologists, spine surgeons and interventional radiologists, among others.
Orthopaedics | Spine - Thoracolumbar (TL) and sacral surgery | TL and sacral fusion and fixation implant | TL pedicle screw - Shank, tulip | Medtronic | FNS MAS 55750027540 STER CCM 7.5 X 40 | 55750027540 | Standalone | DE0507512 | As per HSA registered indication(s) except for radiolucent implants which should be used as follows:  in patients with primary or metastatic spinal tumours who would benefit from post-operative high dose high precision beam therapy upon appropriate and stringent patient selection;  Patient selection should be done via standardised assessment such as the neurological-oncological-mechanical systemic (NOMS) framework; and  The assessment should be carried out by a multidisciplinary team (MDT), which may be inclusive of, but not limited to, radiation oncologists, spine surgeons and interventional radiologists, among others.
Orthopaedics | Spine - Thoracolumbar (TL) and sacral surgery | TL and sacral fusion and fixation implant | TL pedicle screw - Shank, tulip | Medtronic | FNS MAS 55750027545 STER CCM 7.5 X 45 | 55750027545 | Standalone | DE0507512 | As per HSA registered indication(s) except for radiolucent implants which should be used as follows:  in patients with primary or metastatic spinal tumours who would benefit from post-operative high dose high precision beam therapy upon appropriate and stringent patient selection;  Patient selection should be done via standardised assessment such as the neurological-oncological-mechanical systemic (NOMS) framework; and  The assessment should be carried out by a multidisciplinary team (MDT), which may be inclusive of, but not limited to, radiation oncologists, spine surgeons and interventional radiologists, among others.
Orthopaedics | Spine - Thoracolumbar (TL) and sacral surgery | TL and sacral fusion and fixation implant | TL pedicle screw - Shank, tulip | Medtronic | FNS MAS 55750027550 STER CCM 7.5 X 50 | 55750027550 | Standalone | DE0507512 | As per HSA registered indication(s) except for radiolucent implants which should be used as follows:  in patients with primary or metastatic spinal tumours who would benefit from post-operative high dose high precision beam therapy upon appropriate and stringent patient selection;  Patient selection should be done via standardised assessment such as the neurological-oncological-mechanical systemic (NOMS) framework; and  The assessment should be carried out by a multidisciplinary team (MDT), which may be inclusive of, but not limited to, radiation oncologists, spine surgeons and interventional radiologists, among others.
Orthopaedics | Spine - Thoracolumbar (TL) and sacral surgery | TL and sacral fusion and fixation implant | TL pedicle screw - Shank, tulip | Medtronic | FNS MAS 55750027555 STER CCM 7.5 X 55 | 55750027555 | Standalone | DE0507512 | As per HSA registered indication(s) except for radiolucent implants which should be used as follows:  in patients with primary or metastatic spinal tumours who would benefit from post-operative high dose high precision beam therapy upon appropriate and stringent patient selection;  Patient selection should be done via standardised assessment such as the neurological-oncological-mechanical systemic (NOMS) framework; and  The assessment should be carried out by a multidisciplinary team (MDT), which may be inclusive of, but not limited to, radiation oncologists, spine surgeons and interventional radiologists, among others.
Orthopaedics | Spine - Thoracolumbar (TL) and sacral surgery | TL and sacral fusion and fixation implant | TL pedicle screw - Shank, tulip | Medtronic | FNS MAS 55750027560 STER CCM 7.5 X 60 | 55750027560 | Standalone | DE0507512 | As per HSA registered indication(s) except for radiolucent implants which should be used as follows:  in patients with primary or metastatic spinal tumours who would benefit from post-operative high dose high precision beam therapy upon appropriate and stringent patient selection;  Patient selection should be done via standardised assessment such as the neurological-oncological-mechanical systemic (NOMS) framework; and  The assessment should be carried out by a multidisciplinary team (MDT), which may be inclusive of, but not limited to, radiation oncologists, spine surgeons and interventional radiologists, among others.
Orthopaedics | Spine - Thoracolumbar (TL) and sacral surgery | TL and sacral fusion and fixation implant | TL pedicle screw - Shank, tulip | Medtronic | FNS MAS 55750027565 STER CCM 7.5 X 65 | 55750027565 | Standalone | DE0507512 | As per HSA registered indication(s) except for radiolucent implants which should be used as follows:  in patients with primary or metastatic spinal tumours who would benefit from post-operative high dose high precision beam therapy upon appropriate and stringent patient selection;  Patient selection should be done via standardised assessment such as the neurological-oncological-mechanical systemic (NOMS) framework; and  The assessment should be carried out by a multidisciplinary team (MDT), which may be inclusive of, but not limited to, radiation oncologists, spine surgeons and interventional radiologists, among others.
Orthopaedics | Spine - Thoracolumbar (TL) and sacral surgery | TL and sacral fusion and fixation implant | TL pedicle screw - Shank, tulip | Medtronic | FNS MAS 55750027570 STER CCM 7.5 X 70 | 55750027570 | Standalone | DE0507512 | As per HSA registered indication(s) except for radiolucent implants which should be used as follows:  in patients with primary or metastatic spinal tumours who would benefit from post-operative high dose high precision beam therapy upon appropriate and stringent patient selection;  Patient selection should be done via standardised assessment such as the neurological-oncological-mechanical systemic (NOMS) framework; and  The assessment should be carried out by a multidisciplinary team (MDT), which may be inclusive of, but not limited to, radiation oncologists, spine surgeons and interventional radiologists, among others.
Orthopaedics | Spine - Thoracolumbar (TL) and sacral surgery | TL and sacral fusion and fixation implant | TL pedicle screw - Shank, tulip | Medtronic | FNS MAS 55750027575 STER CCM 7.5 X 75 | 55750027575 | Standalone | DE0507512 | As per HSA registered indication(s) except for radiolucent implants which should be used as follows:  in patients with primary or metastatic spinal tumours who would benefit from post-operative high dose high precision beam therapy upon appropriate and stringent patient selection;  Patient selection should be done via standardised assessment such as the neurological-oncological-mechanical systemic (NOMS) framework; and  The assessment should be carried out by a multidisciplinary team (MDT), which may be inclusive of, but not limited to, radiation oncologists, spine surgeons and interventional radiologists, among others.
Orthopaedics | Spine - Thoracolumbar (TL) and sacral surgery | TL and sacral fusion and fixation implant | TL pedicle screw - Shank, tulip | Medtronic | FNS MAS 55750027580 STER CCM 7.5 X 80 | 55750027580 | Standalone | DE0507512 | As per HSA registered indication(s) except for radiolucent implants which should be used as follows:  in patients with primary or metastatic spinal tumours who would benefit from post-operative high dose high precision beam therapy upon appropriate and stringent patient selection;  Patient selection should be done via standardised assessment such as the neurological-oncological-mechanical systemic (NOMS) framework; and  The assessment should be carried out by a multidisciplinary team (MDT), which may be inclusive of, but not limited to, radiation oncologists, spine surgeons and interventional radiologists, among others.
Orthopaedics | Spine - Thoracolumbar (TL) and sacral surgery | TL and sacral fusion and fixation implant | TL pedicle screw - Shank, tulip | Medtronic | FNS MAS 55750028530 STER CCM 8.5 X 30 | 55750028530 | Standalone | DE0507512 | As per HSA registered indication(s) except for radiolucent implants which should be used as follows:  in patients with primary or metastatic spinal tumours who would benefit from post-operative high dose high precision beam therapy upon appropriate and stringent patient selection;  Patient selection should be done via standardised assessment such as the neurological-oncological-mechanical systemic (NOMS) framework; and  The assessment should be carried out by a multidisciplinary team (MDT), which may be inclusive of, but not limited to, radiation oncologists, spine surgeons and interventional radiologists, among others.
Orthopaedics | Spine - Thoracolumbar (TL) and sacral surgery | TL and sacral fusion and fixation implant | TL pedicle screw - Shank, tulip | Medtronic | FNS MAS 55750028535 STER CCM 8.5 X 35 | 55750028535 | Standalone | DE0507512 | As per HSA registered indication(s) except for radiolucent implants which should be used as follows:  in patients with primary or metastatic spinal tumours who would benefit from post-operative high dose high precision beam therapy upon appropriate and stringent patient selection;  Patient selection should be done via standardised assessment such as the neurological-oncological-mechanical systemic (NOMS) framework; and  The assessment should be carried out by a multidisciplinary team (MDT), which may be inclusive of, but not limited to, radiation oncologists, spine surgeons and interventional radiologists, among others.
Orthopaedics | Spine - Thoracolumbar (TL) and sacral surgery | TL and sacral fusion and fixation implant | TL pedicle screw - Shank, tulip | Medtronic | FNS MAS 55750028540 STER CCM 8.5 X 40 | 55750028540 | Standalone | DE0507512 | As per HSA registered indication(s) except for radiolucent implants which should be used as follows:  in patients with primary or metastatic spinal tumours who would benefit from post-operative high dose high precision beam therapy upon appropriate and stringent patient selection;  Patient selection should be done via standardised assessment such as the neurological-oncological-mechanical systemic (NOMS) framework; and  The assessment should be carried out by a multidisciplinary team (MDT), which may be inclusive of, but not limited to, radiation oncologists, spine surgeons and interventional radiologists, among others.
Orthopaedics | Spine - Thoracolumbar (TL) and sacral surgery | TL and sacral fusion and fixation implant | TL pedicle screw - Shank, tulip | Medtronic | FNS MAS 55750028545 STER CCM 8.5 X 45 | 55750028545 | Standalone | DE0507512 | As per HSA registered indication(s) except for radiolucent implants which should be used as follows:  in patients with primary or metastatic spinal tumours who would benefit from post-operative high dose high precision beam therapy upon appropriate and stringent patient selection;  Patient selection should be done via standardised assessment such as the neurological-oncological-mechanical systemic (NOMS) framework; and  The assessment should be carried out by a multidisciplinary team (MDT), which may be inclusive of, but not limited to, radiation oncologists, spine surgeons and interventional radiologists, among others.
Orthopaedics | Spine - Thoracolumbar (TL) and sacral surgery | TL and sacral fusion and fixation implant | TL pedicle screw - Shank, tulip | Medtronic | FNS MAS 55750028550 STER CCM 8.5 X 50 | 55750028550 | Standalone | DE0507512 | As per HSA registered indication(s) except for radiolucent implants which should be used as follows:  in patients with primary or metastatic spinal tumours who would benefit from post-operative high dose high precision beam therapy upon appropriate and stringent patient selection;  Patient selection should be done via standardised assessment such as the neurological-oncological-mechanical systemic (NOMS) framework; and  The assessment should be carried out by a multidisciplinary team (MDT), which may be inclusive of, but not limited to, radiation oncologists, spine surgeons and interventional radiologists, among others.
Orthopaedics | Spine - Thoracolumbar (TL) and sacral surgery | TL and sacral fusion and fixation implant | TL pedicle screw - Shank, tulip | Medtronic | FNS MAS 55750028555 STER CCM 8.5 X 55 | 55750028555 | Standalone | DE0507512 | As per HSA registered indication(s) except for radiolucent implants which should be used as follows:  in patients with primary or metastatic spinal tumours who would benefit from post-operative high dose high precision beam therapy upon appropriate and stringent patient selection;  Patient selection should be done via standardised assessment such as the neurological-oncological-mechanical systemic (NOMS) framework; and  The assessment should be carried out by a multidisciplinary team (MDT), which may be inclusive of, but not limited to, radiation oncologists, spine surgeons and interventional radiologists, among others.
Orthopaedics | Spine - Thoracolumbar (TL) and sacral surgery | TL and sacral fusion and fixation implant | TL pedicle screw - Shank, tulip | Medtronic | FNS MAS 55750028560 STER CCM 8.5 X 60 | 55750028560 | Standalone | DE0507512 | As per HSA registered indication(s) except for radiolucent implants which should be used as follows:  in patients with primary or metastatic spinal tumours who would benefit from post-operative high dose high precision beam therapy upon appropriate and stringent patient selection;  Patient selection should be done via standardised assessment such as the neurological-oncological-mechanical systemic (NOMS) framework; and  The assessment should be carried out by a multidisciplinary team (MDT), which may be inclusive of, but not limited to, radiation oncologists, spine surgeons and interventional radiologists, among others.
Orthopaedics | Spine - Thoracolumbar (TL) and sacral surgery | TL and sacral fusion and fixation implant | TL pedicle screw - Shank, tulip | Medtronic | FNS MAS 55750028565 STER CCM 8.5 X 65 | 55750028565 | Standalone | DE0507512 | As per HSA registered indication(s) except for radiolucent implants which should be used as follows:  in patients with primary or metastatic spinal tumours who would benefit from post-operative high dose high precision beam therapy upon appropriate and stringent patient selection;  Patient selection should be done via standardised assessment such as the neurological-oncological-mechanical systemic (NOMS) framework; and  The assessment should be carried out by a multidisciplinary team (MDT), which may be inclusive of, but not limited to, radiation oncologists, spine surgeons and interventional radiologists, among others.
Orthopaedics | Spine - Thoracolumbar (TL) and sacral surgery | TL and sacral fusion and fixation implant | TL pedicle screw - Shank, tulip | Medtronic | FNS MAS 55750028570 STER CCM 8.5 X 70 | 55750028570 | Standalone | DE0507512 | As per HSA registered indication(s) except for radiolucent implants which should be used as follows:  in patients with primary or metastatic spinal tumours who would benefit from post-operative high dose high precision beam therapy upon appropriate and stringent patient selection;  Patient selection should be done via standardised assessment such as the neurological-oncological-mechanical systemic (NOMS) framework; and  The assessment should be carried out by a multidisciplinary team (MDT), which may be inclusive of, but not limited to, radiation oncologists, spine surgeons and interventional radiologists, among others.
Orthopaedics | Spine - Thoracolumbar (TL) and sacral surgery | TL and sacral fusion and fixation implant | TL pedicle screw - Shank, tulip | Medtronic | FNS MAS 55750028575 STER CCM 8.5 X 75 | 55750028575 | Standalone | DE0507512 | As per HSA registered indication(s) except for radiolucent implants which should be used as follows:  in patients with primary or metastatic spinal tumours who would benefit from post-operative high dose high precision beam therapy upon appropriate and stringent patient selection;  Patient selection should be done via standardised assessment such as the neurological-oncological-mechanical systemic (NOMS) framework; and  The assessment should be carried out by a multidisciplinary team (MDT), which may be inclusive of, but not limited to, radiation oncologists, spine surgeons and interventional radiologists, among others.
Orthopaedics | Spine - Thoracolumbar (TL) and sacral surgery | TL and sacral fusion and fixation implant | TL pedicle screw - Shank, tulip | Medtronic | FNS MAS 55750028580 STER CCM 8.5 X 80 | 55750028580 | Standalone | DE0507512 | As per HSA registered indication(s) except for radiolucent implants which should be used as follows:  in patients with primary or metastatic spinal tumours who would benefit from post-operative high dose high precision beam therapy upon appropriate and stringent patient selection;  Patient selection should be done via standardised assessment such as the neurological-oncological-mechanical systemic (NOMS) framework; and  The assessment should be carried out by a multidisciplinary team (MDT), which may be inclusive of, but not limited to, radiation oncologists, spine surgeons and interventional radiologists, among others.
Orthopaedics | Spine - Thoracolumbar (TL) and sacral surgery | TL and sacral fusion and fixation implant | TL pedicle screw - Shank, tulip | Medtronic | FNS MAS 55750029540 STER CCM 9.5 X 40 | 55750029540 | Standalone | DE0507512 | As per HSA registered indication(s) except for radiolucent implants which should be used as follows:  in patients with primary or metastatic spinal tumours who would benefit from post-operative high dose high precision beam therapy upon appropriate and stringent patient selection;  Patient selection should be done via standardised assessment such as the neurological-oncological-mechanical systemic (NOMS) framework; and  The assessment should be carried out by a multidisciplinary team (MDT), which may be inclusive of, but not limited to, radiation oncologists, spine surgeons and interventional radiologists, among others.
Orthopaedics | Spine - Thoracolumbar (TL) and sacral surgery | TL and sacral fusion and fixation implant | TL pedicle screw - Shank, tulip | Medtronic | FNS MAS 55750029545 STER CCM 9.5 X 45 | 55750029545 | Standalone | DE0507512 | As per HSA registered indication(s) except for radiolucent implants which should be used as follows:  in patients with primary or metastatic spinal tumours who would benefit from post-operative high dose high precision beam therapy upon appropriate and stringent patient selection;  Patient selection should be done via standardised assessment such as the neurological-oncological-mechanical systemic (NOMS) framework; and  The assessment should be carried out by a multidisciplinary team (MDT), which may be inclusive of, but not limited to, radiation oncologists, spine surgeons and interventional radiologists, among others.
Orthopaedics | Spine - Thoracolumbar (TL) and sacral surgery | TL and sacral fusion and fixation implant | TL pedicle screw - Shank, tulip | Medtronic | FNS MAS 55750029550 STER CCM 9.5 X 50 | 55750029550 | Standalone | DE0507512 | As per HSA registered indication(s) except for radiolucent implants which should be used as follows:  in patients with primary or metastatic spinal tumours who would benefit from post-operative high dose high precision beam therapy upon appropriate and stringent patient selection;  Patient selection should be done via standardised assessment such as the neurological-oncological-mechanical systemic (NOMS) framework; and  The assessment should be carried out by a multidisciplinary team (MDT), which may be inclusive of, but not limited to, radiation oncologists, spine surgeons and interventional radiologists, among others.
Orthopaedics | Spine - Thoracolumbar (TL) and sacral surgery | TL and sacral fusion and fixation implant | TL pedicle screw - Shank, tulip | Medtronic | FNS MAS 55750029555 STER CCM 9.5 X 55 | 55750029555 | Standalone | DE0507512 | As per HSA registered indication(s) except for radiolucent implants which should be used as follows:  in patients with primary or metastatic spinal tumours who would benefit from post-operative high dose high precision beam therapy upon appropriate and stringent patient selection;  Patient selection should be done via standardised assessment such as the neurological-oncological-mechanical systemic (NOMS) framework; and  The assessment should be carried out by a multidisciplinary team (MDT), which may be inclusive of, but not limited to, radiation oncologists, spine surgeons and interventional radiologists, among others.
Orthopaedics | Spine - Thoracolumbar (TL) and sacral surgery | TL and sacral fusion and fixation implant | TL pedicle screw - Shank, tulip | Medtronic | FNS MAS 55750029560 STER CCM 9.5 X 60 | 55750029560 | Standalone | DE0507512 | As per HSA registered indication(s) except for radiolucent implants which should be used as follows:  in patients with primary or metastatic spinal tumours who would benefit from post-operative high dose high precision beam therapy upon appropriate and stringent patient selection;  Patient selection should be done via standardised assessment such as the neurological-oncological-mechanical systemic (NOMS) framework; and  The assessment should be carried out by a multidisciplinary team (MDT), which may be inclusive of, but not limited to, radiation oncologists, spine surgeons and interventional radiologists, among others.
Orthopaedics | Spine - Thoracolumbar (TL) and sacral surgery | TL and sacral fusion and fixation implant | TL pedicle screw - Shank, tulip | Medtronic | FNS MAS 55750029565 STER CCM 9.5 X 65 | 55750029565 | Standalone | DE0507512 | As per HSA registered indication(s) except for radiolucent implants which should be used as follows:  in patients with primary or metastatic spinal tumours who would benefit from post-operative high dose high precision beam therapy upon appropriate and stringent patient selection;  Patient selection should be done via standardised assessment such as the neurological-oncological-mechanical systemic (NOMS) framework; and  The assessment should be carried out by a multidisciplinary team (MDT), which may be inclusive of, but not limited to, radiation oncologists, spine surgeons and interventional radiologists, among others.
Orthopaedics | Spine - Thoracolumbar (TL) and sacral surgery | TL and sacral fusion and fixation implant | TL pedicle screw - Shank, tulip | Medtronic | FNS MAS 55750029570 STER CCM 9.5 X 70 | 55750029570 | Standalone | DE0507512 | As per HSA registered indication(s) except for radiolucent implants which should be used as follows:  in patients with primary or metastatic spinal tumours who would benefit from post-operative high dose high precision beam therapy upon appropriate and stringent patient selection;  Patient selection should be done via standardised assessment such as the neurological-oncological-mechanical systemic (NOMS) framework; and  The assessment should be carried out by a multidisciplinary team (MDT), which may be inclusive of, but not limited to, radiation oncologists, spine surgeons and interventional radiologists, among others.
Orthopaedics | Spine - Thoracolumbar (TL) and sacral surgery | TL and sacral fusion and fixation implant | TL pedicle screw - Shank, tulip | Medtronic | FNS MAS 55750029575 STER CCM 9.5 X 75 | 55750029575 | Standalone | DE0507512 | As per HSA registered indication(s) except for radiolucent implants which should be used as follows:  in patients with primary or metastatic spinal tumours who would benefit from post-operative high dose high precision beam therapy upon appropriate and stringent patient selection;  Patient selection should be done via standardised assessment such as the neurological-oncological-mechanical systemic (NOMS) framework; and  The assessment should be carried out by a multidisciplinary team (MDT), which may be inclusive of, but not limited to, radiation oncologists, spine surgeons and interventional radiologists, among others.
Orthopaedics | Spine - Thoracolumbar (TL) and sacral surgery | TL and sacral fusion and fixation implant | TL pedicle screw - Shank, tulip | Medtronic | FNS MAS 55750029580 STER CCM 9.5 X 80 | 55750029580 | Standalone | DE0507512 | As per HSA registered indication(s) except for radiolucent implants which should be used as follows:  in patients with primary or metastatic spinal tumours who would benefit from post-operative high dose high precision beam therapy upon appropriate and stringent patient selection;  Patient selection should be done via standardised assessment such as the neurological-oncological-mechanical systemic (NOMS) framework; and  The assessment should be carried out by a multidisciplinary team (MDT), which may be inclusive of, but not limited to, radiation oncologists, spine surgeons and interventional radiologists, among others.
Orthopaedics | Spine - Thoracolumbar (TL) and sacral surgery | TL and sacral fusion and fixation implant | TL pedicle screw - Shank, tulip | Medtronic | FNS MAS 55850021540 CCM 10.5 X 40 | 55850021540 | Standalone | DE0507512 | As per HSA registered indication(s) except for radiolucent implants which should be used as follows:  in patients with primary or metastatic spinal tumours who would benefit from post-operative high dose high precision beam therapy upon appropriate and stringent patient selection;  Patient selection should be done via standardised assessment such as the neurological-oncological-mechanical systemic (NOMS) framework; and  The assessment should be carried out by a multidisciplinary team (MDT), which may be inclusive of, but not limited to, radiation oncologists, spine surgeons and interventional radiologists, among others.
Orthopaedics | Spine - Thoracolumbar (TL) and sacral surgery | TL and sacral fusion and fixation implant | TL pedicle screw - Shank, tulip | Medtronic | FNS MAS 55850021545 CCM 10.5 X 45 | 55850021545 | Standalone | DE0507512 | As per HSA registered indication(s) except for radiolucent implants which should be used as follows:  in patients with primary or metastatic spinal tumours who would benefit from post-operative high dose high precision beam therapy upon appropriate and stringent patient selection;  Patient selection should be done via standardised assessment such as the neurological-oncological-mechanical systemic (NOMS) framework; and  The assessment should be carried out by a multidisciplinary team (MDT), which may be inclusive of, but not limited to, radiation oncologists, spine surgeons and interventional radiologists, among others.
Orthopaedics | Spine - Thoracolumbar (TL) and sacral surgery | TL and sacral fusion and fixation implant | TL pedicle screw - Shank, tulip | Medtronic | FNS MAS 55850021550 CCM 10.5 X 50 | 55850021550 | Standalone | DE0507512 | As per HSA registered indication(s) except for radiolucent implants which should be used as follows:  in patients with primary or metastatic spinal tumours who would benefit from post-operative high dose high precision beam therapy upon appropriate and stringent patient selection;  Patient selection should be done via standardised assessment such as the neurological-oncological-mechanical systemic (NOMS) framework; and  The assessment should be carried out by a multidisciplinary team (MDT), which may be inclusive of, but not limited to, radiation oncologists, spine surgeons and interventional radiologists, among others.
Orthopaedics | Spine - Thoracolumbar (TL) and sacral surgery | TL and sacral fusion and fixation implant | TL pedicle screw - Shank, tulip | Medtronic | FNS MAS 55850021555 CCM 10.5 X 55 | 55850021555 | Standalone | DE0507512 | As per HSA registered indication(s) except for radiolucent implants which should be used as follows:  in patients with primary or metastatic spinal tumours who would benefit from post-operative high dose high precision beam therapy upon appropriate and stringent patient selection;  Patient selection should be done via standardised assessment such as the neurological-oncological-mechanical systemic (NOMS) framework; and  The assessment should be carried out by a multidisciplinary team (MDT), which may be inclusive of, but not limited to, radiation oncologists, spine surgeons and interventional radiologists, among others.
Orthopaedics | Spine - Thoracolumbar (TL) and sacral surgery | TL and sacral fusion and fixation implant | TL pedicle screw - Shank, tulip | Medtronic | FNS MAS 55850021560 CCM 10.5 X 60 | 55850021560 | Standalone | DE0507512 | As per HSA registered indication(s) except for radiolucent implants which should be used as follows:  in patients with primary or metastatic spinal tumours who would benefit from post-operative high dose high precision beam therapy upon appropriate and stringent patient selection;  Patient selection should be done via standardised assessment such as the neurological-oncological-mechanical systemic (NOMS) framework; and  The assessment should be carried out by a multidisciplinary team (MDT), which may be inclusive of, but not limited to, radiation oncologists, spine surgeons and interventional radiologists, among others.
Orthopaedics | Spine - Thoracolumbar (TL) and sacral surgery | TL and sacral fusion and fixation implant | TL pedicle screw - Shank, tulip | Medtronic | FNS MAS 55850021565 CCM 10.5 X 65 | 55850021565 | Standalone | DE0507512 | As per HSA registered indication(s) except for radiolucent implants which should be used as follows:  in patients with primary or metastatic spinal tumours who would benefit from post-operative high dose high precision beam therapy upon appropriate and stringent patient selection;  Patient selection should be done via standardised assessment such as the neurological-oncological-mechanical systemic (NOMS) framework; and  The assessment should be carried out by a multidisciplinary team (MDT), which may be inclusive of, but not limited to, radiation oncologists, spine surgeons and interventional radiologists, among others.
Orthopaedics | Spine - Thoracolumbar (TL) and sacral surgery | TL and sacral fusion and fixation implant | TL pedicle screw - Shank, tulip | Medtronic | FNS MAS 55850021570 CCM 10.5 X 70 | 55850021570 | Standalone | DE0507512 | As per HSA registered indication(s) except for radiolucent implants which should be used as follows:  in patients with primary or metastatic spinal tumours who would benefit from post-operative high dose high precision beam therapy upon appropriate and stringent patient selection;  Patient selection should be done via standardised assessment such as the neurological-oncological-mechanical systemic (NOMS) framework; and  The assessment should be carried out by a multidisciplinary team (MDT), which may be inclusive of, but not limited to, radiation oncologists, spine surgeons and interventional radiologists, among others.
Orthopaedics | Spine - Thoracolumbar (TL) and sacral surgery | TL and sacral fusion and fixation implant | TL pedicle screw - Shank, tulip | Medtronic | FNS MAS 55850021575 CCM 10.5 X 75 | 55850021575 | Standalone | DE0507512 | As per HSA registered indication(s) except for radiolucent implants which should be used as follows:  in patients with primary or metastatic spinal tumours who would benefit from post-operative high dose high precision beam therapy upon appropriate and stringent patient selection;  Patient selection should be done via standardised assessment such as the neurological-oncological-mechanical systemic (NOMS) framework; and  The assessment should be carried out by a multidisciplinary team (MDT), which may be inclusive of, but not limited to, radiation oncologists, spine surgeons and interventional radiologists, among others.
Orthopaedics | Spine - Thoracolumbar (TL) and sacral surgery | TL and sacral fusion and fixation implant | TL pedicle screw - Shank, tulip | Medtronic | FNS MAS 55850021580 CCM 10.5 X 80 | 55850021580 | Standalone | DE0507512 | As per HSA registered indication(s) except for radiolucent implants which should be used as follows:  in patients with primary or metastatic spinal tumours who would benefit from post-operative high dose high precision beam therapy upon appropriate and stringent patient selection;  Patient selection should be done via standardised assessment such as the neurological-oncological-mechanical systemic (NOMS) framework; and  The assessment should be carried out by a multidisciplinary team (MDT), which may be inclusive of, but not limited to, radiation oncologists, spine surgeons and interventional radiologists, among others.
Orthopaedics | Spine - Thoracolumbar (TL) and sacral surgery | TL and sacral fusion and fixation implant | TL pedicle screw - Shank, tulip | Medtronic | FNS MAS 55850024530 CCM 4.5 X 30 | 55850024530 | Standalone | DE0507512 | As per HSA registered indication(s) except for radiolucent implants which should be used as follows:  in patients with primary or metastatic spinal tumours who would benefit from post-operative high dose high precision beam therapy upon appropriate and stringent patient selection;  Patient selection should be done via standardised assessment such as the neurological-oncological-mechanical systemic (NOMS) framework; and  The assessment should be carried out by a multidisciplinary team (MDT), which may be inclusive of, but not limited to, radiation oncologists, spine surgeons and interventional radiologists, among others.
Orthopaedics | Spine - Thoracolumbar (TL) and sacral surgery | TL and sacral fusion and fixation implant | TL pedicle screw - Shank, tulip | Medtronic | FNS MAS 55850024535 CCM 4.5 X 35 | 55850024535 | Standalone | DE0507512 | As per HSA registered indication(s) except for radiolucent implants which should be used as follows:  in patients with primary or metastatic spinal tumours who would benefit from post-operative high dose high precision beam therapy upon appropriate and stringent patient selection;  Patient selection should be done via standardised assessment such as the neurological-oncological-mechanical systemic (NOMS) framework; and  The assessment should be carried out by a multidisciplinary team (MDT), which may be inclusive of, but not limited to, radiation oncologists, spine surgeons and interventional radiologists, among others.
Orthopaedics | Spine - Thoracolumbar (TL) and sacral surgery | TL and sacral fusion and fixation implant | TL pedicle screw - Shank, tulip | Medtronic | FNS MAS 55850024540 CCM 4.5 X 40 | 55850024540 | Standalone | DE0507512 | As per HSA registered indication(s) except for radiolucent implants which should be used as follows:  in patients with primary or metastatic spinal tumours who would benefit from post-operative high dose high precision beam therapy upon appropriate and stringent patient selection;  Patient selection should be done via standardised assessment such as the neurological-oncological-mechanical systemic (NOMS) framework; and  The assessment should be carried out by a multidisciplinary team (MDT), which may be inclusive of, but not limited to, radiation oncologists, spine surgeons and interventional radiologists, among others.
Orthopaedics | Spine - Thoracolumbar (TL) and sacral surgery | TL and sacral fusion and fixation implant | TL pedicle screw - Shank, tulip | Medtronic | FNS MAS 55850024545 CCM 4.5 X 45 | 55850024545 | Standalone | DE0507512 | As per HSA registered indication(s) except for radiolucent implants which should be used as follows:  in patients with primary or metastatic spinal tumours who would benefit from post-operative high dose high precision beam therapy upon appropriate and stringent patient selection;  Patient selection should be done via standardised assessment such as the neurological-oncological-mechanical systemic (NOMS) framework; and  The assessment should be carried out by a multidisciplinary team (MDT), which may be inclusive of, but not limited to, radiation oncologists, spine surgeons and interventional radiologists, among others.
Orthopaedics | Spine - Thoracolumbar (TL) and sacral surgery | TL and sacral fusion and fixation implant | TL pedicle screw - Shank, tulip | Medtronic | FNS MAS 55850024550 CCM 4.5 X 50 | 55850024550 | Standalone | DE0507512 | As per HSA registered indication(s) except for radiolucent implants which should be used as follows:  in patients with primary or metastatic spinal tumours who would benefit from post-operative high dose high precision beam therapy upon appropriate and stringent patient selection;  Patient selection should be done via standardised assessment such as the neurological-oncological-mechanical systemic (NOMS) framework; and  The assessment should be carried out by a multidisciplinary team (MDT), which may be inclusive of, but not limited to, radiation oncologists, spine surgeons and interventional radiologists, among others.
Orthopaedics | Spine - Thoracolumbar (TL) and sacral surgery | TL and sacral fusion and fixation implant | TL pedicle screw - Shank, tulip | Medtronic | FNS MAS 55850024555 CCM 4.5 X 55 | 55850024555 | Standalone | DE0507512 | As per HSA registered indication(s) except for radiolucent implants which should be used as follows:  in patients with primary or metastatic spinal tumours who would benefit from post-operative high dose high precision beam therapy upon appropriate and stringent patient selection;  Patient selection should be done via standardised assessment such as the neurological-oncological-mechanical systemic (NOMS) framework; and  The assessment should be carried out by a multidisciplinary team (MDT), which may be inclusive of, but not limited to, radiation oncologists, spine surgeons and interventional radiologists, among others.
Orthopaedics | Spine - Thoracolumbar (TL) and sacral surgery | TL and sacral fusion and fixation implant | TL pedicle screw - Shank, tulip | Medtronic | FNS MAS 55850024560 CCM 4.5 X 60 | 55850024560 | Standalone | DE0507512 | As per HSA registered indication(s) except for radiolucent implants which should be used as follows:  in patients with primary or metastatic spinal tumours who would benefit from post-operative high dose high precision beam therapy upon appropriate and stringent patient selection;  Patient selection should be done via standardised assessment such as the neurological-oncological-mechanical systemic (NOMS) framework; and  The assessment should be carried out by a multidisciplinary team (MDT), which may be inclusive of, but not limited to, radiation oncologists, spine surgeons and interventional radiologists, among others.
Orthopaedics | Spine - Thoracolumbar (TL) and sacral surgery | TL and sacral fusion and fixation implant | TL pedicle screw - Shank, tulip | Medtronic | FNS MAS 55850024565 CCM 4.5 X 65 | 55850024565 | Standalone | DE0507512 | As per HSA registered indication(s) except for radiolucent implants which should be used as follows:  in patients with primary or metastatic spinal tumours who would benefit from post-operative high dose high precision beam therapy upon appropriate and stringent patient selection;  Patient selection should be done via standardised assessment such as the neurological-oncological-mechanical systemic (NOMS) framework; and  The assessment should be carried out by a multidisciplinary team (MDT), which may be inclusive of, but not limited to, radiation oncologists, spine surgeons and interventional radiologists, among others.
Orthopaedics | Spine - Thoracolumbar (TL) and sacral surgery | TL and sacral fusion and fixation implant | TL pedicle screw - Shank, tulip | Medtronic | FNS MAS 55850024570 CCM 4.5 X 70 | 55850024570 | Standalone | DE0507512 | As per HSA registered indication(s) except for radiolucent implants which should be used as follows:  in patients with primary or metastatic spinal tumours who would benefit from post-operative high dose high precision beam therapy upon appropriate and stringent patient selection;  Patient selection should be done via standardised assessment such as the neurological-oncological-mechanical systemic (NOMS) framework; and  The assessment should be carried out by a multidisciplinary team (MDT), which may be inclusive of, but not limited to, radiation oncologists, spine surgeons and interventional radiologists, among others.
Orthopaedics | Spine - Thoracolumbar (TL) and sacral surgery | TL and sacral fusion and fixation implant | TL pedicle screw - Shank, tulip | Medtronic | FNS MAS 55850024575 CCM 4.5 X 75 | 55850024575 | Standalone | DE0507512 | As per HSA registered indication(s) except for radiolucent implants which should be used as follows:  in patients with primary or metastatic spinal tumours who would benefit from post-operative high dose high precision beam therapy upon appropriate and stringent patient selection;  Patient selection should be done via standardised assessment such as the neurological-oncological-mechanical systemic (NOMS) framework; and  The assessment should be carried out by a multidisciplinary team (MDT), which may be inclusive of, but not limited to, radiation oncologists, spine surgeons and interventional radiologists, among others.
Orthopaedics | Spine - Thoracolumbar (TL) and sacral surgery | TL and sacral fusion and fixation implant | TL pedicle screw - Shank, tulip | Medtronic | FNS MAS 55850024580 CCM 4.5 X 80 | 55850024580 | Standalone | DE0507512 | As per HSA registered indication(s) except for radiolucent implants which should be used as follows:  in patients with primary or metastatic spinal tumours who would benefit from post-operative high dose high precision beam therapy upon appropriate and stringent patient selection;  Patient selection should be done via standardised assessment such as the neurological-oncological-mechanical systemic (NOMS) framework; and  The assessment should be carried out by a multidisciplinary team (MDT), which may be inclusive of, but not limited to, radiation oncologists, spine surgeons and interventional radiologists, among others.
Orthopaedics | Spine - Thoracolumbar (TL) and sacral surgery | TL and sacral fusion and fixation implant | TL pedicle screw - Shank, tulip | Medtronic | FNS MAS 55850025530 CCM 5.5 X 30 | 55850025530 | Standalone | DE0507512 | As per HSA registered indication(s) except for radiolucent implants which should be used as follows:  in patients with primary or metastatic spinal tumours who would benefit from post-operative high dose high precision beam therapy upon appropriate and stringent patient selection;  Patient selection should be done via standardised assessment such as the neurological-oncological-mechanical systemic (NOMS) framework; and  The assessment should be carried out by a multidisciplinary team (MDT), which may be inclusive of, but not limited to, radiation oncologists, spine surgeons and interventional radiologists, among others.
Orthopaedics | Spine - Thoracolumbar (TL) and sacral surgery | TL and sacral fusion and fixation implant | TL pedicle screw - Shank, tulip | Medtronic | FNS MAS 55850025535 CCM 5.5 X 35 | 55850025535 | Standalone | DE0507512 | As per HSA registered indication(s) except for radiolucent implants which should be used as follows:  in patients with primary or metastatic spinal tumours who would benefit from post-operative high dose high precision beam therapy upon appropriate and stringent patient selection;  Patient selection should be done via standardised assessment such as the neurological-oncological-mechanical systemic (NOMS) framework; and  The assessment should be carried out by a multidisciplinary team (MDT), which may be inclusive of, but not limited to, radiation oncologists, spine surgeons and interventional radiologists, among others.
Orthopaedics | Spine - Thoracolumbar (TL) and sacral surgery | TL and sacral fusion and fixation implant | TL pedicle screw - Shank, tulip | Medtronic | FNS MAS 55850025540 CCM 5.5 X 40 | 55850025540 | Standalone | DE0507512 | As per HSA registered indication(s) except for radiolucent implants which should be used as follows:  in patients with primary or metastatic spinal tumours who would benefit from post-operative high dose high precision beam therapy upon appropriate and stringent patient selection;  Patient selection should be done via standardised assessment such as the neurological-oncological-mechanical systemic (NOMS) framework; and  The assessment should be carried out by a multidisciplinary team (MDT), which may be inclusive of, but not limited to, radiation oncologists, spine surgeons and interventional radiologists, among others.
Orthopaedics | Spine - Thoracolumbar (TL) and sacral surgery | TL and sacral fusion and fixation implant | TL pedicle screw - Shank, tulip | Medtronic | FNS MAS 55850025545 CCM 5.5 X 45 | 55850025545 | Standalone | DE0507512 | As per HSA registered indication(s) except for radiolucent implants which should be used as follows:  in patients with primary or metastatic spinal tumours who would benefit from post-operative high dose high precision beam therapy upon appropriate and stringent patient selection;  Patient selection should be done via standardised assessment such as the neurological-oncological-mechanical systemic (NOMS) framework; and  The assessment should be carried out by a multidisciplinary team (MDT), which may be inclusive of, but not limited to, radiation oncologists, spine surgeons and interventional radiologists, among others.
Orthopaedics | Spine - Thoracolumbar (TL) and sacral surgery | TL and sacral fusion and fixation implant | TL pedicle screw - Shank, tulip | Medtronic | FNS MAS 55850025550 CCM 5.5 X 50 | 55850025550 | Standalone | DE0507512 | As per HSA registered indication(s) except for radiolucent implants which should be used as follows:  in patients with primary or metastatic spinal tumours who would benefit from post-operative high dose high precision beam therapy upon appropriate and stringent patient selection;  Patient selection should be done via standardised assessment such as the neurological-oncological-mechanical systemic (NOMS) framework; and  The assessment should be carried out by a multidisciplinary team (MDT), which may be inclusive of, but not limited to, radiation oncologists, spine surgeons and interventional radiologists, among others.
Orthopaedics | Spine - Thoracolumbar (TL) and sacral surgery | TL and sacral fusion and fixation implant | TL pedicle screw - Shank, tulip | Medtronic | FNS MAS 55850025555 CCM 5.5 X 55 | 55850025555 | Standalone | DE0507512 | As per HSA registered indication(s) except for radiolucent implants which should be used as follows:  in patients with primary or metastatic spinal tumours who would benefit from post-operative high dose high precision beam therapy upon appropriate and stringent patient selection;  Patient selection should be done via standardised assessment such as the neurological-oncological-mechanical systemic (NOMS) framework; and  The assessment should be carried out by a multidisciplinary team (MDT), which may be inclusive of, but not limited to, radiation oncologists, spine surgeons and interventional radiologists, among others.
Orthopaedics | Spine - Thoracolumbar (TL) and sacral surgery | TL and sacral fusion and fixation implant | TL pedicle screw - Shank, tulip | Medtronic | FNS MAS 55850025560 CCM 5.5 X 60 | 55850025560 | Standalone | DE0507512 | As per HSA registered indication(s) except for radiolucent implants which should be used as follows:  in patients with primary or metastatic spinal tumours who would benefit from post-operative high dose high precision beam therapy upon appropriate and stringent patient selection;  Patient selection should be done via standardised assessment such as the neurological-oncological-mechanical systemic (NOMS) framework; and  The assessment should be carried out by a multidisciplinary team (MDT), which may be inclusive of, but not limited to, radiation oncologists, spine surgeons and interventional radiologists, among others.
Orthopaedics | Spine - Thoracolumbar (TL) and sacral surgery | TL and sacral fusion and fixation implant | TL pedicle screw - Shank, tulip | Medtronic | FNS MAS 55850025565 CCM 5.5 X 65 | 55850025565 | Standalone | DE0507512 | As per HSA registered indication(s) except for radiolucent implants which should be used as follows:  in patients with primary or metastatic spinal tumours who would benefit from post-operative high dose high precision beam therapy upon appropriate and stringent patient selection;  Patient selection should be done via standardised assessment such as the neurological-oncological-mechanical systemic (NOMS) framework; and  The assessment should be carried out by a multidisciplinary team (MDT), which may be inclusive of, but not limited to, radiation oncologists, spine surgeons and interventional radiologists, among others.
Orthopaedics | Spine - Thoracolumbar (TL) and sacral surgery | TL and sacral fusion and fixation implant | TL pedicle screw - Shank, tulip | Medtronic | FNS MAS 55850025570 CCM 5.5 X 70 | 55850025570 | Standalone | DE0507512 | As per HSA registered indication(s) except for radiolucent implants which should be used as follows:  in patients with primary or metastatic spinal tumours who would benefit from post-operative high dose high precision beam therapy upon appropriate and stringent patient selection;  Patient selection should be done via standardised assessment such as the neurological-oncological-mechanical systemic (NOMS) framework; and  The assessment should be carried out by a multidisciplinary team (MDT), which may be inclusive of, but not limited to, radiation oncologists, spine surgeons and interventional radiologists, among others.
Orthopaedics | Spine - Thoracolumbar (TL) and sacral surgery | TL and sacral fusion and fixation implant | TL pedicle screw - Shank, tulip | Medtronic | FNS MAS 55850025575 CCM 5.5 X 75 | 55850025575 | Standalone | DE0507512 | As per HSA registered indication(s) except for radiolucent implants which should be used as follows:  in patients with primary or metastatic spinal tumours who would benefit from post-operative high dose high precision beam therapy upon appropriate and stringent patient selection;  Patient selection should be done via standardised assessment such as the neurological-oncological-mechanical systemic (NOMS) framework; and  The assessment should be carried out by a multidisciplinary team (MDT), which may be inclusive of, but not limited to, radiation oncologists, spine surgeons and interventional radiologists, among others.
Orthopaedics | Spine - Thoracolumbar (TL) and sacral surgery | TL and sacral fusion and fixation implant | TL pedicle screw - Shank, tulip | Medtronic | FNS MAS 55850025580 CCM 5.5 X 80 | 55850025580 | Standalone | DE0507512 | As per HSA registered indication(s) except for radiolucent implants which should be used as follows:  in patients with primary or metastatic spinal tumours who would benefit from post-operative high dose high precision beam therapy upon appropriate and stringent patient selection;  Patient selection should be done via standardised assessment such as the neurological-oncological-mechanical systemic (NOMS) framework; and  The assessment should be carried out by a multidisciplinary team (MDT), which may be inclusive of, but not limited to, radiation oncologists, spine surgeons and interventional radiologists, among others.
Orthopaedics | Spine - Thoracolumbar (TL) and sacral surgery | TL and sacral fusion and fixation implant | TL pedicle screw - Shank, tulip | Medtronic | FNS MAS 55850026530 CCM 6.5 X 30 | 55850026530 | Standalone | DE0507512 | As per HSA registered indication(s) except for radiolucent implants which should be used as follows:  in patients with primary or metastatic spinal tumours who would benefit from post-operative high dose high precision beam therapy upon appropriate and stringent patient selection;  Patient selection should be done via standardised assessment such as the neurological-oncological-mechanical systemic (NOMS) framework; and  The assessment should be carried out by a multidisciplinary team (MDT), which may be inclusive of, but not limited to, radiation oncologists, spine surgeons and interventional radiologists, among others.
Orthopaedics | Spine - Thoracolumbar (TL) and sacral surgery | TL and sacral fusion and fixation implant | TL pedicle screw - Shank, tulip | Medtronic | FNS MAS 55850026535 CCM 6.5 X 35 | 55850026535 | Standalone | DE0507512 | As per HSA registered indication(s) except for radiolucent implants which should be used as follows:  in patients with primary or metastatic spinal tumours who would benefit from post-operative high dose high precision beam therapy upon appropriate and stringent patient selection;  Patient selection should be done via standardised assessment such as the neurological-oncological-mechanical systemic (NOMS) framework; and  The assessment should be carried out by a multidisciplinary team (MDT), which may be inclusive of, but not limited to, radiation oncologists, spine surgeons and interventional radiologists, among others.
Orthopaedics | Spine - Thoracolumbar (TL) and sacral surgery | TL and sacral fusion and fixation implant | TL pedicle screw - Shank, tulip | Medtronic | FNS MAS 55850026540 CCM 6.5 X 40 | 55850026540 | Standalone | DE0507512 | As per HSA registered indication(s) except for radiolucent implants which should be used as follows:  in patients with primary or metastatic spinal tumours who would benefit from post-operative high dose high precision beam therapy upon appropriate and stringent patient selection;  Patient selection should be done via standardised assessment such as the neurological-oncological-mechanical systemic (NOMS) framework; and  The assessment should be carried out by a multidisciplinary team (MDT), which may be inclusive of, but not limited to, radiation oncologists, spine surgeons and interventional radiologists, among others.
Orthopaedics | Spine - Thoracolumbar (TL) and sacral surgery | TL and sacral fusion and fixation implant | TL pedicle screw - Shank, tulip | Medtronic | FNS MAS 55850026545 CCM 6.5 X 45 | 55850026545 | Standalone | DE0507512 | As per HSA registered indication(s) except for radiolucent implants which should be used as follows:  in patients with primary or metastatic spinal tumours who would benefit from post-operative high dose high precision beam therapy upon appropriate and stringent patient selection;  Patient selection should be done via standardised assessment such as the neurological-oncological-mechanical systemic (NOMS) framework; and  The assessment should be carried out by a multidisciplinary team (MDT), which may be inclusive of, but not limited to, radiation oncologists, spine surgeons and interventional radiologists, among others.
Orthopaedics | Spine - Thoracolumbar (TL) and sacral surgery | TL and sacral fusion and fixation implant | TL pedicle screw - Shank, tulip | Medtronic | FNS MAS 55850026550 CCM 6.5 X 50 | 55850026550 | Standalone | DE0507512 | As per HSA registered indication(s) except for radiolucent implants which should be used as follows:  in patients with primary or metastatic spinal tumours who would benefit from post-operative high dose high precision beam therapy upon appropriate and stringent patient selection;  Patient selection should be done via standardised assessment such as the neurological-oncological-mechanical systemic (NOMS) framework; and  The assessment should be carried out by a multidisciplinary team (MDT), which may be inclusive of, but not limited to, radiation oncologists, spine surgeons and interventional radiologists, among others.
Orthopaedics | Spine - Thoracolumbar (TL) and sacral surgery | TL and sacral fusion and fixation implant | TL pedicle screw - Shank, tulip | Medtronic | FNS MAS 55850026555 CCM 6.5 X 55 | 55850026555 | Standalone | DE0507512 | As per HSA registered indication(s) except for radiolucent implants which should be used as follows:  in patients with primary or metastatic spinal tumours who would benefit from post-operative high dose high precision beam therapy upon appropriate and stringent patient selection;  Patient selection should be done via standardised assessment such as the neurological-oncological-mechanical systemic (NOMS) framework; and  The assessment should be carried out by a multidisciplinary team (MDT), which may be inclusive of, but not limited to, radiation oncologists, spine surgeons and interventional radiologists, among others.
Orthopaedics | Spine - Thoracolumbar (TL) and sacral surgery | TL and sacral fusion and fixation implant | TL pedicle screw - Shank, tulip | Medtronic | FNS MAS 55850026560 CCM 6.5 X 60 | 55850026560 | Standalone | DE0507512 | As per HSA registered indication(s) except for radiolucent implants which should be used as follows:  in patients with primary or metastatic spinal tumours who would benefit from post-operative high dose high precision beam therapy upon appropriate and stringent patient selection;  Patient selection should be done via standardised assessment such as the neurological-oncological-mechanical systemic (NOMS) framework; and  The assessment should be carried out by a multidisciplinary team (MDT), which may be inclusive of, but not limited to, radiation oncologists, spine surgeons and interventional radiologists, among others.
Orthopaedics | Spine - Thoracolumbar (TL) and sacral surgery | TL and sacral fusion and fixation implant | TL pedicle screw - Shank, tulip | Medtronic | FNS MAS 55850026565 CCM 6.5 X 65 | 55850026565 | Standalone | DE0507512 | As per HSA registered indication(s) except for radiolucent implants which should be used as follows:  in patients with primary or metastatic spinal tumours who would benefit from post-operative high dose high precision beam therapy upon appropriate and stringent patient selection;  Patient selection should be done via standardised assessment such as the neurological-oncological-mechanical systemic (NOMS) framework; and  The assessment should be carried out by a multidisciplinary team (MDT), which may be inclusive of, but not limited to, radiation oncologists, spine surgeons and interventional radiologists, among others.
Orthopaedics | Spine - Thoracolumbar (TL) and sacral surgery | TL and sacral fusion and fixation implant | TL pedicle screw - Shank, tulip | Medtronic | FNS MAS 55850026570 CCM 6.5 X 70 | 55850026570 | Standalone | DE0507512 | As per HSA registered indication(s) except for radiolucent implants which should be used as follows:  in patients with primary or metastatic spinal tumours who would benefit from post-operative high dose high precision beam therapy upon appropriate and stringent patient selection;  Patient selection should be done via standardised assessment such as the neurological-oncological-mechanical systemic (NOMS) framework; and  The assessment should be carried out by a multidisciplinary team (MDT), which may be inclusive of, but not limited to, radiation oncologists, spine surgeons and interventional radiologists, among others.
Orthopaedics | Spine - Thoracolumbar (TL) and sacral surgery | TL and sacral fusion and fixation implant | TL pedicle screw - Shank, tulip | Medtronic | FNS MAS 55850026575 CCM 6.5 X 75 | 55850026575 | Standalone | DE0507512 | As per HSA registered indication(s) except for radiolucent implants which should be used as follows:  in patients with primary or metastatic spinal tumours who would benefit from post-operative high dose high precision beam therapy upon appropriate and stringent patient selection;  Patient selection should be done via standardised assessment such as the neurological-oncological-mechanical systemic (NOMS) framework; and  The assessment should be carried out by a multidisciplinary team (MDT), which may be inclusive of, but not limited to, radiation oncologists, spine surgeons and interventional radiologists, among others.
Orthopaedics | Spine - Thoracolumbar (TL) and sacral surgery | TL and sacral fusion and fixation implant | TL pedicle screw - Shank, tulip | Medtronic | FNS MAS 55850026580 CCM 6.5 X 80 | 55850026580 | Standalone | DE0507512 | As per HSA registered indication(s) except for radiolucent implants which should be used as follows:  in patients with primary or metastatic spinal tumours who would benefit from post-operative high dose high precision beam therapy upon appropriate and stringent patient selection;  Patient selection should be done via standardised assessment such as the neurological-oncological-mechanical systemic (NOMS) framework; and  The assessment should be carried out by a multidisciplinary team (MDT), which may be inclusive of, but not limited to, radiation oncologists, spine surgeons and interventional radiologists, among others.
Orthopaedics | Spine - Thoracolumbar (TL) and sacral surgery | TL and sacral fusion and fixation implant | TL pedicle screw - Shank, tulip | Medtronic | FNS MAS 55850027530 CCM 7.5 X 30 | 55850027530 | Standalone | DE0507512 | As per HSA registered indication(s) except for radiolucent implants which should be used as follows:  in patients with primary or metastatic spinal tumours who would benefit from post-operative high dose high precision beam therapy upon appropriate and stringent patient selection;  Patient selection should be done via standardised assessment such as the neurological-oncological-mechanical systemic (NOMS) framework; and  The assessment should be carried out by a multidisciplinary team (MDT), which may be inclusive of, but not limited to, radiation oncologists, spine surgeons and interventional radiologists, among others.
Orthopaedics | Spine - Thoracolumbar (TL) and sacral surgery | TL and sacral fusion and fixation implant | TL pedicle screw - Shank, tulip | Medtronic | FNS MAS 55850027535 CCM 7.5 X 35 | 55850027535 | Standalone | DE0507512 | As per HSA registered indication(s) except for radiolucent implants which should be used as follows:  in patients with primary or metastatic spinal tumours who would benefit from post-operative high dose high precision beam therapy upon appropriate and stringent patient selection;  Patient selection should be done via standardised assessment such as the neurological-oncological-mechanical systemic (NOMS) framework; and  The assessment should be carried out by a multidisciplinary team (MDT), which may be inclusive of, but not limited to, radiation oncologists, spine surgeons and interventional radiologists, among others.
Orthopaedics | Spine - Thoracolumbar (TL) and sacral surgery | TL and sacral fusion and fixation implant | TL pedicle screw - Shank, tulip | Medtronic | FNS MAS 55850027540 CCM 7.5 X 40 | 55850027540 | Standalone | DE0507512 | As per HSA registered indication(s) except for radiolucent implants which should be used as follows:  in patients with primary or metastatic spinal tumours who would benefit from post-operative high dose high precision beam therapy upon appropriate and stringent patient selection;  Patient selection should be done via standardised assessment such as the neurological-oncological-mechanical systemic (NOMS) framework; and  The assessment should be carried out by a multidisciplinary team (MDT), which may be inclusive of, but not limited to, radiation oncologists, spine surgeons and interventional radiologists, among others.
Orthopaedics | Spine - Thoracolumbar (TL) and sacral surgery | TL and sacral fusion and fixation implant | TL pedicle screw - Shank, tulip | Medtronic | FNS MAS 55850027545 CCM 7.5 X 45 | 55850027545 | Standalone | DE0507512 | As per HSA registered indication(s) except for radiolucent implants which should be used as follows:  in patients with primary or metastatic spinal tumours who would benefit from post-operative high dose high precision beam therapy upon appropriate and stringent patient selection;  Patient selection should be done via standardised assessment such as the neurological-oncological-mechanical systemic (NOMS) framework; and  The assessment should be carried out by a multidisciplinary team (MDT), which may be inclusive of, but not limited to, radiation oncologists, spine surgeons and interventional radiologists, among others.
Orthopaedics | Spine - Thoracolumbar (TL) and sacral surgery | TL and sacral fusion and fixation implant | TL pedicle screw - Shank, tulip | Medtronic | FNS MAS 55850027550 CCM 7.5 X 50 | 55850027550 | Standalone | DE0507512 | As per HSA registered indication(s) except for radiolucent implants which should be used as follows:  in patients with primary or metastatic spinal tumours who would benefit from post-operative high dose high precision beam therapy upon appropriate and stringent patient selection;  Patient selection should be done via standardised assessment such as the neurological-oncological-mechanical systemic (NOMS) framework; and  The assessment should be carried out by a multidisciplinary team (MDT), which may be inclusive of, but not limited to, radiation oncologists, spine surgeons and interventional radiologists, among others.
Orthopaedics | Spine - Thoracolumbar (TL) and sacral surgery | TL and sacral fusion and fixation implant | TL pedicle screw - Shank, tulip | Medtronic | FNS MAS 55850027555 CCM 7.5 X 55 | 55850027555 | Standalone | DE0507512 | As per HSA registered indication(s) except for radiolucent implants which should be used as follows:  in patients with primary or metastatic spinal tumours who would benefit from post-operative high dose high precision beam therapy upon appropriate and stringent patient selection;  Patient selection should be done via standardised assessment such as the neurological-oncological-mechanical systemic (NOMS) framework; and  The assessment should be carried out by a multidisciplinary team (MDT), which may be inclusive of, but not limited to, radiation oncologists, spine surgeons and interventional radiologists, among others.
Orthopaedics | Spine - Thoracolumbar (TL) and sacral surgery | TL and sacral fusion and fixation implant | TL pedicle screw - Shank, tulip | Medtronic | FNS MAS 55850027560 CCM 7.5 X 60 | 55850027560 | Standalone | DE0507512 | As per HSA registered indication(s) except for radiolucent implants which should be used as follows:  in patients with primary or metastatic spinal tumours who would benefit from post-operative high dose high precision beam therapy upon appropriate and stringent patient selection;  Patient selection should be done via standardised assessment such as the neurological-oncological-mechanical systemic (NOMS) framework; and  The assessment should be carried out by a multidisciplinary team (MDT), which may be inclusive of, but not limited to, radiation oncologists, spine surgeons and interventional radiologists, among others.
Orthopaedics | Spine - Thoracolumbar (TL) and sacral surgery | TL and sacral fusion and fixation implant | TL pedicle screw - Shank, tulip | Medtronic | FNS MAS 55850027565 CCM 7.5 X 65 | 55850027565 | Standalone | DE0507512 | As per HSA registered indication(s) except for radiolucent implants which should be used as follows:  in patients with primary or metastatic spinal tumours who would benefit from post-operative high dose high precision beam therapy upon appropriate and stringent patient selection;  Patient selection should be done via standardised assessment such as the neurological-oncological-mechanical systemic (NOMS) framework; and  The assessment should be carried out by a multidisciplinary team (MDT), which may be inclusive of, but not limited to, radiation oncologists, spine surgeons and interventional radiologists, among others.
Orthopaedics | Spine - Thoracolumbar (TL) and sacral surgery | TL and sacral fusion and fixation implant | TL pedicle screw - Shank, tulip | Medtronic | FNS MAS 55850027570 CCM 7.5 X 70 | 55850027570 | Standalone | DE0507512 | As per HSA registered indication(s) except for radiolucent implants which should be used as follows:  in patients with primary or metastatic spinal tumours who would benefit from post-operative high dose high precision beam therapy upon appropriate and stringent patient selection;  Patient selection should be done via standardised assessment such as the neurological-oncological-mechanical systemic (NOMS) framework; and  The assessment should be carried out by a multidisciplinary team (MDT), which may be inclusive of, but not limited to, radiation oncologists, spine surgeons and interventional radiologists, among others.
Orthopaedics | Spine - Thoracolumbar (TL) and sacral surgery | TL and sacral fusion and fixation implant | TL pedicle screw - Shank, tulip | Medtronic | FNS MAS 55850027575 CCM 7.5 X 75 | 55850027575 | Standalone | DE0507512 | As per HSA registered indication(s) except for radiolucent implants which should be used as follows:  in patients with primary or metastatic spinal tumours who would benefit from post-operative high dose high precision beam therapy upon appropriate and stringent patient selection;  Patient selection should be done via standardised assessment such as the neurological-oncological-mechanical systemic (NOMS) framework; and  The assessment should be carried out by a multidisciplinary team (MDT), which may be inclusive of, but not limited to, radiation oncologists, spine surgeons and interventional radiologists, among others.
Orthopaedics | Spine - Thoracolumbar (TL) and sacral surgery | TL and sacral fusion and fixation implant | TL pedicle screw - Shank, tulip | Medtronic | FNS MAS 55850027580 CCM 7.5 X 80 | 55850027580 | Standalone | DE0507512 | As per HSA registered indication(s) except for radiolucent implants which should be used as follows:  in patients with primary or metastatic spinal tumours who would benefit from post-operative high dose high precision beam therapy upon appropriate and stringent patient selection;  Patient selection should be done via standardised assessment such as the neurological-oncological-mechanical systemic (NOMS) framework; and  The assessment should be carried out by a multidisciplinary team (MDT), which may be inclusive of, but not limited to, radiation oncologists, spine surgeons and interventional radiologists, among others.
Orthopaedics | Spine - Thoracolumbar (TL) and sacral surgery | TL and sacral fusion and fixation implant | TL pedicle screw - Shank, tulip | Medtronic | FNS MAS 55850028530 CCM 8.5 X 30 | 55850028530 | Standalone | DE0507512 | As per HSA registered indication(s) except for radiolucent implants which should be used as follows:  in patients with primary or metastatic spinal tumours who would benefit from post-operative high dose high precision beam therapy upon appropriate and stringent patient selection;  Patient selection should be done via standardised assessment such as the neurological-oncological-mechanical systemic (NOMS) framework; and  The assessment should be carried out by a multidisciplinary team (MDT), which may be inclusive of, but not limited to, radiation oncologists, spine surgeons and interventional radiologists, among others.
Orthopaedics | Spine - Thoracolumbar (TL) and sacral surgery | TL and sacral fusion and fixation implant | TL pedicle screw - Shank, tulip | Medtronic | FNS MAS 55850028535 CCM 8.5 X 35 | 55850028535 | Standalone | DE0507512 | As per HSA registered indication(s) except for radiolucent implants which should be used as follows:  in patients with primary or metastatic spinal tumours who would benefit from post-operative high dose high precision beam therapy upon appropriate and stringent patient selection;  Patient selection should be done via standardised assessment such as the neurological-oncological-mechanical systemic (NOMS) framework; and  The assessment should be carried out by a multidisciplinary team (MDT), which may be inclusive of, but not limited to, radiation oncologists, spine surgeons and interventional radiologists, among others.
Orthopaedics | Spine - Thoracolumbar (TL) and sacral surgery | TL and sacral fusion and fixation implant | TL pedicle screw - Shank, tulip | Medtronic | FNS MAS 55850028540 CCM 8.5 X 40 | 55850028540 | Standalone | DE0507512 | As per HSA registered indication(s) except for radiolucent implants which should be used as follows:  in patients with primary or metastatic spinal tumours who would benefit from post-operative high dose high precision beam therapy upon appropriate and stringent patient selection;  Patient selection should be done via standardised assessment such as the neurological-oncological-mechanical systemic (NOMS) framework; and  The assessment should be carried out by a multidisciplinary team (MDT), which may be inclusive of, but not limited to, radiation oncologists, spine surgeons and interventional radiologists, among others.
Orthopaedics | Spine - Thoracolumbar (TL) and sacral surgery | TL and sacral fusion and fixation implant | TL pedicle screw - Shank, tulip | Medtronic | FNS MAS 55850028545 CCM 8.5 X 45 | 55850028545 | Standalone | DE0507512 | As per HSA registered indication(s) except for radiolucent implants which should be used as follows:  in patients with primary or metastatic spinal tumours who would benefit from post-operative high dose high precision beam therapy upon appropriate and stringent patient selection;  Patient selection should be done via standardised assessment such as the neurological-oncological-mechanical systemic (NOMS) framework; and  The assessment should be carried out by a multidisciplinary team (MDT), which may be inclusive of, but not limited to, radiation oncologists, spine surgeons and interventional radiologists, among others.
Orthopaedics | Spine - Thoracolumbar (TL) and sacral surgery | TL and sacral fusion and fixation implant | TL pedicle screw - Shank, tulip | Medtronic | FNS MAS 55850028550 CCM 8.5 X 50 | 55850028550 | Standalone | DE0507512 | As per HSA registered indication(s) except for radiolucent implants which should be used as follows:  in patients with primary or metastatic spinal tumours who would benefit from post-operative high dose high precision beam therapy upon appropriate and stringent patient selection;  Patient selection should be done via standardised assessment such as the neurological-oncological-mechanical systemic (NOMS) framework; and  The assessment should be carried out by a multidisciplinary team (MDT), which may be inclusive of, but not limited to, radiation oncologists, spine surgeons and interventional radiologists, among others.
Orthopaedics | Spine - Thoracolumbar (TL) and sacral surgery | TL and sacral fusion and fixation implant | TL pedicle screw - Shank, tulip | Medtronic | FNS MAS 55850028555 CCM 8.5 X 55 | 55850028555 | Standalone | DE0507512 | As per HSA registered indication(s) except for radiolucent implants which should be used as follows:  in patients with primary or metastatic spinal tumours who would benefit from post-operative high dose high precision beam therapy upon appropriate and stringent patient selection;  Patient selection should be done via standardised assessment such as the neurological-oncological-mechanical systemic (NOMS) framework; and  The assessment should be carried out by a multidisciplinary team (MDT), which may be inclusive of, but not limited to, radiation oncologists, spine surgeons and interventional radiologists, among others.
Orthopaedics | Spine - Thoracolumbar (TL) and sacral surgery | TL and sacral fusion and fixation implant | TL pedicle screw - Shank, tulip | Medtronic | FNS MAS 55850028560 CCM 8.5 X 60 | 55850028560 | Standalone | DE0507512 | As per HSA registered indication(s) except for radiolucent implants which should be used as follows:  in patients with primary or metastatic spinal tumours who would benefit from post-operative high dose high precision beam therapy upon appropriate and stringent patient selection;  Patient selection should be done via standardised assessment such as the neurological-oncological-mechanical systemic (NOMS) framework; and  The assessment should be carried out by a multidisciplinary team (MDT), which may be inclusive of, but not limited to, radiation oncologists, spine surgeons and interventional radiologists, among others.
Orthopaedics | Spine - Thoracolumbar (TL) and sacral surgery | TL and sacral fusion and fixation implant | TL pedicle screw - Shank, tulip | Medtronic | FNS MAS 55850028565 CCM 8.5 X 65 | 55850028565 | Standalone | DE0507512 | As per HSA registered indication(s) except for radiolucent implants which should be used as follows:  in patients with primary or metastatic spinal tumours who would benefit from post-operative high dose high precision beam therapy upon appropriate and stringent patient selection;  Patient selection should be done via standardised assessment such as the neurological-oncological-mechanical systemic (NOMS) framework; and  The assessment should be carried out by a multidisciplinary team (MDT), which may be inclusive of, but not limited to, radiation oncologists, spine surgeons and interventional radiologists, among others.
Orthopaedics | Spine - Thoracolumbar (TL) and sacral surgery | TL and sacral fusion and fixation implant | TL pedicle screw - Shank, tulip | Medtronic | FNS MAS 55850028570 CCM 8.5 X 70 | 55850028570 | Standalone | DE0507512 | As per HSA registered indication(s) except for radiolucent implants which should be used as follows:  in patients with primary or metastatic spinal tumours who would benefit from post-operative high dose high precision beam therapy upon appropriate and stringent patient selection;  Patient selection should be done via standardised assessment such as the neurological-oncological-mechanical systemic (NOMS) framework; and  The assessment should be carried out by a multidisciplinary team (MDT), which may be inclusive of, but not limited to, radiation oncologists, spine surgeons and interventional radiologists, among others.
Orthopaedics | Spine - Thoracolumbar (TL) and sacral surgery | TL and sacral fusion and fixation implant | TL pedicle screw - Shank, tulip | Medtronic | FNS MAS 55850028575 CCM 8.5 X 75 | 55850028575 | Standalone | DE0507512 | As per HSA registered indication(s) except for radiolucent implants which should be used as follows:  in patients with primary or metastatic spinal tumours who would benefit from post-operative high dose high precision beam therapy upon appropriate and stringent patient selection;  Patient selection should be done via standardised assessment such as the neurological-oncological-mechanical systemic (NOMS) framework; and  The assessment should be carried out by a multidisciplinary team (MDT), which may be inclusive of, but not limited to, radiation oncologists, spine surgeons and interventional radiologists, among others.
Orthopaedics | Spine - Thoracolumbar (TL) and sacral surgery | TL and sacral fusion and fixation implant | TL pedicle screw - Shank, tulip | Medtronic | FNS MAS 55850028580 CCM 8.5 X 80 | 55850028580 | Standalone | DE0507512 | As per HSA registered indication(s) except for radiolucent implants which should be used as follows:  in patients with primary or metastatic spinal tumours who would benefit from post-operative high dose high precision beam therapy upon appropriate and stringent patient selection;  Patient selection should be done via standardised assessment such as the neurological-oncological-mechanical systemic (NOMS) framework; and  The assessment should be carried out by a multidisciplinary team (MDT), which may be inclusive of, but not limited to, radiation oncologists, spine surgeons and interventional radiologists, among others.
Orthopaedics | Spine - Thoracolumbar (TL) and sacral surgery | TL and sacral fusion and fixation implant | TL pedicle screw - Shank, tulip | Medtronic | FNS MAS 55850029540 CCM 9.5 X 40 | 55850029540 | Standalone | DE0507512 | As per HSA registered indication(s) except for radiolucent implants which should be used as follows:  in patients with primary or metastatic spinal tumours who would benefit from post-operative high dose high precision beam therapy upon appropriate and stringent patient selection;  Patient selection should be done via standardised assessment such as the neurological-oncological-mechanical systemic (NOMS) framework; and  The assessment should be carried out by a multidisciplinary team (MDT), which may be inclusive of, but not limited to, radiation oncologists, spine surgeons and interventional radiologists, among others.
Orthopaedics | Spine - Thoracolumbar (TL) and sacral surgery | TL and sacral fusion and fixation implant | TL pedicle screw - Shank, tulip | Medtronic | FNS MAS 55850029545 CCM 9.5 X 45 | 55850029545 | Standalone | DE0507512 | As per HSA registered indication(s) except for radiolucent implants which should be used as follows:  in patients with primary or metastatic spinal tumours who would benefit from post-operative high dose high precision beam therapy upon appropriate and stringent patient selection;  Patient selection should be done via standardised assessment such as the neurological-oncological-mechanical systemic (NOMS) framework; and  The assessment should be carried out by a multidisciplinary team (MDT), which may be inclusive of, but not limited to, radiation oncologists, spine surgeons and interventional radiologists, among others.
Orthopaedics | Spine - Thoracolumbar (TL) and sacral surgery | TL and sacral fusion and fixation implant | TL pedicle screw - Shank, tulip | Medtronic | FNS MAS 55850029550 CCM 9.5 X 50 | 55850029550 | Standalone | DE0507512 | As per HSA registered indication(s) except for radiolucent implants which should be used as follows:  in patients with primary or metastatic spinal tumours who would benefit from post-operative high dose high precision beam therapy upon appropriate and stringent patient selection;  Patient selection should be done via standardised assessment such as the neurological-oncological-mechanical systemic (NOMS) framework; and  The assessment should be carried out by a multidisciplinary team (MDT), which may be inclusive of, but not limited to, radiation oncologists, spine surgeons and interventional radiologists, among others.
Orthopaedics | Spine - Thoracolumbar (TL) and sacral surgery | TL and sacral fusion and fixation implant | TL pedicle screw - Shank, tulip | Medtronic | FNS MAS 55850029555 CCM 9.5 X 55 | 55850029555 | Standalone | DE0507512 | As per HSA registered indication(s) except for radiolucent implants which should be used as follows:  in patients with primary or metastatic spinal tumours who would benefit from post-operative high dose high precision beam therapy upon appropriate and stringent patient selection;  Patient selection should be done via standardised assessment such as the neurological-oncological-mechanical systemic (NOMS) framework; and  The assessment should be carried out by a multidisciplinary team (MDT), which may be inclusive of, but not limited to, radiation oncologists, spine surgeons and interventional radiologists, among others.
Orthopaedics | Spine - Thoracolumbar (TL) and sacral surgery | TL and sacral fusion and fixation implant | TL pedicle screw - Shank, tulip | Medtronic | FNS MAS 55850029560 CCM 9.5 X 60 | 55850029560 | Standalone | DE0507512 | As per HSA registered indication(s) except for radiolucent implants which should be used as follows:  in patients with primary or metastatic spinal tumours who would benefit from post-operative high dose high precision beam therapy upon appropriate and stringent patient selection;  Patient selection should be done via standardised assessment such as the neurological-oncological-mechanical systemic (NOMS) framework; and  The assessment should be carried out by a multidisciplinary team (MDT), which may be inclusive of, but not limited to, radiation oncologists, spine surgeons and interventional radiologists, among others.
Orthopaedics | Spine - Thoracolumbar (TL) and sacral surgery | TL and sacral fusion and fixation implant | TL pedicle screw - Shank, tulip | Medtronic | FNS MAS 55850029565 CCM 9.5 X 65 | 55850029565 | Standalone | DE0507512 | As per HSA registered indication(s) except for radiolucent implants which should be used as follows:  in patients with primary or metastatic spinal tumours who would benefit from post-operative high dose high precision beam therapy upon appropriate and stringent patient selection;  Patient selection should be done via standardised assessment such as the neurological-oncological-mechanical systemic (NOMS) framework; and  The assessment should be carried out by a multidisciplinary team (MDT), which may be inclusive of, but not limited to, radiation oncologists, spine surgeons and interventional radiologists, among others.
Orthopaedics | Spine - Thoracolumbar (TL) and sacral surgery | TL and sacral fusion and fixation implant | TL pedicle screw - Shank, tulip | Medtronic | FNS MAS 55850029570 CCM 9.5 X 70 | 55850029570 | Standalone | DE0507512 | As per HSA registered indication(s) except for radiolucent implants which should be used as follows:  in patients with primary or metastatic spinal tumours who would benefit from post-operative high dose high precision beam therapy upon appropriate and stringent patient selection;  Patient selection should be done via standardised assessment such as the neurological-oncological-mechanical systemic (NOMS) framework; and  The assessment should be carried out by a multidisciplinary team (MDT), which may be inclusive of, but not limited to, radiation oncologists, spine surgeons and interventional radiologists, among others.
Orthopaedics | Spine - Thoracolumbar (TL) and sacral surgery | TL and sacral fusion and fixation implant | TL pedicle screw - Shank, tulip | Medtronic | FNS MAS 55850029575 CCM 9.5 X 75 | 55850029575 | Standalone | DE0507512 | As per HSA registered indication(s) except for radiolucent implants which should be used as follows:  in patients with primary or metastatic spinal tumours who would benefit from post-operative high dose high precision beam therapy upon appropriate and stringent patient selection;  Patient selection should be done via standardised assessment such as the neurological-oncological-mechanical systemic (NOMS) framework; and  The assessment should be carried out by a multidisciplinary team (MDT), which may be inclusive of, but not limited to, radiation oncologists, spine surgeons and interventional radiologists, among others.
Orthopaedics | Spine - Thoracolumbar (TL) and sacral surgery | TL and sacral fusion and fixation implant | TL pedicle screw - Shank, tulip | Medtronic | FNS MAS 55850029580 CCM 9.5 X 80 | 55850029580 | Standalone | DE0507512 | As per HSA registered indication(s) except for radiolucent implants which should be used as follows:  in patients with primary or metastatic spinal tumours who would benefit from post-operative high dose high precision beam therapy upon appropriate and stringent patient selection;  Patient selection should be done via standardised assessment such as the neurological-oncological-mechanical systemic (NOMS) framework; and  The assessment should be carried out by a multidisciplinary team (MDT), which may be inclusive of, but not limited to, radiation oncologists, spine surgeons and interventional radiologists, among others.
Orthopaedics | Spine - Thoracolumbar (TL) and sacral surgery | TL and sacral fusion and fixation implant | TL pedicle screw - Shank, tulip | Medtronic | FNS SAS 55751024530 CCM 4.5 X 30 | 55751024530 | Standalone | DE0507512 | As per HSA registered indication(s) except for radiolucent implants which should be used as follows:  in patients with primary or metastatic spinal tumours who would benefit from post-operative high dose high precision beam therapy upon appropriate and stringent patient selection;  Patient selection should be done via standardised assessment such as the neurological-oncological-mechanical systemic (NOMS) framework; and  The assessment should be carried out by a multidisciplinary team (MDT), which may be inclusive of, but not limited to, radiation oncologists, spine surgeons and interventional radiologists, among others.
Orthopaedics | Spine - Thoracolumbar (TL) and sacral surgery | TL and sacral fusion and fixation implant | TL pedicle screw - Shank, tulip | Medtronic | FNS SAS 55751024535 CCM 4.5 X 35 | 55751024535 | Standalone | DE0507512 | As per HSA registered indication(s) except for radiolucent implants which should be used as follows:  in patients with primary or metastatic spinal tumours who would benefit from post-operative high dose high precision beam therapy upon appropriate and stringent patient selection;  Patient selection should be done via standardised assessment such as the neurological-oncological-mechanical systemic (NOMS) framework; and  The assessment should be carried out by a multidisciplinary team (MDT), which may be inclusive of, but not limited to, radiation oncologists, spine surgeons and interventional radiologists, among others.
Orthopaedics | Spine - Thoracolumbar (TL) and sacral surgery | TL and sacral fusion and fixation implant | TL pedicle screw - Shank, tulip | Medtronic | FNS SAS 55751024540 CCM 4.5 X 40 | 55751024540 | Standalone | DE0507512 | As per HSA registered indication(s) except for radiolucent implants which should be used as follows:  in patients with primary or metastatic spinal tumours who would benefit from post-operative high dose high precision beam therapy upon appropriate and stringent patient selection;  Patient selection should be done via standardised assessment such as the neurological-oncological-mechanical systemic (NOMS) framework; and  The assessment should be carried out by a multidisciplinary team (MDT), which may be inclusive of, but not limited to, radiation oncologists, spine surgeons and interventional radiologists, among others.
Orthopaedics | Spine - Thoracolumbar (TL) and sacral surgery | TL and sacral fusion and fixation implant | TL pedicle screw - Shank, tulip | Medtronic | FNS SAS 55751024545 CCM 4.5 X 45 | 55751024545 | Standalone | DE0507512 | As per HSA registered indication(s) except for radiolucent implants which should be used as follows:  in patients with primary or metastatic spinal tumours who would benefit from post-operative high dose high precision beam therapy upon appropriate and stringent patient selection;  Patient selection should be done via standardised assessment such as the neurological-oncological-mechanical systemic (NOMS) framework; and  The assessment should be carried out by a multidisciplinary team (MDT), which may be inclusive of, but not limited to, radiation oncologists, spine surgeons and interventional radiologists, among others.
Orthopaedics | Spine - Thoracolumbar (TL) and sacral surgery | TL and sacral fusion and fixation implant | TL pedicle screw - Shank, tulip | Medtronic | FNS SAS 55751024550 STER CCM 4.5 X 50 | 55751024550 | Standalone | DE0507512 | As per HSA registered indication(s) except for radiolucent implants which should be used as follows:  in patients with primary or metastatic spinal tumours who would benefit from post-operative high dose high precision beam therapy upon appropriate and stringent patient selection;  Patient selection should be done via standardised assessment such as the neurological-oncological-mechanical systemic (NOMS) framework; and  The assessment should be carried out by a multidisciplinary team (MDT), which may be inclusive of, but not limited to, radiation oncologists, spine surgeons and interventional radiologists, among others.
Orthopaedics | Spine - Thoracolumbar (TL) and sacral surgery | TL and sacral fusion and fixation implant | TL pedicle screw - Shank, tulip | Medtronic | FNS SAS 55751024555 STER CCM 4.5 X 55 | 55751024555 | Standalone | DE0507512 | As per HSA registered indication(s) except for radiolucent implants which should be used as follows:  in patients with primary or metastatic spinal tumours who would benefit from post-operative high dose high precision beam therapy upon appropriate and stringent patient selection;  Patient selection should be done via standardised assessment such as the neurological-oncological-mechanical systemic (NOMS) framework; and  The assessment should be carried out by a multidisciplinary team (MDT), which may be inclusive of, but not limited to, radiation oncologists, spine surgeons and interventional radiologists, among others.
Orthopaedics | Spine - Thoracolumbar (TL) and sacral surgery | TL and sacral fusion and fixation implant | TL pedicle screw - Shank, tulip | Medtronic | FNS SAS 55751024560 STER CCM 4.5 X 60 | 55751024560 | Standalone | DE0507512 | As per HSA registered indication(s) except for radiolucent implants which should be used as follows:  in patients with primary or metastatic spinal tumours who would benefit from post-operative high dose high precision beam therapy upon appropriate and stringent patient selection;  Patient selection should be done via standardised assessment such as the neurological-oncological-mechanical systemic (NOMS) framework; and  The assessment should be carried out by a multidisciplinary team (MDT), which may be inclusive of, but not limited to, radiation oncologists, spine surgeons and interventional radiologists, among others.
Orthopaedics | Spine - Thoracolumbar (TL) and sacral surgery | TL and sacral fusion and fixation implant | TL pedicle screw - Shank, tulip | Medtronic | FNS SAS 55751024565 STER CCM 4.5 X 65 | 55751024565 | Standalone | DE0507512 | As per HSA registered indication(s) except for radiolucent implants which should be used as follows:  in patients with primary or metastatic spinal tumours who would benefit from post-operative high dose high precision beam therapy upon appropriate and stringent patient selection;  Patient selection should be done via standardised assessment such as the neurological-oncological-mechanical systemic (NOMS) framework; and  The assessment should be carried out by a multidisciplinary team (MDT), which may be inclusive of, but not limited to, radiation oncologists, spine surgeons and interventional radiologists, among others.
Orthopaedics | Spine - Thoracolumbar (TL) and sacral surgery | TL and sacral fusion and fixation implant | TL pedicle screw - Shank, tulip | Medtronic | FNS SAS 55751024570 STER CCM 4.5 X 70 | 55751024570 | Standalone | DE0507512 | As per HSA registered indication(s) except for radiolucent implants which should be used as follows:  in patients with primary or metastatic spinal tumours who would benefit from post-operative high dose high precision beam therapy upon appropriate and stringent patient selection;  Patient selection should be done via standardised assessment such as the neurological-oncological-mechanical systemic (NOMS) framework; and  The assessment should be carried out by a multidisciplinary team (MDT), which may be inclusive of, but not limited to, radiation oncologists, spine surgeons and interventional radiologists, among others.
Orthopaedics | Spine - Thoracolumbar (TL) and sacral surgery | TL and sacral fusion and fixation implant | TL pedicle screw - Shank, tulip | Medtronic | FNS SAS 55751024575 STER CCM 4.5 X 75 | 55751024575 | Standalone | DE0507512 | As per HSA registered indication(s) except for radiolucent implants which should be used as follows:  in patients with primary or metastatic spinal tumours who would benefit from post-operative high dose high precision beam therapy upon appropriate and stringent patient selection;  Patient selection should be done via standardised assessment such as the neurological-oncological-mechanical systemic (NOMS) framework; and  The assessment should be carried out by a multidisciplinary team (MDT), which may be inclusive of, but not limited to, radiation oncologists, spine surgeons and interventional radiologists, among others.
Orthopaedics | Spine - Thoracolumbar (TL) and sacral surgery | TL and sacral fusion and fixation implant | TL pedicle screw - Shank, tulip | Medtronic | FNS SAS 55751024580 STER CCM 4.5 X 80 | 55751024580 | Standalone | DE0507512 | As per HSA registered indication(s) except for radiolucent implants which should be used as follows:  in patients with primary or metastatic spinal tumours who would benefit from post-operative high dose high precision beam therapy upon appropriate and stringent patient selection;  Patient selection should be done via standardised assessment such as the neurological-oncological-mechanical systemic (NOMS) framework; and  The assessment should be carried out by a multidisciplinary team (MDT), which may be inclusive of, but not limited to, radiation oncologists, spine surgeons and interventional radiologists, among others.
Orthopaedics | Spine - Thoracolumbar (TL) and sacral surgery | TL and sacral fusion and fixation implant | TL pedicle screw - Shank, tulip | Medtronic | FNS SAS 55751025030 STER CCM 5.0 X 30 | 55751025030 | Standalone | DE0507512 | As per HSA registered indication(s) except for radiolucent implants which should be used as follows:  in patients with primary or metastatic spinal tumours who would benefit from post-operative high dose high precision beam therapy upon appropriate and stringent patient selection;  Patient selection should be done via standardised assessment such as the neurological-oncological-mechanical systemic (NOMS) framework; and  The assessment should be carried out by a multidisciplinary team (MDT), which may be inclusive of, but not limited to, radiation oncologists, spine surgeons and interventional radiologists, among others.
Orthopaedics | Spine - Thoracolumbar (TL) and sacral surgery | TL and sacral fusion and fixation implant | TL pedicle screw - Shank, tulip | Medtronic | FNS SAS 55751025035 STER CCM 5.0 X 35 | 55751025035 | Standalone | DE0507512 | As per HSA registered indication(s) except for radiolucent implants which should be used as follows:  in patients with primary or metastatic spinal tumours who would benefit from post-operative high dose high precision beam therapy upon appropriate and stringent patient selection;  Patient selection should be done via standardised assessment such as the neurological-oncological-mechanical systemic (NOMS) framework; and  The assessment should be carried out by a multidisciplinary team (MDT), which may be inclusive of, but not limited to, radiation oncologists, spine surgeons and interventional radiologists, among others.
Orthopaedics | Spine - Thoracolumbar (TL) and sacral surgery | TL and sacral fusion and fixation implant | TL pedicle screw - Shank, tulip | Medtronic | FNS SAS 55751025040 STER CCM 5.0 X 40 | 55751025040 | Standalone | DE0507512 | As per HSA registered indication(s) except for radiolucent implants which should be used as follows:  in patients with primary or metastatic spinal tumours who would benefit from post-operative high dose high precision beam therapy upon appropriate and stringent patient selection;  Patient selection should be done via standardised assessment such as the neurological-oncological-mechanical systemic (NOMS) framework; and  The assessment should be carried out by a multidisciplinary team (MDT), which may be inclusive of, but not limited to, radiation oncologists, spine surgeons and interventional radiologists, among others.
Orthopaedics | Spine - Thoracolumbar (TL) and sacral surgery | TL and sacral fusion and fixation implant | TL pedicle screw - Shank, tulip | Medtronic | FNS SAS 55751025045 STER CCM 5.0 X 45 | 55751025045 | Standalone | DE0507512 | As per HSA registered indication(s) except for radiolucent implants which should be used as follows:  in patients with primary or metastatic spinal tumours who would benefit from post-operative high dose high precision beam therapy upon appropriate and stringent patient selection;  Patient selection should be done via standardised assessment such as the neurological-oncological-mechanical systemic (NOMS) framework; and  The assessment should be carried out by a multidisciplinary team (MDT), which may be inclusive of, but not limited to, radiation oncologists, spine surgeons and interventional radiologists, among others.
Orthopaedics | Spine - Thoracolumbar (TL) and sacral surgery | TL and sacral fusion and fixation implant | TL pedicle screw - Shank, tulip | Medtronic | FNS SAS 55751025050 STER CCM 5.0 X 50 | 55751025050 | Standalone | DE0507512 | As per HSA registered indication(s) except for radiolucent implants which should be used as follows:  in patients with primary or metastatic spinal tumours who would benefit from post-operative high dose high precision beam therapy upon appropriate and stringent patient selection;  Patient selection should be done via standardised assessment such as the neurological-oncological-mechanical systemic (NOMS) framework; and  The assessment should be carried out by a multidisciplinary team (MDT), which may be inclusive of, but not limited to, radiation oncologists, spine surgeons and interventional radiologists, among others.
Orthopaedics | Spine - Thoracolumbar (TL) and sacral surgery | TL and sacral fusion and fixation implant | TL pedicle screw - Shank, tulip | Medtronic | FNS SAS 55751025055 STER CCM 5.0 X 55 | 55751025055 | Standalone | DE0507512 | As per HSA registered indication(s) except for radiolucent implants which should be used as follows:  in patients with primary or metastatic spinal tumours who would benefit from post-operative high dose high precision beam therapy upon appropriate and stringent patient selection;  Patient selection should be done via standardised assessment such as the neurological-oncological-mechanical systemic (NOMS) framework; and  The assessment should be carried out by a multidisciplinary team (MDT), which may be inclusive of, but not limited to, radiation oncologists, spine surgeons and interventional radiologists, among others.
Orthopaedics | Spine - Thoracolumbar (TL) and sacral surgery | TL and sacral fusion and fixation implant | TL pedicle screw - Shank, tulip | Medtronic | FNS SAS 55751025060 STER CCM 5.0 X 60 | 55751025060 | Standalone | DE0507512 | As per HSA registered indication(s) except for radiolucent implants which should be used as follows:  in patients with primary or metastatic spinal tumours who would benefit from post-operative high dose high precision beam therapy upon appropriate and stringent patient selection;  Patient selection should be done via standardised assessment such as the neurological-oncological-mechanical systemic (NOMS) framework; and  The assessment should be carried out by a multidisciplinary team (MDT), which may be inclusive of, but not limited to, radiation oncologists, spine surgeons and interventional radiologists, among others.
Orthopaedics | Spine - Thoracolumbar (TL) and sacral surgery | TL and sacral fusion and fixation implant | TL pedicle screw - Shank, tulip | Medtronic | FNS SAS 55751025065 STER CCM 5.0 X 65 | 55751025065 | Standalone | DE0507512 | As per HSA registered indication(s) except for radiolucent implants which should be used as follows:  in patients with primary or metastatic spinal tumours who would benefit from post-operative high dose high precision beam therapy upon appropriate and stringent patient selection;  Patient selection should be done via standardised assessment such as the neurological-oncological-mechanical systemic (NOMS) framework; and  The assessment should be carried out by a multidisciplinary team (MDT), which may be inclusive of, but not limited to, radiation oncologists, spine surgeons and interventional radiologists, among others.
Orthopaedics | Spine - Thoracolumbar (TL) and sacral surgery | TL and sacral fusion and fixation implant | TL pedicle screw - Shank, tulip | Medtronic | FNS SAS 55751025070 STER CCM 5.0 X 70 | 55751025070 | Standalone | DE0507512 | As per HSA registered indication(s) except for radiolucent implants which should be used as follows:  in patients with primary or metastatic spinal tumours who would benefit from post-operative high dose high precision beam therapy upon appropriate and stringent patient selection;  Patient selection should be done via standardised assessment such as the neurological-oncological-mechanical systemic (NOMS) framework; and  The assessment should be carried out by a multidisciplinary team (MDT), which may be inclusive of, but not limited to, radiation oncologists, spine surgeons and interventional radiologists, among others.
Orthopaedics | Spine - Thoracolumbar (TL) and sacral surgery | TL and sacral fusion and fixation implant | TL pedicle screw - Shank, tulip | Medtronic | FNS SAS 55751025075 STER CCM 5.0 X 75 | 55751025075 | Standalone | DE0507512 | As per HSA registered indication(s) except for radiolucent implants which should be used as follows:  in patients with primary or metastatic spinal tumours who would benefit from post-operative high dose high precision beam therapy upon appropriate and stringent patient selection;  Patient selection should be done via standardised assessment such as the neurological-oncological-mechanical systemic (NOMS) framework; and  The assessment should be carried out by a multidisciplinary team (MDT), which may be inclusive of, but not limited to, radiation oncologists, spine surgeons and interventional radiologists, among others.
Orthopaedics | Spine - Thoracolumbar (TL) and sacral surgery | TL and sacral fusion and fixation implant | TL pedicle screw - Shank, tulip | Medtronic | FNS SAS 55751025080 STER CCM 5.0 X 80 | 55751025080 | Standalone | DE0507512 | As per HSA registered indication(s) except for radiolucent implants which should be used as follows:  in patients with primary or metastatic spinal tumours who would benefit from post-operative high dose high precision beam therapy upon appropriate and stringent patient selection;  Patient selection should be done via standardised assessment such as the neurological-oncological-mechanical systemic (NOMS) framework; and  The assessment should be carried out by a multidisciplinary team (MDT), which may be inclusive of, but not limited to, radiation oncologists, spine surgeons and interventional radiologists, among others.
Orthopaedics | Spine - Thoracolumbar (TL) and sacral surgery | TL and sacral fusion and fixation implant | TL pedicle screw - Shank, tulip | Medtronic | FNS SAS 55751025530 CCM 5.5 X 30 | 55751025530 | Standalone | DE0507512 | As per HSA registered indication(s) except for radiolucent implants which should be used as follows:  in patients with primary or metastatic spinal tumours who would benefit from post-operative high dose high precision beam therapy upon appropriate and stringent patient selection;  Patient selection should be done via standardised assessment such as the neurological-oncological-mechanical systemic (NOMS) framework; and  The assessment should be carried out by a multidisciplinary team (MDT), which may be inclusive of, but not limited to, radiation oncologists, spine surgeons and interventional radiologists, among others.
Orthopaedics | Spine - Thoracolumbar (TL) and sacral surgery | TL and sacral fusion and fixation implant | TL pedicle screw - Shank, tulip | Medtronic | FNS SAS 55751025535 CCM 5.5 X 35 | 55751025535 | Standalone | DE0507512 | As per HSA registered indication(s) except for radiolucent implants which should be used as follows:  in patients with primary or metastatic spinal tumours who would benefit from post-operative high dose high precision beam therapy upon appropriate and stringent patient selection;  Patient selection should be done via standardised assessment such as the neurological-oncological-mechanical systemic (NOMS) framework; and  The assessment should be carried out by a multidisciplinary team (MDT), which may be inclusive of, but not limited to, radiation oncologists, spine surgeons and interventional radiologists, among others.
Orthopaedics | Spine - Thoracolumbar (TL) and sacral surgery | TL and sacral fusion and fixation implant | TL pedicle screw - Shank, tulip | Medtronic | FNS SAS 55751025540 CCM 5.5 X 40 | 55751025540 | Standalone | DE0507512 | As per HSA registered indication(s) except for radiolucent implants which should be used as follows:  in patients with primary or metastatic spinal tumours who would benefit from post-operative high dose high precision beam therapy upon appropriate and stringent patient selection;  Patient selection should be done via standardised assessment such as the neurological-oncological-mechanical systemic (NOMS) framework; and  The assessment should be carried out by a multidisciplinary team (MDT), which may be inclusive of, but not limited to, radiation oncologists, spine surgeons and interventional radiologists, among others.
Orthopaedics | Spine - Thoracolumbar (TL) and sacral surgery | TL and sacral fusion and fixation implant | TL pedicle screw - Shank, tulip | Medtronic | FNS SAS 55751025545 CCM 5.5 X 45 | 55751025545 | Standalone | DE0507512 | As per HSA registered indication(s) except for radiolucent implants which should be used as follows:  in patients with primary or metastatic spinal tumours who would benefit from post-operative high dose high precision beam therapy upon appropriate and stringent patient selection;  Patient selection should be done via standardised assessment such as the neurological-oncological-mechanical systemic (NOMS) framework; and  The assessment should be carried out by a multidisciplinary team (MDT), which may be inclusive of, but not limited to, radiation oncologists, spine surgeons and interventional radiologists, among others.
Orthopaedics | Spine - Thoracolumbar (TL) and sacral surgery | TL and sacral fusion and fixation implant | TL pedicle screw - Shank, tulip | Medtronic | FNS SAS 55751025550 CCM 5.5 X 50 | 55751025550 | Standalone | DE0507512 | As per HSA registered indication(s) except for radiolucent implants which should be used as follows:  in patients with primary or metastatic spinal tumours who would benefit from post-operative high dose high precision beam therapy upon appropriate and stringent patient selection;  Patient selection should be done via standardised assessment such as the neurological-oncological-mechanical systemic (NOMS) framework; and  The assessment should be carried out by a multidisciplinary team (MDT), which may be inclusive of, but not limited to, radiation oncologists, spine surgeons and interventional radiologists, among others.
Orthopaedics | Spine - Thoracolumbar (TL) and sacral surgery | TL and sacral fusion and fixation implant | TL pedicle screw - Shank, tulip | Medtronic | FNS SAS 55751025555 STER CCM 5.5 X 55 | 55751025555 | Standalone | DE0507512 | As per HSA registered indication(s) except for radiolucent implants which should be used as follows:  in patients with primary or metastatic spinal tumours who would benefit from post-operative high dose high precision beam therapy upon appropriate and stringent patient selection;  Patient selection should be done via standardised assessment such as the neurological-oncological-mechanical systemic (NOMS) framework; and  The assessment should be carried out by a multidisciplinary team (MDT), which may be inclusive of, but not limited to, radiation oncologists, spine surgeons and interventional radiologists, among others.
Orthopaedics | Spine - Thoracolumbar (TL) and sacral surgery | TL and sacral fusion and fixation implant | TL pedicle screw - Shank, tulip | Medtronic | FNS SAS 55751025560 STER CCM 5.5 X 60 | 55751025560 | Standalone | DE0507512 | As per HSA registered indication(s) except for radiolucent implants which should be used as follows:  in patients with primary or metastatic spinal tumours who would benefit from post-operative high dose high precision beam therapy upon appropriate and stringent patient selection;  Patient selection should be done via standardised assessment such as the neurological-oncological-mechanical systemic (NOMS) framework; and  The assessment should be carried out by a multidisciplinary team (MDT), which may be inclusive of, but not limited to, radiation oncologists, spine surgeons and interventional radiologists, among others.
Orthopaedics | Spine - Thoracolumbar (TL) and sacral surgery | TL and sacral fusion and fixation implant | TL pedicle screw - Shank, tulip | Medtronic | FNS SAS 55751025565 STER CCM 5.5 X 65 | 55751025565 | Standalone | DE0507512 | As per HSA registered indication(s) except for radiolucent implants which should be used as follows:  in patients with primary or metastatic spinal tumours who would benefit from post-operative high dose high precision beam therapy upon appropriate and stringent patient selection;  Patient selection should be done via standardised assessment such as the neurological-oncological-mechanical systemic (NOMS) framework; and  The assessment should be carried out by a multidisciplinary team (MDT), which may be inclusive of, but not limited to, radiation oncologists, spine surgeons and interventional radiologists, among others.
Orthopaedics | Spine - Thoracolumbar (TL) and sacral surgery | TL and sacral fusion and fixation implant | TL pedicle screw - Shank, tulip | Medtronic | FNS SAS 55751025570 STER CCM 5.5 X 70 | 55751025570 | Standalone | DE0507512 | As per HSA registered indication(s) except for radiolucent implants which should be used as follows:  in patients with primary or metastatic spinal tumours who would benefit from post-operative high dose high precision beam therapy upon appropriate and stringent patient selection;  Patient selection should be done via standardised assessment such as the neurological-oncological-mechanical systemic (NOMS) framework; and  The assessment should be carried out by a multidisciplinary team (MDT), which may be inclusive of, but not limited to, radiation oncologists, spine surgeons and interventional radiologists, among others.
Orthopaedics | Spine - Thoracolumbar (TL) and sacral surgery | TL and sacral fusion and fixation implant | TL pedicle screw - Shank, tulip | Medtronic | FNS SAS 55751025575 STER CCM 5.5 X 75 | 55751025575 | Standalone | DE0507512 | As per HSA registered indication(s) except for radiolucent implants which should be used as follows:  in patients with primary or metastatic spinal tumours who would benefit from post-operative high dose high precision beam therapy upon appropriate and stringent patient selection;  Patient selection should be done via standardised assessment such as the neurological-oncological-mechanical systemic (NOMS) framework; and  The assessment should be carried out by a multidisciplinary team (MDT), which may be inclusive of, but not limited to, radiation oncologists, spine surgeons and interventional radiologists, among others.
Orthopaedics | Spine - Thoracolumbar (TL) and sacral surgery | TL and sacral fusion and fixation implant | TL pedicle screw - Shank, tulip | Medtronic | FNS SAS 55751025580 STER CCM 5.5 X 80 | 55751025580 | Standalone | DE0507512 | As per HSA registered indication(s) except for radiolucent implants which should be used as follows:  in patients with primary or metastatic spinal tumours who would benefit from post-operative high dose high precision beam therapy upon appropriate and stringent patient selection;  Patient selection should be done via standardised assessment such as the neurological-oncological-mechanical systemic (NOMS) framework; and  The assessment should be carried out by a multidisciplinary team (MDT), which may be inclusive of, but not limited to, radiation oncologists, spine surgeons and interventional radiologists, among others.
Orthopaedics | Spine - Thoracolumbar (TL) and sacral surgery | TL and sacral fusion and fixation implant | TL pedicle screw - Shank, tulip | Medtronic | FNS SAS 55751026530 STER CCM 6.5 X 30 | 55751026530 | Standalone | DE0507512 | As per HSA registered indication(s) except for radiolucent implants which should be used as follows:  in patients with primary or metastatic spinal tumours who would benefit from post-operative high dose high precision beam therapy upon appropriate and stringent patient selection;  Patient selection should be done via standardised assessment such as the neurological-oncological-mechanical systemic (NOMS) framework; and  The assessment should be carried out by a multidisciplinary team (MDT), which may be inclusive of, but not limited to, radiation oncologists, spine surgeons and interventional radiologists, among others.
Orthopaedics | Spine - Thoracolumbar (TL) and sacral surgery | TL and sacral fusion and fixation implant | TL pedicle screw - Shank, tulip | Medtronic | FNS SAS 55751026535 CCM 6.5 X 35 | 55751026535 | Standalone | DE0507512 | As per HSA registered indication(s) except for radiolucent implants which should be used as follows:  in patients with primary or metastatic spinal tumours who would benefit from post-operative high dose high precision beam therapy upon appropriate and stringent patient selection;  Patient selection should be done via standardised assessment such as the neurological-oncological-mechanical systemic (NOMS) framework; and  The assessment should be carried out by a multidisciplinary team (MDT), which may be inclusive of, but not limited to, radiation oncologists, spine surgeons and interventional radiologists, among others.
Orthopaedics | Spine - Thoracolumbar (TL) and sacral surgery | TL and sacral fusion and fixation implant | TL pedicle screw - Shank, tulip | Medtronic | FNS SAS 55751026540 CCM 6.5 X 40 | 55751026540 | Standalone | DE0507512 | As per HSA registered indication(s) except for radiolucent implants which should be used as follows:  in patients with primary or metastatic spinal tumours who would benefit from post-operative high dose high precision beam therapy upon appropriate and stringent patient selection;  Patient selection should be done via standardised assessment such as the neurological-oncological-mechanical systemic (NOMS) framework; and  The assessment should be carried out by a multidisciplinary team (MDT), which may be inclusive of, but not limited to, radiation oncologists, spine surgeons and interventional radiologists, among others.
Orthopaedics | Spine - Thoracolumbar (TL) and sacral surgery | TL and sacral fusion and fixation implant | TL pedicle screw - Shank, tulip | Medtronic | FNS SAS 55751026545 CCM 6.5 X 45 | 55751026545 | Standalone | DE0507512 | As per HSA registered indication(s) except for radiolucent implants which should be used as follows:  in patients with primary or metastatic spinal tumours who would benefit from post-operative high dose high precision beam therapy upon appropriate and stringent patient selection;  Patient selection should be done via standardised assessment such as the neurological-oncological-mechanical systemic (NOMS) framework; and  The assessment should be carried out by a multidisciplinary team (MDT), which may be inclusive of, but not limited to, radiation oncologists, spine surgeons and interventional radiologists, among others.
Orthopaedics | Spine - Thoracolumbar (TL) and sacral surgery | TL and sacral fusion and fixation implant | TL pedicle screw - Shank, tulip | Medtronic | FNS SAS 55751026550 CCM 6.5 X 50 | 55751026550 | Standalone | DE0507512 | As per HSA registered indication(s) except for radiolucent implants which should be used as follows:  in patients with primary or metastatic spinal tumours who would benefit from post-operative high dose high precision beam therapy upon appropriate and stringent patient selection;  Patient selection should be done via standardised assessment such as the neurological-oncological-mechanical systemic (NOMS) framework; and  The assessment should be carried out by a multidisciplinary team (MDT), which may be inclusive of, but not limited to, radiation oncologists, spine surgeons and interventional radiologists, among others.
Orthopaedics | Spine - Thoracolumbar (TL) and sacral surgery | TL and sacral fusion and fixation implant | TL pedicle screw - Shank, tulip | Medtronic | FNS SAS 55751026555 STER CCM 6.5 X 55 | 55751026555 | Standalone | DE0507512 | As per HSA registered indication(s) except for radiolucent implants which should be used as follows:  in patients with primary or metastatic spinal tumours who would benefit from post-operative high dose high precision beam therapy upon appropriate and stringent patient selection;  Patient selection should be done via standardised assessment such as the neurological-oncological-mechanical systemic (NOMS) framework; and  The assessment should be carried out by a multidisciplinary team (MDT), which may be inclusive of, but not limited to, radiation oncologists, spine surgeons and interventional radiologists, among others.
Orthopaedics | Spine - Thoracolumbar (TL) and sacral surgery | TL and sacral fusion and fixation implant | TL pedicle screw - Shank, tulip | Medtronic | FNS SAS 55751026560 STER CCM 6.5 X 60 | 55751026560 | Standalone | DE0507512 | As per HSA registered indication(s) except for radiolucent implants which should be used as follows:  in patients with primary or metastatic spinal tumours who would benefit from post-operative high dose high precision beam therapy upon appropriate and stringent patient selection;  Patient selection should be done via standardised assessment such as the neurological-oncological-mechanical systemic (NOMS) framework; and  The assessment should be carried out by a multidisciplinary team (MDT), which may be inclusive of, but not limited to, radiation oncologists, spine surgeons and interventional radiologists, among others.
Orthopaedics | Spine - Thoracolumbar (TL) and sacral surgery | TL and sacral fusion and fixation implant | TL pedicle screw - Shank, tulip | Medtronic | FNS SAS 55751026565 STER CCM 6.5 X 65 | 55751026565 | Standalone | DE0507512 | As per HSA registered indication(s) except for radiolucent implants which should be used as follows:  in patients with primary or metastatic spinal tumours who would benefit from post-operative high dose high precision beam therapy upon appropriate and stringent patient selection;  Patient selection should be done via standardised assessment such as the neurological-oncological-mechanical systemic (NOMS) framework; and  The assessment should be carried out by a multidisciplinary team (MDT), which may be inclusive of, but not limited to, radiation oncologists, spine surgeons and interventional radiologists, among others.
Orthopaedics | Spine - Thoracolumbar (TL) and sacral surgery | TL and sacral fusion and fixation implant | TL pedicle screw - Shank, tulip | Medtronic | FNS SAS 55751026570 STER CCM 6.5 X 70 | 55751026570 | Standalone | DE0507512 | As per HSA registered indication(s) except for radiolucent implants which should be used as follows:  in patients with primary or metastatic spinal tumours who would benefit from post-operative high dose high precision beam therapy upon appropriate and stringent patient selection;  Patient selection should be done via standardised assessment such as the neurological-oncological-mechanical systemic (NOMS) framework; and  The assessment should be carried out by a multidisciplinary team (MDT), which may be inclusive of, but not limited to, radiation oncologists, spine surgeons and interventional radiologists, among others.
Orthopaedics | Spine - Thoracolumbar (TL) and sacral surgery | TL and sacral fusion and fixation implant | TL pedicle screw - Shank, tulip | Medtronic | FNS SAS 55751026575 STER CCM 6.5 X 75 | 55751026575 | Standalone | DE0507512 | As per HSA registered indication(s) except for radiolucent implants which should be used as follows:  in patients with primary or metastatic spinal tumours who would benefit from post-operative high dose high precision beam therapy upon appropriate and stringent patient selection;  Patient selection should be done via standardised assessment such as the neurological-oncological-mechanical systemic (NOMS) framework; and  The assessment should be carried out by a multidisciplinary team (MDT), which may be inclusive of, but not limited to, radiation oncologists, spine surgeons and interventional radiologists, among others.
Orthopaedics | Spine - Thoracolumbar (TL) and sacral surgery | TL and sacral fusion and fixation implant | TL pedicle screw - Shank, tulip | Medtronic | FNS SAS 55751026580 STER CCM 6.5 X 80 | 55751026580 | Standalone | DE0507512 | As per HSA registered indication(s) except for radiolucent implants which should be used as follows:  in patients with primary or metastatic spinal tumours who would benefit from post-operative high dose high precision beam therapy upon appropriate and stringent patient selection;  Patient selection should be done via standardised assessment such as the neurological-oncological-mechanical systemic (NOMS) framework; and  The assessment should be carried out by a multidisciplinary team (MDT), which may be inclusive of, but not limited to, radiation oncologists, spine surgeons and interventional radiologists, among others.
Orthopaedics | Spine - Thoracolumbar (TL) and sacral surgery | TL and sacral fusion and fixation implant | TL pedicle screw - Shank, tulip | Medtronic | FNS SAS 55751027530 STER CCM 7.5 X 30 | 55751027530 | Standalone | DE0507512 | As per HSA registered indication(s) except for radiolucent implants which should be used as follows:  in patients with primary or metastatic spinal tumours who would benefit from post-operative high dose high precision beam therapy upon appropriate and stringent patient selection;  Patient selection should be done via standardised assessment such as the neurological-oncological-mechanical systemic (NOMS) framework; and  The assessment should be carried out by a multidisciplinary team (MDT), which may be inclusive of, but not limited to, radiation oncologists, spine surgeons and interventional radiologists, among others.
Orthopaedics | Spine - Thoracolumbar (TL) and sacral surgery | TL and sacral fusion and fixation implant | TL pedicle screw - Shank, tulip | Medtronic | FNS SAS 55751027535 STER CCM 7.5 X 35 | 55751027535 | Standalone | DE0507512 | As per HSA registered indication(s) except for radiolucent implants which should be used as follows:  in patients with primary or metastatic spinal tumours who would benefit from post-operative high dose high precision beam therapy upon appropriate and stringent patient selection;  Patient selection should be done via standardised assessment such as the neurological-oncological-mechanical systemic (NOMS) framework; and  The assessment should be carried out by a multidisciplinary team (MDT), which may be inclusive of, but not limited to, radiation oncologists, spine surgeons and interventional radiologists, among others.
Orthopaedics | Spine - Thoracolumbar (TL) and sacral surgery | TL and sacral fusion and fixation implant | TL pedicle screw - Shank, tulip | Medtronic | FNS SAS 55751027540 CCM 7.5 X 40 | 55751027540 | Standalone | DE0507512 | As per HSA registered indication(s) except for radiolucent implants which should be used as follows:  in patients with primary or metastatic spinal tumours who would benefit from post-operative high dose high precision beam therapy upon appropriate and stringent patient selection;  Patient selection should be done via standardised assessment such as the neurological-oncological-mechanical systemic (NOMS) framework; and  The assessment should be carried out by a multidisciplinary team (MDT), which may be inclusive of, but not limited to, radiation oncologists, spine surgeons and interventional radiologists, among others.
Orthopaedics | Spine - Thoracolumbar (TL) and sacral surgery | TL and sacral fusion and fixation implant | TL pedicle screw - Shank, tulip | Medtronic | FNS SAS 55751027545 CCM 7.5 X 45 | 55751027545 | Standalone | DE0507512 | As per HSA registered indication(s) except for radiolucent implants which should be used as follows:  in patients with primary or metastatic spinal tumours who would benefit from post-operative high dose high precision beam therapy upon appropriate and stringent patient selection;  Patient selection should be done via standardised assessment such as the neurological-oncological-mechanical systemic (NOMS) framework; and  The assessment should be carried out by a multidisciplinary team (MDT), which may be inclusive of, but not limited to, radiation oncologists, spine surgeons and interventional radiologists, among others.
Orthopaedics | Spine - Thoracolumbar (TL) and sacral surgery | TL and sacral fusion and fixation implant | TL pedicle screw - Shank, tulip | Medtronic | FNS SAS 55751027550 CCM 7.5 X 50 | 55751027550 | Standalone | DE0507512 | As per HSA registered indication(s) except for radiolucent implants which should be used as follows:  in patients with primary or metastatic spinal tumours who would benefit from post-operative high dose high precision beam therapy upon appropriate and stringent patient selection;  Patient selection should be done via standardised assessment such as the neurological-oncological-mechanical systemic (NOMS) framework; and  The assessment should be carried out by a multidisciplinary team (MDT), which may be inclusive of, but not limited to, radiation oncologists, spine surgeons and interventional radiologists, among others.
Orthopaedics | Spine - Thoracolumbar (TL) and sacral surgery | TL and sacral fusion and fixation implant | TL pedicle screw - Shank, tulip | Medtronic | FNS SAS 55751027555 STER CCM 7.5 X 55 | 55751027555 | Standalone | DE0507512 | As per HSA registered indication(s) except for radiolucent implants which should be used as follows:  in patients with primary or metastatic spinal tumours who would benefit from post-operative high dose high precision beam therapy upon appropriate and stringent patient selection;  Patient selection should be done via standardised assessment such as the neurological-oncological-mechanical systemic (NOMS) framework; and  The assessment should be carried out by a multidisciplinary team (MDT), which may be inclusive of, but not limited to, radiation oncologists, spine surgeons and interventional radiologists, among others.
Orthopaedics | Spine - Thoracolumbar (TL) and sacral surgery | TL and sacral fusion and fixation implant | TL pedicle screw - Shank, tulip | Medtronic | FNS SAS 55751027560 STER CCM 7.5 X 60 | 55751027560 | Standalone | DE0507512 | As per HSA registered indication(s) except for radiolucent implants which should be used as follows:  in patients with primary or metastatic spinal tumours who would benefit from post-operative high dose high precision beam therapy upon appropriate and stringent patient selection;  Patient selection should be done via standardised assessment such as the neurological-oncological-mechanical systemic (NOMS) framework; and  The assessment should be carried out by a multidisciplinary team (MDT), which may be inclusive of, but not limited to, radiation oncologists, spine surgeons and interventional radiologists, among others.
Orthopaedics | Spine - Thoracolumbar (TL) and sacral surgery | TL and sacral fusion and fixation implant | TL pedicle screw - Shank, tulip | Medtronic | FNS SAS 55751027565 STER CCM 7.5 X 65 | 55751027565 | Standalone | DE0507512 | As per HSA registered indication(s) except for radiolucent implants which should be used as follows:  in patients with primary or metastatic spinal tumours who would benefit from post-operative high dose high precision beam therapy upon appropriate and stringent patient selection;  Patient selection should be done via standardised assessment such as the neurological-oncological-mechanical systemic (NOMS) framework; and  The assessment should be carried out by a multidisciplinary team (MDT), which may be inclusive of, but not limited to, radiation oncologists, spine surgeons and interventional radiologists, among others.
Orthopaedics | Spine - Thoracolumbar (TL) and sacral surgery | TL and sacral fusion and fixation implant | TL pedicle screw - Shank, tulip | Medtronic | FNS SAS 55751027570 STER CCM 7.5 X 70 | 55751027570 | Standalone | DE0507512 | As per HSA registered indication(s) except for radiolucent implants which should be used as follows:  in patients with primary or metastatic spinal tumours who would benefit from post-operative high dose high precision beam therapy upon appropriate and stringent patient selection;  Patient selection should be done via standardised assessment such as the neurological-oncological-mechanical systemic (NOMS) framework; and  The assessment should be carried out by a multidisciplinary team (MDT), which may be inclusive of, but not limited to, radiation oncologists, spine surgeons and interventional radiologists, among others.
Orthopaedics | Spine - Thoracolumbar (TL) and sacral surgery | TL and sacral fusion and fixation implant | TL pedicle screw - Shank, tulip | Medtronic | FNS SAS 55751027575 STER CCM 7.5 X 75 | 55751027575 | Standalone | DE0507512 | As per HSA registered indication(s) except for radiolucent implants which should be used as follows:  in patients with primary or metastatic spinal tumours who would benefit from post-operative high dose high precision beam therapy upon appropriate and stringent patient selection;  Patient selection should be done via standardised assessment such as the neurological-oncological-mechanical systemic (NOMS) framework; and  The assessment should be carried out by a multidisciplinary team (MDT), which may be inclusive of, but not limited to, radiation oncologists, spine surgeons and interventional radiologists, among others.
Orthopaedics | Spine - Thoracolumbar (TL) and sacral surgery | TL and sacral fusion and fixation implant | TL pedicle screw - Shank, tulip | Medtronic | FNS SAS 55751027580 STER CCM 7.5 X 80 | 55751027580 | Standalone | DE0507512 | As per HSA registered indication(s) except for radiolucent implants which should be used as follows:  in patients with primary or metastatic spinal tumours who would benefit from post-operative high dose high precision beam therapy upon appropriate and stringent patient selection;  Patient selection should be done via standardised assessment such as the neurological-oncological-mechanical systemic (NOMS) framework; and  The assessment should be carried out by a multidisciplinary team (MDT), which may be inclusive of, but not limited to, radiation oncologists, spine surgeons and interventional radiologists, among others.
Orthopaedics | Spine - Thoracolumbar (TL) and sacral surgery | TL and sacral fusion and fixation implant | TL pedicle screw - Shank, tulip | Medtronic | FNS SAS 55851024530 CCM 4.5 X 30 | 55851024530 | Standalone | DE0507512 | As per HSA registered indication(s) except for radiolucent implants which should be used as follows:  in patients with primary or metastatic spinal tumours who would benefit from post-operative high dose high precision beam therapy upon appropriate and stringent patient selection;  Patient selection should be done via standardised assessment such as the neurological-oncological-mechanical systemic (NOMS) framework; and  The assessment should be carried out by a multidisciplinary team (MDT), which may be inclusive of, but not limited to, radiation oncologists, spine surgeons and interventional radiologists, among others.
Orthopaedics | Spine - Thoracolumbar (TL) and sacral surgery | TL and sacral fusion and fixation implant | TL pedicle screw - Shank, tulip | Medtronic | FNS SAS 55851024535 CCM 4.5 X 35 | 55851024535 | Standalone | DE0507512 | As per HSA registered indication(s) except for radiolucent implants which should be used as follows:  in patients with primary or metastatic spinal tumours who would benefit from post-operative high dose high precision beam therapy upon appropriate and stringent patient selection;  Patient selection should be done via standardised assessment such as the neurological-oncological-mechanical systemic (NOMS) framework; and  The assessment should be carried out by a multidisciplinary team (MDT), which may be inclusive of, but not limited to, radiation oncologists, spine surgeons and interventional radiologists, among others.
Orthopaedics | Spine - Thoracolumbar (TL) and sacral surgery | TL and sacral fusion and fixation implant | TL pedicle screw - Shank, tulip | Medtronic | FNS SAS 55851024540 CCM 4.5 X 40 | 55851024540 | Standalone | DE0507512 | As per HSA registered indication(s) except for radiolucent implants which should be used as follows:  in patients with primary or metastatic spinal tumours who would benefit from post-operative high dose high precision beam therapy upon appropriate and stringent patient selection;  Patient selection should be done via standardised assessment such as the neurological-oncological-mechanical systemic (NOMS) framework; and  The assessment should be carried out by a multidisciplinary team (MDT), which may be inclusive of, but not limited to, radiation oncologists, spine surgeons and interventional radiologists, among others.
Orthopaedics | Spine - Thoracolumbar (TL) and sacral surgery | TL and sacral fusion and fixation implant | TL pedicle screw - Shank, tulip | Medtronic | FNS SAS 55851024545 CCM 4.5 X 45 | 55851024545 | Standalone | DE0507512 | As per HSA registered indication(s) except for radiolucent implants which should be used as follows:  in patients with primary or metastatic spinal tumours who would benefit from post-operative high dose high precision beam therapy upon appropriate and stringent patient selection;  Patient selection should be done via standardised assessment such as the neurological-oncological-mechanical systemic (NOMS) framework; and  The assessment should be carried out by a multidisciplinary team (MDT), which may be inclusive of, but not limited to, radiation oncologists, spine surgeons and interventional radiologists, among others.
Orthopaedics | Spine - Thoracolumbar (TL) and sacral surgery | TL and sacral fusion and fixation implant | TL pedicle screw - Shank, tulip | Medtronic | FNS SAS 55851024550 CCM 4.5 X 50 | 55851024550 | Standalone | DE0507512 | As per HSA registered indication(s) except for radiolucent implants which should be used as follows:  in patients with primary or metastatic spinal tumours who would benefit from post-operative high dose high precision beam therapy upon appropriate and stringent patient selection;  Patient selection should be done via standardised assessment such as the neurological-oncological-mechanical systemic (NOMS) framework; and  The assessment should be carried out by a multidisciplinary team (MDT), which may be inclusive of, but not limited to, radiation oncologists, spine surgeons and interventional radiologists, among others.
Orthopaedics | Spine - Thoracolumbar (TL) and sacral surgery | TL and sacral fusion and fixation implant | TL pedicle screw - Shank, tulip | Medtronic | FNS SAS 55851024555 CCM 4.5 X 55 | 55851024555 | Standalone | DE0507512 | As per HSA registered indication(s) except for radiolucent implants which should be used as follows:  in patients with primary or metastatic spinal tumours who would benefit from post-operative high dose high precision beam therapy upon appropriate and stringent patient selection;  Patient selection should be done via standardised assessment such as the neurological-oncological-mechanical systemic (NOMS) framework; and  The assessment should be carried out by a multidisciplinary team (MDT), which may be inclusive of, but not limited to, radiation oncologists, spine surgeons and interventional radiologists, among others.
Orthopaedics | Spine - Thoracolumbar (TL) and sacral surgery | TL and sacral fusion and fixation implant | TL pedicle screw - Shank, tulip | Medtronic | FNS SAS 55851024560 CCM 4.5 X 60 | 55851024560 | Standalone | DE0507512 | As per HSA registered indication(s) except for radiolucent implants which should be used as follows:  in patients with primary or metastatic spinal tumours who would benefit from post-operative high dose high precision beam therapy upon appropriate and stringent patient selection;  Patient selection should be done via standardised assessment such as the neurological-oncological-mechanical systemic (NOMS) framework; and  The assessment should be carried out by a multidisciplinary team (MDT), which may be inclusive of, but not limited to, radiation oncologists, spine surgeons and interventional radiologists, among others.
Orthopaedics | Spine - Thoracolumbar (TL) and sacral surgery | TL and sacral fusion and fixation implant | TL pedicle screw - Shank, tulip | Medtronic | FNS SAS 55851024565 CCM 4.5 X 65 | 55851024565 | Standalone | DE0507512 | As per HSA registered indication(s) except for radiolucent implants which should be used as follows:  in patients with primary or metastatic spinal tumours who would benefit from post-operative high dose high precision beam therapy upon appropriate and stringent patient selection;  Patient selection should be done via standardised assessment such as the neurological-oncological-mechanical systemic (NOMS) framework; and  The assessment should be carried out by a multidisciplinary team (MDT), which may be inclusive of, but not limited to, radiation oncologists, spine surgeons and interventional radiologists, among others.
Orthopaedics | Spine - Thoracolumbar (TL) and sacral surgery | TL and sacral fusion and fixation implant | TL pedicle screw - Shank, tulip | Medtronic | FNS SAS 55851024570 CCM 4.5 X 70 | 55851024570 | Standalone | DE0507512 | As per HSA registered indication(s) except for radiolucent implants which should be used as follows:  in patients with primary or metastatic spinal tumours who would benefit from post-operative high dose high precision beam therapy upon appropriate and stringent patient selection;  Patient selection should be done via standardised assessment such as the neurological-oncological-mechanical systemic (NOMS) framework; and  The assessment should be carried out by a multidisciplinary team (MDT), which may be inclusive of, but not limited to, radiation oncologists, spine surgeons and interventional radiologists, among others.
Orthopaedics | Spine - Thoracolumbar (TL) and sacral surgery | TL and sacral fusion and fixation implant | TL pedicle screw - Shank, tulip | Medtronic | FNS SAS 55851024575 CCM 4.5 X 75 | 55851024575 | Standalone | DE0507512 | As per HSA registered indication(s) except for radiolucent implants which should be used as follows:  in patients with primary or metastatic spinal tumours who would benefit from post-operative high dose high precision beam therapy upon appropriate and stringent patient selection;  Patient selection should be done via standardised assessment such as the neurological-oncological-mechanical systemic (NOMS) framework; and  The assessment should be carried out by a multidisciplinary team (MDT), which may be inclusive of, but not limited to, radiation oncologists, spine surgeons and interventional radiologists, among others.
Orthopaedics | Spine - Thoracolumbar (TL) and sacral surgery | TL and sacral fusion and fixation implant | TL pedicle screw - Shank, tulip | Medtronic | FNS SAS 55851024580 CCM 4.5 X 80 | 55851024580 | Standalone | DE0507512 | As per HSA registered indication(s) except for radiolucent implants which should be used as follows:  in patients with primary or metastatic spinal tumours who would benefit from post-operative high dose high precision beam therapy upon appropriate and stringent patient selection;  Patient selection should be done via standardised assessment such as the neurological-oncological-mechanical systemic (NOMS) framework; and  The assessment should be carried out by a multidisciplinary team (MDT), which may be inclusive of, but not limited to, radiation oncologists, spine surgeons and interventional radiologists, among others.
Orthopaedics | Spine - Thoracolumbar (TL) and sacral surgery | TL and sacral fusion and fixation implant | TL pedicle screw - Shank, tulip | Medtronic | FNS SAS 55851025030 CCM 5.0 X 30 | 55851025030 | Standalone | DE0507512 | As per HSA registered indication(s) except for radiolucent implants which should be used as follows:  in patients with primary or metastatic spinal tumours who would benefit from post-operative high dose high precision beam therapy upon appropriate and stringent patient selection;  Patient selection should be done via standardised assessment such as the neurological-oncological-mechanical systemic (NOMS) framework; and  The assessment should be carried out by a multidisciplinary team (MDT), which may be inclusive of, but not limited to, radiation oncologists, spine surgeons and interventional radiologists, among others.
Orthopaedics | Spine - Thoracolumbar (TL) and sacral surgery | TL and sacral fusion and fixation implant | TL pedicle screw - Shank, tulip | Medtronic | FNS SAS 55851025035 CCM 5.0 X 35 | 55851025035 | Standalone | DE0507512 | As per HSA registered indication(s) except for radiolucent implants which should be used as follows:  in patients with primary or metastatic spinal tumours who would benefit from post-operative high dose high precision beam therapy upon appropriate and stringent patient selection;  Patient selection should be done via standardised assessment such as the neurological-oncological-mechanical systemic (NOMS) framework; and  The assessment should be carried out by a multidisciplinary team (MDT), which may be inclusive of, but not limited to, radiation oncologists, spine surgeons and interventional radiologists, among others.
Orthopaedics | Spine - Thoracolumbar (TL) and sacral surgery | TL and sacral fusion and fixation implant | TL pedicle screw - Shank, tulip | Medtronic | FNS SAS 55851025040 CCM 5.0 X 40 | 55851025040 | Standalone | DE0507512 | As per HSA registered indication(s) except for radiolucent implants which should be used as follows:  in patients with primary or metastatic spinal tumours who would benefit from post-operative high dose high precision beam therapy upon appropriate and stringent patient selection;  Patient selection should be done via standardised assessment such as the neurological-oncological-mechanical systemic (NOMS) framework; and  The assessment should be carried out by a multidisciplinary team (MDT), which may be inclusive of, but not limited to, radiation oncologists, spine surgeons and interventional radiologists, among others.
Orthopaedics | Spine - Thoracolumbar (TL) and sacral surgery | TL and sacral fusion and fixation implant | TL pedicle screw - Shank, tulip | Medtronic | FNS SAS 55851025045 CCM 5.0 X 45 | 55851025045 | Standalone | DE0507512 | As per HSA registered indication(s) except for radiolucent implants which should be used as follows:  in patients with primary or metastatic spinal tumours who would benefit from post-operative high dose high precision beam therapy upon appropriate and stringent patient selection;  Patient selection should be done via standardised assessment such as the neurological-oncological-mechanical systemic (NOMS) framework; and  The assessment should be carried out by a multidisciplinary team (MDT), which may be inclusive of, but not limited to, radiation oncologists, spine surgeons and interventional radiologists, among others.
Orthopaedics | Spine - Thoracolumbar (TL) and sacral surgery | TL and sacral fusion and fixation implant | TL pedicle screw - Shank, tulip | Medtronic | FNS SAS 55851025050 CCM 5.0 X 50 | 55851025050 | Standalone | DE0507512 | As per HSA registered indication(s) except for radiolucent implants which should be used as follows:  in patients with primary or metastatic spinal tumours who would benefit from post-operative high dose high precision beam therapy upon appropriate and stringent patient selection;  Patient selection should be done via standardised assessment such as the neurological-oncological-mechanical systemic (NOMS) framework; and  The assessment should be carried out by a multidisciplinary team (MDT), which may be inclusive of, but not limited to, radiation oncologists, spine surgeons and interventional radiologists, among others.
Orthopaedics | Spine - Thoracolumbar (TL) and sacral surgery | TL and sacral fusion and fixation implant | TL pedicle screw - Shank, tulip | Medtronic | FNS SAS 55851025055 CCM 5.0 X 55 | 55851025055 | Standalone | DE0507512 | As per HSA registered indication(s) except for radiolucent implants which should be used as follows:  in patients with primary or metastatic spinal tumours who would benefit from post-operative high dose high precision beam therapy upon appropriate and stringent patient selection;  Patient selection should be done via standardised assessment such as the neurological-oncological-mechanical systemic (NOMS) framework; and  The assessment should be carried out by a multidisciplinary team (MDT), which may be inclusive of, but not limited to, radiation oncologists, spine surgeons and interventional radiologists, among others.
Orthopaedics | Spine - Thoracolumbar (TL) and sacral surgery | TL and sacral fusion and fixation implant | TL pedicle screw - Shank, tulip | Medtronic | FNS SAS 55851025060 CCM 5.0 X 60 | 55851025060 | Standalone | DE0507512 | As per HSA registered indication(s) except for radiolucent implants which should be used as follows:  in patients with primary or metastatic spinal tumours who would benefit from post-operative high dose high precision beam therapy upon appropriate and stringent patient selection;  Patient selection should be done via standardised assessment such as the neurological-oncological-mechanical systemic (NOMS) framework; and  The assessment should be carried out by a multidisciplinary team (MDT), which may be inclusive of, but not limited to, radiation oncologists, spine surgeons and interventional radiologists, among others.
Orthopaedics | Spine - Thoracolumbar (TL) and sacral surgery | TL and sacral fusion and fixation implant | TL pedicle screw - Shank, tulip | Medtronic | FNS SAS 55851025065 CCM 5.0 X 65 | 55851025065 | Standalone | DE0507512 | As per HSA registered indication(s) except for radiolucent implants which should be used as follows:  in patients with primary or metastatic spinal tumours who would benefit from post-operative high dose high precision beam therapy upon appropriate and stringent patient selection;  Patient selection should be done via standardised assessment such as the neurological-oncological-mechanical systemic (NOMS) framework; and  The assessment should be carried out by a multidisciplinary team (MDT), which may be inclusive of, but not limited to, radiation oncologists, spine surgeons and interventional radiologists, among others.
Orthopaedics | Spine - Thoracolumbar (TL) and sacral surgery | TL and sacral fusion and fixation implant | TL pedicle screw - Shank, tulip | Medtronic | FNS SAS 55851025070 CCM 5.0 X 70 | 55851025070 | Standalone | DE0507512 | As per HSA registered indication(s) except for radiolucent implants which should be used as follows:  in patients with primary or metastatic spinal tumours who would benefit from post-operative high dose high precision beam therapy upon appropriate and stringent patient selection;  Patient selection should be done via standardised assessment such as the neurological-oncological-mechanical systemic (NOMS) framework; and  The assessment should be carried out by a multidisciplinary team (MDT), which may be inclusive of, but not limited to, radiation oncologists, spine surgeons and interventional radiologists, among others.
Orthopaedics | Spine - Thoracolumbar (TL) and sacral surgery | TL and sacral fusion and fixation implant | TL pedicle screw - Shank, tulip | Medtronic | FNS SAS 55851025075 CCM 5.0 X 75 | 55851025075 | Standalone | DE0507512 | As per HSA registered indication(s) except for radiolucent implants which should be used as follows:  in patients with primary or metastatic spinal tumours who would benefit from post-operative high dose high precision beam therapy upon appropriate and stringent patient selection;  Patient selection should be done via standardised assessment such as the neurological-oncological-mechanical systemic (NOMS) framework; and  The assessment should be carried out by a multidisciplinary team (MDT), which may be inclusive of, but not limited to, radiation oncologists, spine surgeons and interventional radiologists, among others.
Orthopaedics | Spine - Thoracolumbar (TL) and sacral surgery | TL and sacral fusion and fixation implant | TL pedicle screw - Shank, tulip | Medtronic | FNS SAS 55851025080 CCM 5.0 X 80 | 55851025080 | Standalone | DE0507512 | As per HSA registered indication(s) except for radiolucent implants which should be used as follows:  in patients with primary or metastatic spinal tumours who would benefit from post-operative high dose high precision beam therapy upon appropriate and stringent patient selection;  Patient selection should be done via standardised assessment such as the neurological-oncological-mechanical systemic (NOMS) framework; and  The assessment should be carried out by a multidisciplinary team (MDT), which may be inclusive of, but not limited to, radiation oncologists, spine surgeons and interventional radiologists, among others.
Orthopaedics | Spine - Thoracolumbar (TL) and sacral surgery | TL and sacral fusion and fixation implant | TL pedicle screw - Shank, tulip | Medtronic | FNS SAS 55851025530 CCM 5.5 X 30 | 55851025530 | Standalone | DE0507512 | As per HSA registered indication(s) except for radiolucent implants which should be used as follows:  in patients with primary or metastatic spinal tumours who would benefit from post-operative high dose high precision beam therapy upon appropriate and stringent patient selection;  Patient selection should be done via standardised assessment such as the neurological-oncological-mechanical systemic (NOMS) framework; and  The assessment should be carried out by a multidisciplinary team (MDT), which may be inclusive of, but not limited to, radiation oncologists, spine surgeons and interventional radiologists, among others.
Orthopaedics | Spine - Thoracolumbar (TL) and sacral surgery | TL and sacral fusion and fixation implant | TL pedicle screw - Shank, tulip | Medtronic | FNS SAS 55851025535 CCM 5.5 X 35 | 55851025535 | Standalone | DE0507512 | As per HSA registered indication(s) except for radiolucent implants which should be used as follows:  in patients with primary or metastatic spinal tumours who would benefit from post-operative high dose high precision beam therapy upon appropriate and stringent patient selection;  Patient selection should be done via standardised assessment such as the neurological-oncological-mechanical systemic (NOMS) framework; and  The assessment should be carried out by a multidisciplinary team (MDT), which may be inclusive of, but not limited to, radiation oncologists, spine surgeons and interventional radiologists, among others.
Orthopaedics | Spine - Thoracolumbar (TL) and sacral surgery | TL and sacral fusion and fixation implant | TL pedicle screw - Shank, tulip | Medtronic | FNS SAS 55851025540 CCM 5.5 X 40 | 55851025540 | Standalone | DE0507512 | As per HSA registered indication(s) except for radiolucent implants which should be used as follows:  in patients with primary or metastatic spinal tumours who would benefit from post-operative high dose high precision beam therapy upon appropriate and stringent patient selection;  Patient selection should be done via standardised assessment such as the neurological-oncological-mechanical systemic (NOMS) framework; and  The assessment should be carried out by a multidisciplinary team (MDT), which may be inclusive of, but not limited to, radiation oncologists, spine surgeons and interventional radiologists, among others.
Orthopaedics | Spine - Thoracolumbar (TL) and sacral surgery | TL and sacral fusion and fixation implant | TL pedicle screw - Shank, tulip | Medtronic | FNS SAS 55851025545 CCM 5.5 X 45 | 55851025545 | Standalone | DE0507512 | As per HSA registered indication(s) except for radiolucent implants which should be used as follows:  in patients with primary or metastatic spinal tumours who would benefit from post-operative high dose high precision beam therapy upon appropriate and stringent patient selection;  Patient selection should be done via standardised assessment such as the neurological-oncological-mechanical systemic (NOMS) framework; and  The assessment should be carried out by a multidisciplinary team (MDT), which may be inclusive of, but not limited to, radiation oncologists, spine surgeons and interventional radiologists, among others.
Orthopaedics | Spine - Thoracolumbar (TL) and sacral surgery | TL and sacral fusion and fixation implant | TL pedicle screw - Shank, tulip | Medtronic | FNS SAS 55851025550 CCM 5.5 X 50 | 55851025550 | Standalone | DE0507512 | As per HSA registered indication(s) except for radiolucent implants which should be used as follows:  in patients with primary or metastatic spinal tumours who would benefit from post-operative high dose high precision beam therapy upon appropriate and stringent patient selection;  Patient selection should be done via standardised assessment such as the neurological-oncological-mechanical systemic (NOMS) framework; and  The assessment should be carried out by a multidisciplinary team (MDT), which may be inclusive of, but not limited to, radiation oncologists, spine surgeons and interventional radiologists, among others.
Orthopaedics | Spine - Thoracolumbar (TL) and sacral surgery | TL and sacral fusion and fixation implant | TL pedicle screw - Shank, tulip | Medtronic | FNS SAS 55851025555 CCM 5.5 X 55 | 55851025555 | Standalone | DE0507512 | As per HSA registered indication(s) except for radiolucent implants which should be used as follows:  in patients with primary or metastatic spinal tumours who would benefit from post-operative high dose high precision beam therapy upon appropriate and stringent patient selection;  Patient selection should be done via standardised assessment such as the neurological-oncological-mechanical systemic (NOMS) framework; and  The assessment should be carried out by a multidisciplinary team (MDT), which may be inclusive of, but not limited to, radiation oncologists, spine surgeons and interventional radiologists, among others.
Orthopaedics | Spine - Thoracolumbar (TL) and sacral surgery | TL and sacral fusion and fixation implant | TL pedicle screw - Shank, tulip | Medtronic | FNS SAS 55851025560 CCM 5.5 X 60 | 55851025560 | Standalone | DE0507512 | As per HSA registered indication(s) except for radiolucent implants which should be used as follows:  in patients with primary or metastatic spinal tumours who would benefit from post-operative high dose high precision beam therapy upon appropriate and stringent patient selection;  Patient selection should be done via standardised assessment such as the neurological-oncological-mechanical systemic (NOMS) framework; and  The assessment should be carried out by a multidisciplinary team (MDT), which may be inclusive of, but not limited to, radiation oncologists, spine surgeons and interventional radiologists, among others.
Orthopaedics | Spine - Thoracolumbar (TL) and sacral surgery | TL and sacral fusion and fixation implant | TL pedicle screw - Shank, tulip | Medtronic | FNS SAS 55851025565 CCM 5.5 X 65 | 55851025565 | Standalone | DE0507512 | As per HSA registered indication(s) except for radiolucent implants which should be used as follows:  in patients with primary or metastatic spinal tumours who would benefit from post-operative high dose high precision beam therapy upon appropriate and stringent patient selection;  Patient selection should be done via standardised assessment such as the neurological-oncological-mechanical systemic (NOMS) framework; and  The assessment should be carried out by a multidisciplinary team (MDT), which may be inclusive of, but not limited to, radiation oncologists, spine surgeons and interventional radiologists, among others.
Orthopaedics | Spine - Thoracolumbar (TL) and sacral surgery | TL and sacral fusion and fixation implant | TL pedicle screw - Shank, tulip | Medtronic | FNS SAS 55851025570 CCM 5.5 X 70 | 55851025570 | Standalone | DE0507512 | As per HSA registered indication(s) except for radiolucent implants which should be used as follows:  in patients with primary or metastatic spinal tumours who would benefit from post-operative high dose high precision beam therapy upon appropriate and stringent patient selection;  Patient selection should be done via standardised assessment such as the neurological-oncological-mechanical systemic (NOMS) framework; and  The assessment should be carried out by a multidisciplinary team (MDT), which may be inclusive of, but not limited to, radiation oncologists, spine surgeons and interventional radiologists, among others.
Orthopaedics | Spine - Thoracolumbar (TL) and sacral surgery | TL and sacral fusion and fixation implant | TL pedicle screw - Shank, tulip | Medtronic | FNS SAS 55851025575 CCM 5.5 X 75 | 55851025575 | Standalone | DE0507512 | As per HSA registered indication(s) except for radiolucent implants which should be used as follows:  in patients with primary or metastatic spinal tumours who would benefit from post-operative high dose high precision beam therapy upon appropriate and stringent patient selection;  Patient selection should be done via standardised assessment such as the neurological-oncological-mechanical systemic (NOMS) framework; and  The assessment should be carried out by a multidisciplinary team (MDT), which may be inclusive of, but not limited to, radiation oncologists, spine surgeons and interventional radiologists, among others.
Orthopaedics | Spine - Thoracolumbar (TL) and sacral surgery | TL and sacral fusion and fixation implant | TL pedicle screw - Shank, tulip | Medtronic | FNS SAS 55851025580 CCM 5.5 X 80 | 55851025580 | Standalone | DE0507512 | As per HSA registered indication(s) except for radiolucent implants which should be used as follows:  in patients with primary or metastatic spinal tumours who would benefit from post-operative high dose high precision beam therapy upon appropriate and stringent patient selection;  Patient selection should be done via standardised assessment such as the neurological-oncological-mechanical systemic (NOMS) framework; and  The assessment should be carried out by a multidisciplinary team (MDT), which may be inclusive of, but not limited to, radiation oncologists, spine surgeons and interventional radiologists, among others.
Orthopaedics | Spine - Thoracolumbar (TL) and sacral surgery | TL and sacral fusion and fixation implant | TL pedicle screw - Shank, tulip | Medtronic | FNS SAS 55851026530 CCM 6.5 X 30 | 55851026530 | Standalone | DE0507512 | As per HSA registered indication(s) except for radiolucent implants which should be used as follows:  in patients with primary or metastatic spinal tumours who would benefit from post-operative high dose high precision beam therapy upon appropriate and stringent patient selection;  Patient selection should be done via standardised assessment such as the neurological-oncological-mechanical systemic (NOMS) framework; and  The assessment should be carried out by a multidisciplinary team (MDT), which may be inclusive of, but not limited to, radiation oncologists, spine surgeons and interventional radiologists, among others.
Orthopaedics | Spine - Thoracolumbar (TL) and sacral surgery | TL and sacral fusion and fixation implant | TL pedicle screw - Shank, tulip | Medtronic | FNS SAS 55851026535 CCM 6.5 X 35 | 55851026535 | Standalone | DE0507512 | As per HSA registered indication(s) except for radiolucent implants which should be used as follows:  in patients with primary or metastatic spinal tumours who would benefit from post-operative high dose high precision beam therapy upon appropriate and stringent patient selection;  Patient selection should be done via standardised assessment such as the neurological-oncological-mechanical systemic (NOMS) framework; and  The assessment should be carried out by a multidisciplinary team (MDT), which may be inclusive of, but not limited to, radiation oncologists, spine surgeons and interventional radiologists, among others.
Orthopaedics | Spine - Thoracolumbar (TL) and sacral surgery | TL and sacral fusion and fixation implant | TL pedicle screw - Shank, tulip | Medtronic | FNS SAS 55851026540 CCM 6.5 X 40 | 55851026540 | Standalone | DE0507512 | As per HSA registered indication(s) except for radiolucent implants which should be used as follows:  in patients with primary or metastatic spinal tumours who would benefit from post-operative high dose high precision beam therapy upon appropriate and stringent patient selection;  Patient selection should be done via standardised assessment such as the neurological-oncological-mechanical systemic (NOMS) framework; and  The assessment should be carried out by a multidisciplinary team (MDT), which may be inclusive of, but not limited to, radiation oncologists, spine surgeons and interventional radiologists, among others.
Orthopaedics | Spine - Thoracolumbar (TL) and sacral surgery | TL and sacral fusion and fixation implant | TL pedicle screw - Shank, tulip | Medtronic | FNS SAS 55851026545 CCM 6.5 X 45 | 55851026545 | Standalone | DE0507512 | As per HSA registered indication(s) except for radiolucent implants which should be used as follows:  in patients with primary or metastatic spinal tumours who would benefit from post-operative high dose high precision beam therapy upon appropriate and stringent patient selection;  Patient selection should be done via standardised assessment such as the neurological-oncological-mechanical systemic (NOMS) framework; and  The assessment should be carried out by a multidisciplinary team (MDT), which may be inclusive of, but not limited to, radiation oncologists, spine surgeons and interventional radiologists, among others.
Orthopaedics | Spine - Thoracolumbar (TL) and sacral surgery | TL and sacral fusion and fixation implant | TL pedicle screw - Shank, tulip | Medtronic | FNS SAS 55851026550 CCM 6.5 X 50 | 55851026550 | Standalone | DE0507512 | As per HSA registered indication(s) except for radiolucent implants which should be used as follows:  in patients with primary or metastatic spinal tumours who would benefit from post-operative high dose high precision beam therapy upon appropriate and stringent patient selection;  Patient selection should be done via standardised assessment such as the neurological-oncological-mechanical systemic (NOMS) framework; and  The assessment should be carried out by a multidisciplinary team (MDT), which may be inclusive of, but not limited to, radiation oncologists, spine surgeons and interventional radiologists, among others.
Orthopaedics | Spine - Thoracolumbar (TL) and sacral surgery | TL and sacral fusion and fixation implant | TL pedicle screw - Shank, tulip | Medtronic | FNS SAS 55851026555 CCM 6.5 X 55 | 55851026555 | Standalone | DE0507512 | As per HSA registered indication(s) except for radiolucent implants which should be used as follows:  in patients with primary or metastatic spinal tumours who would benefit from post-operative high dose high precision beam therapy upon appropriate and stringent patient selection;  Patient selection should be done via standardised assessment such as the neurological-oncological-mechanical systemic (NOMS) framework; and  The assessment should be carried out by a multidisciplinary team (MDT), which may be inclusive of, but not limited to, radiation oncologists, spine surgeons and interventional radiologists, among others.
Orthopaedics | Spine - Thoracolumbar (TL) and sacral surgery | TL and sacral fusion and fixation implant | TL pedicle screw - Shank, tulip | Medtronic | FNS SAS 55851026560 CCM 6.5 X 60 | 55851026560 | Standalone | DE0507512 | As per HSA registered indication(s) except for radiolucent implants which should be used as follows:  in patients with primary or metastatic spinal tumours who would benefit from post-operative high dose high precision beam therapy upon appropriate and stringent patient selection;  Patient selection should be done via standardised assessment such as the neurological-oncological-mechanical systemic (NOMS) framework; and  The assessment should be carried out by a multidisciplinary team (MDT), which may be inclusive of, but not limited to, radiation oncologists, spine surgeons and interventional radiologists, among others.
Orthopaedics | Spine - Thoracolumbar (TL) and sacral surgery | TL and sacral fusion and fixation implant | TL pedicle screw - Shank, tulip | Medtronic | FNS SAS 55851026565 CCM 6.5 X 65 | 55851026565 | Standalone | DE0507512 | As per HSA registered indication(s) except for radiolucent implants which should be used as follows:  in patients with primary or metastatic spinal tumours who would benefit from post-operative high dose high precision beam therapy upon appropriate and stringent patient selection;  Patient selection should be done via standardised assessment such as the neurological-oncological-mechanical systemic (NOMS) framework; and  The assessment should be carried out by a multidisciplinary team (MDT), which may be inclusive of, but not limited to, radiation oncologists, spine surgeons and interventional radiologists, among others.
Orthopaedics | Spine - Thoracolumbar (TL) and sacral surgery | TL and sacral fusion and fixation implant | TL pedicle screw - Shank, tulip | Medtronic | FNS SAS 55851026570 CCM 6.5 X 70 | 55851026570 | Standalone | DE0507512 | As per HSA registered indication(s) except for radiolucent implants which should be used as follows:  in patients with primary or metastatic spinal tumours who would benefit from post-operative high dose high precision beam therapy upon appropriate and stringent patient selection;  Patient selection should be done via standardised assessment such as the neurological-oncological-mechanical systemic (NOMS) framework; and  The assessment should be carried out by a multidisciplinary team (MDT), which may be inclusive of, but not limited to, radiation oncologists, spine surgeons and interventional radiologists, among others.
Orthopaedics | Spine - Thoracolumbar (TL) and sacral surgery | TL and sacral fusion and fixation implant | TL pedicle screw - Shank, tulip | Medtronic | FNS SAS 55851026575 CCM 6.5 X 75 | 55851026575 | Standalone | DE0507512 | As per HSA registered indication(s) except for radiolucent implants which should be used as follows:  in patients with primary or metastatic spinal tumours who would benefit from post-operative high dose high precision beam therapy upon appropriate and stringent patient selection;  Patient selection should be done via standardised assessment such as the neurological-oncological-mechanical systemic (NOMS) framework; and  The assessment should be carried out by a multidisciplinary team (MDT), which may be inclusive of, but not limited to, radiation oncologists, spine surgeons and interventional radiologists, among others.
Orthopaedics | Spine - Thoracolumbar (TL) and sacral surgery | TL and sacral fusion and fixation implant | TL pedicle screw - Shank, tulip | Medtronic | FNS SAS 55851026580 CCM 6.5 X 80 | 55851026580 | Standalone | DE0507512 | As per HSA registered indication(s) except for radiolucent implants which should be used as follows:  in patients with primary or metastatic spinal tumours who would benefit from post-operative high dose high precision beam therapy upon appropriate and stringent patient selection;  Patient selection should be done via standardised assessment such as the neurological-oncological-mechanical systemic (NOMS) framework; and  The assessment should be carried out by a multidisciplinary team (MDT), which may be inclusive of, but not limited to, radiation oncologists, spine surgeons and interventional radiologists, among others.
Orthopaedics | Spine - Thoracolumbar (TL) and sacral surgery | TL and sacral fusion and fixation implant | TL pedicle screw - Shank, tulip | Medtronic | FNS SAS 55851027530 CCM 7.5 X 30 | 55851027530 | Standalone | DE0507512 | As per HSA registered indication(s) except for radiolucent implants which should be used as follows:  in patients with primary or metastatic spinal tumours who would benefit from post-operative high dose high precision beam therapy upon appropriate and stringent patient selection;  Patient selection should be done via standardised assessment such as the neurological-oncological-mechanical systemic (NOMS) framework; and  The assessment should be carried out by a multidisciplinary team (MDT), which may be inclusive of, but not limited to, radiation oncologists, spine surgeons and interventional radiologists, among others.
Orthopaedics | Spine - Thoracolumbar (TL) and sacral surgery | TL and sacral fusion and fixation implant | TL pedicle screw - Shank, tulip | Medtronic | FNS SAS 55851027535 CCM 7.5 X 35 | 55851027535 | Standalone | DE0507512 | As per HSA registered indication(s) except for radiolucent implants which should be used as follows:  in patients with primary or metastatic spinal tumours who would benefit from post-operative high dose high precision beam therapy upon appropriate and stringent patient selection;  Patient selection should be done via standardised assessment such as the neurological-oncological-mechanical systemic (NOMS) framework; and  The assessment should be carried out by a multidisciplinary team (MDT), which may be inclusive of, but not limited to, radiation oncologists, spine surgeons and interventional radiologists, among others.
Orthopaedics | Spine - Thoracolumbar (TL) and sacral surgery | TL and sacral fusion and fixation implant | TL pedicle screw - Shank, tulip | Medtronic | FNS SAS 55851027540 CCM 7.5 X 40 | 55851027540 | Standalone | DE0507512 | As per HSA registered indication(s) except for radiolucent implants which should be used as follows:  in patients with primary or metastatic spinal tumours who would benefit from post-operative high dose high precision beam therapy upon appropriate and stringent patient selection;  Patient selection should be done via standardised assessment such as the neurological-oncological-mechanical systemic (NOMS) framework; and  The assessment should be carried out by a multidisciplinary team (MDT), which may be inclusive of, but not limited to, radiation oncologists, spine surgeons and interventional radiologists, among others.
Orthopaedics | Spine - Thoracolumbar (TL) and sacral surgery | TL and sacral fusion and fixation implant | TL pedicle screw - Shank, tulip | Medtronic | FNS SAS 55851027545 CCM 7.5 X 45 | 55851027545 | Standalone | DE0507512 | As per HSA registered indication(s) except for radiolucent implants which should be used as follows:  in patients with primary or metastatic spinal tumours who would benefit from post-operative high dose high precision beam therapy upon appropriate and stringent patient selection;  Patient selection should be done via standardised assessment such as the neurological-oncological-mechanical systemic (NOMS) framework; and  The assessment should be carried out by a multidisciplinary team (MDT), which may be inclusive of, but not limited to, radiation oncologists, spine surgeons and interventional radiologists, among others.
Orthopaedics | Spine - Thoracolumbar (TL) and sacral surgery | TL and sacral fusion and fixation implant | TL pedicle screw - Shank, tulip | Medtronic | FNS SAS 55851027550 CCM 7.5 X 50 | 55851027550 | Standalone | DE0507512 | As per HSA registered indication(s) except for radiolucent implants which should be used as follows:  in patients with primary or metastatic spinal tumours who would benefit from post-operative high dose high precision beam therapy upon appropriate and stringent patient selection;  Patient selection should be done via standardised assessment such as the neurological-oncological-mechanical systemic (NOMS) framework; and  The assessment should be carried out by a multidisciplinary team (MDT), which may be inclusive of, but not limited to, radiation oncologists, spine surgeons and interventional radiologists, among others.
Orthopaedics | Spine - Thoracolumbar (TL) and sacral surgery | TL and sacral fusion and fixation implant | TL pedicle screw - Shank, tulip | Medtronic | FNS SAS 55851027555 CCM 7.5 X 55 | 55851027555 | Standalone | DE0507512 | As per HSA registered indication(s) except for radiolucent implants which should be used as follows:  in patients with primary or metastatic spinal tumours who would benefit from post-operative high dose high precision beam therapy upon appropriate and stringent patient selection;  Patient selection should be done via standardised assessment such as the neurological-oncological-mechanical systemic (NOMS) framework; and  The assessment should be carried out by a multidisciplinary team (MDT), which may be inclusive of, but not limited to, radiation oncologists, spine surgeons and interventional radiologists, among others.
Orthopaedics | Spine - Thoracolumbar (TL) and sacral surgery | TL and sacral fusion and fixation implant | TL pedicle screw - Shank, tulip | Medtronic | FNS SAS 55851027560 CCM 7.5 X 60 | 55851027560 | Standalone | DE0507512 | As per HSA registered indication(s) except for radiolucent implants which should be used as follows:  in patients with primary or metastatic spinal tumours who would benefit from post-operative high dose high precision beam therapy upon appropriate and stringent patient selection;  Patient selection should be done via standardised assessment such as the neurological-oncological-mechanical systemic (NOMS) framework; and  The assessment should be carried out by a multidisciplinary team (MDT), which may be inclusive of, but not limited to, radiation oncologists, spine surgeons and interventional radiologists, among others.
Orthopaedics | Spine - Thoracolumbar (TL) and sacral surgery | TL and sacral fusion and fixation implant | TL pedicle screw - Shank, tulip | Medtronic | FNS SAS 55851027565 CCM 7.5 X 65 | 55851027565 | Standalone | DE0507512 | As per HSA registered indication(s) except for radiolucent implants which should be used as follows:  in patients with primary or metastatic spinal tumours who would benefit from post-operative high dose high precision beam therapy upon appropriate and stringent patient selection;  Patient selection should be done via standardised assessment such as the neurological-oncological-mechanical systemic (NOMS) framework; and  The assessment should be carried out by a multidisciplinary team (MDT), which may be inclusive of, but not limited to, radiation oncologists, spine surgeons and interventional radiologists, among others.
Orthopaedics | Spine - Thoracolumbar (TL) and sacral surgery | TL and sacral fusion and fixation implant | TL pedicle screw - Shank, tulip | Medtronic | FNS SAS 55851027570 CCM 7.5 X 70 | 55851027570 | Standalone | DE0507512 | As per HSA registered indication(s) except for radiolucent implants which should be used as follows:  in patients with primary or metastatic spinal tumours who would benefit from post-operative high dose high precision beam therapy upon appropriate and stringent patient selection;  Patient selection should be done via standardised assessment such as the neurological-oncological-mechanical systemic (NOMS) framework; and  The assessment should be carried out by a multidisciplinary team (MDT), which may be inclusive of, but not limited to, radiation oncologists, spine surgeons and interventional radiologists, among others.
Orthopaedics | Spine - Thoracolumbar (TL) and sacral surgery | TL and sacral fusion and fixation implant | TL pedicle screw - Shank, tulip | Medtronic | FNS SAS 55851027575 CCM 7.5 X 75 | 55851027575 | Standalone | DE0507512 | As per HSA registered indication(s) except for radiolucent implants which should be used as follows:  in patients with primary or metastatic spinal tumours who would benefit from post-operative high dose high precision beam therapy upon appropriate and stringent patient selection;  Patient selection should be done via standardised assessment such as the neurological-oncological-mechanical systemic (NOMS) framework; and  The assessment should be carried out by a multidisciplinary team (MDT), which may be inclusive of, but not limited to, radiation oncologists, spine surgeons and interventional radiologists, among others.
Orthopaedics | Spine - Thoracolumbar (TL) and sacral surgery | TL and sacral fusion and fixation implant | TL pedicle screw - Shank, tulip | Medtronic | FNS SAS 55851027580 CCM 7.5 X 80 | 55851027580 | Standalone | DE0507512 | As per HSA registered indication(s) except for radiolucent implants which should be used as follows:  in patients with primary or metastatic spinal tumours who would benefit from post-operative high dose high precision beam therapy upon appropriate and stringent patient selection;  Patient selection should be done via standardised assessment such as the neurological-oncological-mechanical systemic (NOMS) framework; and  The assessment should be carried out by a multidisciplinary team (MDT), which may be inclusive of, but not limited to, radiation oncologists, spine surgeons and interventional radiologists, among others.
Orthopaedics | Spine - Occipito-cervical (OC) surgery | OC fusion and fixation implant | OC rod connector - Locking screw | K2M | H2H Connector Nut | 7601-10003 | Standalone | DE0502861 | As per HSA registered indication(s)
Orthopaedics | Spine - Occipito-cervical (OC) surgery | OC fusion and fixation implant | OC rod connector system excluding locking screw | K2M | H2H Connector Plate; (L) | 7601-73747H | Standalone | DE0502861 | As per HSA registered indication(s)
Orthopaedics | Spine - Occipito-cervical (OC) surgery | OC fusion and fixation implant | OC rod connector system excluding locking screw | K2M | H2H Connector Plate; (M) | 7601-72939H | Standalone | DE0502861 | As per HSA registered indication(s)
Orthopaedics | Spine - Occipito-cervical (OC) surgery | OC fusion and fixation implant | OC rod connector system excluding locking screw | K2M | H2H Connector Plate; (S) | 7601-72131H | Standalone | DE0502861 | As per HSA registered indication(s)
Orthopaedics | Spine - Occipito-cervical (OC) surgery | OC fusion and fixation implant | OC rod connector system excluding locking screw | K2M | H2H Connector Plate; (XL) | 7601-74555H | Standalone | DE0502861 | As per HSA registered indication(s)
Orthopaedics | Spine - Occipito-cervical (OC) surgery | OC fusion and fixation implant | OC rod connector - Locking screw | K2M | H2H Connector Set Screw | 7601-10002 | Standalone | DE0502861 | As per HSA registered indication(s)
Orthopaedics | Spine - Occipito-cervical (OC) surgery | OC fusion and fixation implant | OC rod connector - Locking screw | Zimmer Biomet | Head to Head Tran Connectors Closure Top | 07.01719.001 | Standalone | DE0506515 | As per HSA registered indication(s)
Orthopaedics | Spine - Occipito-cervical (OC) surgery | OC fusion and fixation implant | OC rod connector system excluding locking screw | Zimmer Biomet | Head to Head Trans Connector L (42- 48mm) | 07.01717.005 | Standalone | DE0506515 | As per HSA registered indication(s)
Orthopaedics | Spine - Occipito-cervical (OC) surgery | OC fusion and fixation implant | OC rod connector system excluding locking screw | Zimmer Biomet | Head to Head Trans Connector M (37.43mm) | 07.01717.004 | Standalone | DE0506515 | As per HSA registered indication(s)
Orthopaedics | Spine - Occipito-cervical (OC) surgery | OC fusion and fixation implant | OC rod connector system excluding locking screw | Zimmer Biomet | Head to Head Trans Connector S (32- 38mm) | 07.01717.003 | Standalone | DE0506515 | As per HSA registered indication(s)
Orthopaedics | Spine - Occipito-cervical (OC) surgery | OC fusion and fixation implant | OC rod connector system excluding locking screw | Zimmer Biomet | Head to Head Trans Connector XL (47- 53mm) | 07.01717.006 | Standalone | DE0506515 | As per HSA registered indication(s)
Orthopaedics | Spine - Occipito-cervical (OC) surgery | OC fusion and fixation implant | OC rod connector system excluding locking screw | Zimmer Biomet | Head to Head Trans Connector XS (27- 33mm) | 07.01717.002 | Standalone | DE0506515 | As per HSA registered indication(s)
Orthopaedics | Spine - Occipito-cervical (OC) surgery | OC fusion and fixation implant | OC rod connector - Locking screw | Zimmer Biomet | Head to Head Trans Connectors Dome Button | 07.01720.001 | Standalone | DE0506515 | As per HSA registered indication(s)
Orthopaedics | Spine - Occipito-cervical (OC) surgery | OC fusion and fixation implant | Anterior cervical plate | NuVasive Inc. | Helix ACP Plate, 18mm 1-Level | 7738118004 | Standalone | DE0005607 | As per HSA registered indication(s)
Orthopaedics | Spine - Occipito-cervical (OC) surgery | OC fusion and fixation implant | Anterior cervical plate | NuVasive Inc. | Helix ACP Plate, 20mm 1-Level | 7738120 | Standalone | DE0005607 | As per HSA registered indication(s)
Orthopaedics | Spine - Occipito-cervical (OC) surgery | OC fusion and fixation implant | Anterior cervical plate | NuVasive Inc. | Helix ACP Plate, 22mm 1-Level | 7738122 | Standalone | DE0005607 | As per HSA registered indication(s)
Orthopaedics | Spine - Occipito-cervical (OC) surgery | OC fusion and fixation implant | Anterior cervical plate | NuVasive Inc. | Helix ACP Plate, 24mm 1-Level | 7738124 | Standalone | DE0005607 | As per HSA registered indication(s)
Orthopaedics | Spine - Occipito-cervical (OC) surgery | OC fusion and fixation implant | Anterior cervical plate | NuVasive Inc. | Helix ACP Plate, 26mm 1-Level | 7738126 | Standalone | DE0005607 | As per HSA registered indication(s)
Orthopaedics | Spine - Occipito-cervical (OC) surgery | OC fusion and fixation implant | Anterior cervical plate | NuVasive Inc. | Helix ACP Plate, 28mm 1-Level | 7738128 | Standalone | DE0005607 | As per HSA registered indication(s)
Orthopaedics | Spine - Occipito-cervical (OC) surgery | OC fusion and fixation implant | Anterior cervical plate | NuVasive Inc. | Helix ACP Plate, 30mm 1-Level | 7738130 | Standalone | DE0005607 | As per HSA registered indication(s)
Orthopaedics | Spine - Occipito-cervical (OC) surgery | OC fusion and fixation implant | Anterior cervical plate | NuVasive Inc. | Helix ACP Plate, 32mm 1-Level | 7738132 | Standalone | DE0005607 | As per HSA registered indication(s)
Orthopaedics | Spine - Occipito-cervical (OC) surgery | OC fusion and fixation implant | Anterior cervical plate | NuVasive Inc. | Helix ACP Plate, 32mm 2-Level | 7738232004 | Standalone | DE0005607 | As per HSA registered indication(s)
Orthopaedics | Spine - Occipito-cervical (OC) surgery | OC fusion and fixation implant | Anterior cervical plate | NuVasive Inc. | Helix ACP Plate, 34mm 1-Level | 7738134 | Standalone | DE0005607 | As per HSA registered indication(s)
Orthopaedics | Spine - Occipito-cervical (OC) surgery | OC fusion and fixation implant | Anterior cervical plate | NuVasive Inc. | Helix ACP Plate, 34mm 2-Level | 7738234004 | Standalone | DE0005607 | As per HSA registered indication(s)
Orthopaedics | Spine - Occipito-cervical (OC) surgery | OC fusion and fixation implant | Anterior cervical plate | NuVasive Inc. | Helix ACP Plate, 36mm 2-Level | 7738236004 | Standalone | DE0005607 | As per HSA registered indication(s)
Orthopaedics | Spine - Occipito-cervical (OC) surgery | OC fusion and fixation implant | Anterior cervical plate | NuVasive Inc. | Helix ACP Plate, 36mm 2-Level | 7738236 | Standalone | DE0005607 | As per HSA registered indication(s)
Orthopaedics | Spine - Occipito-cervical (OC) surgery | OC fusion and fixation implant | Anterior cervical plate | NuVasive Inc. | Helix ACP Plate, 38mm 2-Level | 7738238 | Standalone | DE0005607 | As per HSA registered indication(s)
Orthopaedics | Spine - Occipito-cervical (OC) surgery | OC fusion and fixation implant | Anterior cervical plate | NuVasive Inc. | Helix ACP Plate, 40mm 2-Level | 7738240 | Standalone | DE0005607 | As per HSA registered indication(s)
Orthopaedics | Spine - Occipito-cervical (OC) surgery | OC fusion and fixation implant | Anterior cervical plate | NuVasive Inc. | Helix ACP Plate, 42mm 2-Level | 7738242 | Standalone | DE0005607 | As per HSA registered indication(s)
Orthopaedics | Spine - Occipito-cervical (OC) surgery | OC fusion and fixation implant | Anterior cervical plate | NuVasive Inc. | Helix ACP Plate, 44mm 2-Level | 7738244 | Standalone | DE0005607 | As per HSA registered indication(s)
Orthopaedics | Spine - Occipito-cervical (OC) surgery | OC fusion and fixation implant | Anterior cervical plate | NuVasive Inc. | Helix ACP Plate, 46mm 2-Level | 7738246 | Standalone | DE0005607 | As per HSA registered indication(s)
Orthopaedics | Spine - Occipito-cervical (OC) surgery | OC fusion and fixation implant | Anterior cervical plate | NuVasive Inc. | Helix ACP Plate, 48mm 2-Level | 7738248 | Standalone | DE0005607 | As per HSA registered indication(s)
Orthopaedics | Spine - Occipito-cervical (OC) surgery | OC fusion and fixation implant | Anterior cervical plate | NuVasive Inc. | Helix ACP Plate, 50mm 2-Level | 7738250 | Standalone | DE0005607 | As per HSA registered indication(s)
Orthopaedics | Spine - Occipito-cervical (OC) surgery | OC fusion and fixation implant | Anterior cervical plate | NuVasive Inc. | Helix ACP Plate, 50mm 3-Level | 7738350004 | Standalone | DE0005607 | As per HSA registered indication(s)
Orthopaedics | Spine - Occipito-cervical (OC) surgery | OC fusion and fixation implant | Anterior cervical plate | NuVasive Inc. | Helix ACP Plate, 52mm 2-Level | 7738252 | Standalone | DE0005607 | As per HSA registered indication(s)
Orthopaedics | Spine - Occipito-cervical (OC) surgery | OC fusion and fixation implant | Anterior cervical plate | NuVasive Inc. | Helix ACP Plate, 52mm 3-Level | 7738352004 | Standalone | DE0005607 | As per HSA registered indication(s)
Orthopaedics | Spine - Occipito-cervical (OC) surgery | OC fusion and fixation implant | Anterior cervical plate | NuVasive Inc. | Helix ACP Plate, 54mm 2-Level | 7738254 | Standalone | DE0005607 | As per HSA registered indication(s)
Orthopaedics | Spine - Occipito-cervical (OC) surgery | OC fusion and fixation implant | Anterior cervical plate | NuVasive Inc. | Helix ACP Plate, 54mm 3-Level | 7738354004 | Standalone | DE0005607 | As per HSA registered indication(s)
Orthopaedics | Spine - Occipito-cervical (OC) surgery | OC fusion and fixation implant | Anterior cervical plate | NuVasive Inc. | Helix ACP Plate, 54mm 3-Level | 7738354 | Standalone | DE0005607 | As per HSA registered indication(s)
Orthopaedics | Spine - Occipito-cervical (OC) surgery | OC fusion and fixation implant | Anterior cervical plate | NuVasive Inc. | Helix ACP Plate, 56mm 3-Level | 7738356 | Standalone | DE0005607 | As per HSA registered indication(s)
Orthopaedics | Spine - Occipito-cervical (OC) surgery | OC fusion and fixation implant | Anterior cervical plate | NuVasive Inc. | Helix ACP Plate, 58mm 3-Level | 7738358 | Standalone | DE0005607 | As per HSA registered indication(s)
Orthopaedics | Spine - Occipito-cervical (OC) surgery | OC fusion and fixation implant | Anterior cervical plate | NuVasive Inc. | Helix ACP Plate, 60mm 3-Level | 7738360 | Standalone | DE0005607 | As per HSA registered indication(s)
Orthopaedics | Spine - Occipito-cervical (OC) surgery | OC fusion and fixation implant | Anterior cervical plate | NuVasive Inc. | Helix ACP Plate, 62mm 3-Level | 7738362 | Standalone | DE0005607 | As per HSA registered indication(s)
Orthopaedics | Spine - Occipito-cervical (OC) surgery | OC fusion and fixation implant | Anterior cervical plate | NuVasive Inc. | Helix ACP Plate, 62mm 4-Level | 7738462004 | Standalone | DE0005607 | As per HSA registered indication(s)
Orthopaedics | Spine - Occipito-cervical (OC) surgery | OC fusion and fixation implant | Anterior cervical plate | NuVasive Inc. | Helix ACP Plate, 64mm 3-Level | 7738364 | Standalone | DE0005607 | As per HSA registered indication(s)
Orthopaedics | Spine - Occipito-cervical (OC) surgery | OC fusion and fixation implant | Anterior cervical plate | NuVasive Inc. | Helix ACP Plate, 66mm 3-Level | 7738366 | Standalone | DE0005607 | As per HSA registered indication(s)
Orthopaedics | Spine - Occipito-cervical (OC) surgery | OC fusion and fixation implant | Anterior cervical plate | NuVasive Inc. | Helix ACP Plate, 66mm 4-Level | 7738466004 | Standalone | DE0005607 | As per HSA registered indication(s)
Orthopaedics | Spine - Occipito-cervical (OC) surgery | OC fusion and fixation implant | Anterior cervical plate | NuVasive Inc. | Helix ACP Plate, 68mm 3-Level | 7738368 | Standalone | DE0005607 | As per HSA registered indication(s)
Orthopaedics | Spine - Occipito-cervical (OC) surgery | OC fusion and fixation implant | Anterior cervical plate | NuVasive Inc. | Helix ACP Plate, 70mm 4-Level | 7738470 | Standalone | DE0005607 | As per HSA registered indication(s)
Orthopaedics | Spine - Occipito-cervical (OC) surgery | OC fusion and fixation implant | Anterior cervical plate | NuVasive Inc. | Helix ACP Plate, 74mm 4-Level | 7738474 | Standalone | DE0005607 | As per HSA registered indication(s)
Orthopaedics | Spine - Occipito-cervical (OC) surgery | OC fusion and fixation implant | Anterior cervical plate | NuVasive Inc. | Helix ACP Plate, 78mm 4-Level | 7738478 | Standalone | DE0005607 | As per HSA registered indication(s)
Orthopaedics | Spine - Occipito-cervical (OC) surgery | OC fusion and fixation implant | Anterior cervical plate | NuVasive Inc. | Helix ACP Plate, 82mm 4-Level | 7738482 | Standalone | DE0005607 | As per HSA registered indication(s)
Orthopaedics | Spine - Occipito-cervical (OC) surgery | OC fusion and fixation implant | Anterior cervical plate | NuVasive Inc. | Helix ACP Plate, 86mm 4-Level | 7738486 | Standalone | DE0005607 | As per HSA registered indication(s)
Orthopaedics | Spine - Occipito-cervical (OC) surgery | OC fusion and fixation implant | Anterior cervical plate | NuVasive Inc. | Helix ACP Plate, 90mm 4-Level | 7738490 | Standalone | DE0005607 | As per HSA registered indication(s)
Orthopaedics | Spine - Occipito-cervical (OC) surgery | OC fusion and fixation implant | Fixation screw for plates | NuVasive Inc. | Helix ACP Screw, 4.5x11mm Var Self Tap | 7735111 | Standalone | DE0005607 | As per HSA registered indication(s)
Orthopaedics | Spine - Occipito-cervical (OC) surgery | OC fusion and fixation implant | Fixation screw for plates | NuVasive Inc. | Helix ACP Screw, 4.5x17mm Fixed Self Tap | 7736117 | Standalone | DE0005607 | As per HSA registered indication(s)
Orthopaedics | Spine - Occipito-cervical (OC) surgery | OC fusion and fixation implant | Fixation screw for plates | NuVasive Inc. | Helix ACP Screw, 4.5x17mm Var Self Tap | 7735117 | Standalone | DE0005607 | As per HSA registered indication(s)
Orthopaedics | Spine - Occipito-cervical (OC) surgery | OC fusion and fixation implant | Fixation screw for plates | NuVasive Inc. | Helix ACP Screw, 4.5x19mm Var Self Tap | 7735119 | Standalone | DE0005607 | As per HSA registered indication(s)
Orthopaedics | Spine - Occipito-cervical (OC) surgery | OC fusion and fixation implant | Fixation screw for plates | NuVasive Inc. | Helix ACP Screw, 4x11mm Fixed Self Drill | 7732111 | Standalone | DE0005607 | As per HSA registered indication(s)
Orthopaedics | Spine - Occipito-cervical (OC) surgery | OC fusion and fixation implant | Fixation screw for plates | NuVasive Inc. | Helix ACP Screw, 4x11mm Fixed Self Tap | 7734111 | Standalone | DE0005607 | As per HSA registered indication(s)
Orthopaedics | Spine - Occipito-cervical (OC) surgery | OC fusion and fixation implant | Fixation screw for plates | NuVasive Inc. | Helix ACP Screw, 4x11mm Var Self Drill | 7739111 | Standalone | DE0005607 | As per HSA registered indication(s)
Orthopaedics | Spine - Occipito-cervical (OC) surgery | OC fusion and fixation implant | Fixation screw for plates | NuVasive Inc. | Helix ACP Screw, 4x11mm Var Self Tap | 7733111 | Standalone | DE0005607 | As per HSA registered indication(s)
Orthopaedics | Spine - Occipito-cervical (OC) surgery | OC fusion and fixation implant | Fixation screw for plates | NuVasive Inc. | Helix ACP Screw, 4x17mm Fixed Self Tap | 7734117 | Standalone | DE0005607 | As per HSA registered indication(s)
Orthopaedics | Spine - Occipito-cervical (OC) surgery | OC fusion and fixation implant | Fixation screw for plates | NuVasive Inc. | Helix ACP Screw, 4x17mm Var Self-Tap | 7739217 | Standalone | DE0005607 | As per HSA registered indication(s)
Orthopaedics | Spine - Occipito-cervical (OC) surgery | OC fusion and fixation implant | Fixation screw for plates | NuVasive Inc. | Helix ACP Screw, 4x19mm Fixed Self Tap | 7734119 | Standalone | DE0005607 | As per HSA registered indication(s)
Orthopaedics | Spine - Occipito-cervical (OC) surgery | OC fusion and fixation implant | Fixation screw for plates | NuVasive Inc. | Helix ACP Screw, 4x19mm Var Self Tap | 7733119 | Standalone | DE0005607 | As per HSA registered indication(s)
Orthopaedics | Spine - Occipito-cervical (OC) surgery | OC fusion and fixation implant | Fixation screw for plates | NuVasive Inc. | Helix-T Screw, 4.5x13mm Fixed Self-Tap | 7736113 | Standalone | DE0005607 | As per HSA registered indication(s)
Orthopaedics | Spine - Occipito-cervical (OC) surgery | OC fusion and fixation implant | Fixation screw for plates | NuVasive Inc. | Helix-T Screw, 4.5x13mm Var Self-Tap | 7735113 | Standalone | DE0005607 | As per HSA registered indication(s)
Orthopaedics | Spine - Occipito-cervical (OC) surgery | OC fusion and fixation implant | Fixation screw for plates | NuVasive Inc. | Helix-T Screw, 4.5x15mm Fixed Self-Tap | 7736115 | Standalone | DE0005607 | As per HSA registered indication(s)
Orthopaedics | Spine - Occipito-cervical (OC) surgery | OC fusion and fixation implant | Fixation screw for plates | NuVasive Inc. | Helix-T Screw, 4.5x15mm Var Self-Tap | 7735115 | Standalone | DE0005607 | As per HSA registered indication(s)
Orthopaedics | Spine - Occipito-cervical (OC) surgery | OC fusion and fixation implant | Fixation screw for plates | NuVasive Inc. | Helix-T Screw, 4x13mm Fixed Self-Drill | 7732113 | Standalone | DE0005607 | As per HSA registered indication(s)
Orthopaedics | Spine - Occipito-cervical (OC) surgery | OC fusion and fixation implant | Fixation screw for plates | NuVasive Inc. | Helix-T Screw, 4x13mm Fixed Self-Tap | 7734113 | Standalone | DE0005607 | As per HSA registered indication(s)
Orthopaedics | Spine - Occipito-cervical (OC) surgery | OC fusion and fixation implant | Fixation screw for plates | NuVasive Inc. | Helix-T Screw, 4x13mm Var Self-Drill | 7739113 | Standalone | DE0005607 | As per HSA registered indication(s)
Orthopaedics | Spine - Occipito-cervical (OC) surgery | OC fusion and fixation implant | Fixation screw for plates | NuVasive Inc. | Helix-T Screw, 4x13mm Var Self-Tap | 7739213 | Standalone | DE0005607 | As per HSA registered indication(s)
Orthopaedics | Spine - Occipito-cervical (OC) surgery | OC fusion and fixation implant | Fixation screw for plates | NuVasive Inc. | Helix-T Screw, 4x15mm Fixed Self-Drill | 7732115 | Standalone | DE0005607 | As per HSA registered indication(s)
Orthopaedics | Spine - Occipito-cervical (OC) surgery | OC fusion and fixation implant | Fixation screw for plates | NuVasive Inc. | Helix-T Screw, 4x15mm Fixed Self-Tap | 7734115 | Standalone | DE0005607 | As per HSA registered indication(s)
Orthopaedics | Spine - Occipito-cervical (OC) surgery | OC fusion and fixation implant | Fixation screw for plates | NuVasive Inc. | Helix-T Screw, 4x15mm Var Self-Drill | 7739115 | Standalone | DE0005607 | As per HSA registered indication(s)
Orthopaedics | Spine - Occipito-cervical (OC) surgery | OC fusion and fixation implant | Fixation screw for plates | NuVasive Inc. | Helix-T Screw, 4x15mm Var Self-Tap | 7739215 | Standalone | DE0005607 | As per HSA registered indication(s)
Orthopaedics | Spine - Thoracolumbar (TL) and sacral surgery | TL and sacral fusion and fixation implant | TL hook set, clamp, staple, staple locking screw | MEDTRONIC | HOOK 5541102 5.5/6.0 PEDICLE SMALL | 5541102 | Standalone | DE0008698 | As per HSA registered indication(s)
Orthopaedics | Spine - Thoracolumbar (TL) and sacral surgery | TL and sacral fusion and fixation implant | TL hook set, clamp, staple, staple locking screw | MEDTRONIC | HOOK 5541103 5.5/6.0 PEDICLE MEDIUM | 5541103 | Standalone | DE0008698 | As per HSA registered indication(s)
Orthopaedics | Spine - Thoracolumbar (TL) and sacral surgery | TL and sacral fusion and fixation implant | TL hook set, clamp, staple, staple locking screw | MEDTRONIC | HOOK 5541104 5.5/6.0 PEDICLE LARGE | 5541104 | Standalone | DE0008698 | As per HSA registered indication(s)
Orthopaedics | Spine - Thoracolumbar (TL) and sacral surgery | TL and sacral fusion and fixation implant | TL hook set, clamp, staple, staple locking screw | MEDTRONIC | HOOK 5541112 5.5/6.0 WIDE BLADE SMALL | 5541112 | Standalone | DE0008698 | As per HSA registered indication(s)
Orthopaedics | Spine - Thoracolumbar (TL) and sacral surgery | TL and sacral fusion and fixation implant | TL hook set, clamp, staple, staple locking screw | MEDTRONIC | HOOK 5541113 5.5/6.0 WIDE BLADE MEDIUM | 5541113 | Standalone | DE0008698 | As per HSA registered indication(s)
Orthopaedics | Spine - Thoracolumbar (TL) and sacral surgery | TL and sacral fusion and fixation implant | TL hook set, clamp, staple, staple locking screw | MEDTRONIC | HOOK 5541114 5.5/6.0 WIDE BLADE LARGE | 5541114 | Standalone | DE0008698 | As per HSA registered indication(s)
Orthopaedics | Spine - Thoracolumbar (TL) and sacral surgery | TL and sacral fusion and fixation implant | TL hook set, clamp, staple, staple locking screw | MEDTRONIC | HOOK 5541122 5.5/6.0 NARROW BLADE SMALL | 5541122 | Standalone | DE0008698 | As per HSA registered indication(s)
Orthopaedics | Spine - Thoracolumbar (TL) and sacral surgery | TL and sacral fusion and fixation implant | TL hook set, clamp, staple, staple locking screw | MEDTRONIC | HOOK 5541123 5.5/6.0 NARROW BLADE MEDIUM | 5541123 | Standalone | DE0008698 | As per HSA registered indication(s)
Orthopaedics | Spine - Thoracolumbar (TL) and sacral surgery | TL and sacral fusion and fixation implant | TL hook set, clamp, staple, staple locking screw | MEDTRONIC | HOOK 5541124 5.5/6.0 NARROW BLADE LARGE | 5541124 | Standalone | DE0008698 | As per HSA registered indication(s)
Orthopaedics | Spine - Thoracolumbar (TL) and sacral surgery | TL and sacral fusion and fixation implant | TL hook set, clamp, staple, staple locking screw | MEDTRONIC | HOOK 5541142 5.5/6.0 RAMP NARRW BLADE SM | 5541142 | Standalone | DE0008698 | As per HSA registered indication(s)
Orthopaedics | Spine - Thoracolumbar (TL) and sacral surgery | TL and sacral fusion and fixation implant | TL hook set, clamp, staple, staple locking screw | MEDTRONIC | HOOK 5541143 5.5/6.0 RAMP NARRW BLADE MD | 5541143 | Standalone | DE0008698 | As per HSA registered indication(s)
Orthopaedics | Spine - Thoracolumbar (TL) and sacral surgery | TL and sacral fusion and fixation implant | TL hook set, clamp, staple, staple locking screw | MEDTRONIC | HOOK 5541172 5.5/6.0 EXTENDED BODY SMALL | 5541172 | Standalone | DE0008698 | As per HSA registered indication(s)
Orthopaedics | Spine - Thoracolumbar (TL) and sacral surgery | TL and sacral fusion and fixation implant | TL hook set, clamp, staple, staple locking screw | MEDTRONIC | HOOK 5541173 5.5/6.0 EXTENDED BODY MED | 5541173 | Standalone | DE0008698 | As per HSA registered indication(s)
Orthopaedics | Spine - Thoracolumbar (TL) and sacral surgery | TL and sacral fusion and fixation implant | TL hook set, clamp, staple, staple locking screw | MEDTRONIC | HOOK 5541174 5.5/6.0 EXTENDED BODY LARGE | 5541174 | Standalone | DE0008698 | As per HSA registered indication(s)
Orthopaedics | Spine - Thoracolumbar (TL) and sacral surgery | TL and sacral fusion and fixation implant | TL hook set, clamp, staple, staple locking screw | MEDTRONIC | HOOK 5541198 5.5/6.0 OFFSET RIGHT | 5541198 | Standalone | DE0008698 | As per HSA registered indication(s)
Orthopaedics | Spine - Thoracolumbar (TL) and sacral surgery | TL and sacral fusion and fixation implant | TL hook set, clamp, staple, staple locking screw | MEDTRONIC | HOOK 5541199 5.5/6.0 OFFSET LEFT | 5541199 | Standalone | DE0008698 | As per HSA registered indication(s)
Orthopaedics | Spine - Occipito-cervical (OC) surgery | OC fusion and fixation implant | OC hook set, clamp, staple, staple locking screw | MEDTRONIC | HOOK LAMINAR 4.5MM | G3606073 | Standalone | DE0503898 | As per HSA registered indication(s)
Orthopaedics | Spine - Occipito-cervical (OC) surgery | OC fusion and fixation implant | OC hook set, clamp, staple, staple locking screw | MEDTRONIC | HOOK LAMINAR 4.5MM OFFSET L | G3606073L | Standalone | DE0503898 | As per HSA registered indication(s)
Orthopaedics | Spine - Occipito-cervical (OC) surgery | OC fusion and fixation implant | OC hook set, clamp, staple, staple locking screw | MEDTRONIC | HOOK LAMINAR 4.5MM OFFSET R | G3606073R | Standalone | DE0503898 | As per HSA registered indication(s)
Orthopaedics | Spine - Occipito-cervical (OC) surgery | OC fusion and fixation implant | OC hook set, clamp, staple, staple locking screw | MEDTRONIC | HOOK LAMINAR 6.0MM | G3606074 | Standalone | DE0503898 | As per HSA registered indication(s)
Orthopaedics | Spine - Occipito-cervical (OC) surgery | OC fusion and fixation implant | OC hook set, clamp, staple, staple locking screw | MEDTRONIC | HOOK LAMINAR 6.0MM OFFSET L | G3606074L | Standalone | DE0503898 | As per HSA registered indication(s)
Orthopaedics | Spine - Occipito-cervical (OC) surgery | OC fusion and fixation implant | OC hook set, clamp, staple, staple locking screw | MEDTRONIC | HOOK LAMINAR 6.0MM OFFSET R | G3606074R | Standalone | DE0503898 | As per HSA registered indication(s)
Orthopaedics | Spine - Occipito-cervical (OC) surgery | OC fusion and fixation implant | OC hook set, clamp, staple, staple locking screw | GLOBUS MEDICAL | Hook Left, 3mm | 182.488 | Standalone | DE0501901 | As per HSA registered indication(s)
Orthopaedics | Spine - Occipito-cervical (OC) surgery | OC fusion and fixation implant | OC hook set, clamp, staple, staple locking screw | GLOBUS MEDICAL | Hook Left, 5mm | 182.489 | Standalone | DE0501901 | As per HSA registered indication(s)
Orthopaedics | Spine - Occipito-cervical (OC) surgery | OC fusion and fixation implant | OC hook set, clamp, staple, staple locking screw | GLOBUS MEDICAL | Hook Left, 7mm | 182.490 | Standalone | DE0501901 | As per HSA registered indication(s)
Orthopaedics | Spine - Occipito-cervical (OC) surgery | OC fusion and fixation implant | OC hook set, clamp, staple, staple locking screw | GLOBUS MEDICAL | Hook Left, 9mm | 182.491 | Standalone | DE0501901 | As per HSA registered indication(s)
Orthopaedics | Spine - Occipito-cervical (OC) surgery | OC fusion and fixation implant | OC hook set, clamp, staple, staple locking screw | GLOBUS MEDICAL | Hook Right, 3mm | 182.492 | Standalone | DE0501901 | As per HSA registered indication(s)
Orthopaedics | Spine - Occipito-cervical (OC) surgery | OC fusion and fixation implant | OC hook set, clamp, staple, staple locking screw | GLOBUS MEDICAL | Hook Right, 5mm | 182.493 | Standalone | DE0501901 | As per HSA registered indication(s)
Orthopaedics | Spine - Occipito-cervical (OC) surgery | OC fusion and fixation implant | OC hook set, clamp, staple, staple locking screw | GLOBUS MEDICAL | Hook Right, 7mm | 182.494 | Standalone | DE0501901 | As per HSA registered indication(s)
Orthopaedics | Spine - Occipito-cervical (OC) surgery | OC fusion and fixation implant | OC hook set, clamp, staple, staple locking screw | GLOBUS MEDICAL | Hook Right, 9mm | 182.495 | Standalone | DE0501901 | As per HSA registered indication(s)
Orthopaedics | Spine - Thoracolumbar (TL) and sacral surgery | TL and sacral fusion and fixation implant | TL rod | SURGALIGN | HPS Rod set, Pre-bent with line, 100mm | HAI93010 | Standalone | DE0500949 | As per HSA registered indication(s) except for radiolucent implants which should be used as follows:  in patients with primary or metastatic spinal tumours who would benefit from post-operative high dose high precision beam therapy upon appropriate and stringent patient selection;  Patient selection should be done via standardised assessment such as the neurological-oncological-mechanical systemic (NOMS) framework; and  The assessment should be carried out by a multidisciplinary team (MDT), which may be inclusive of, but not limited to, radiation oncologists, spine surgeons and interventional radiologists, among others.
Orthopaedics | Spine - Thoracolumbar (TL) and sacral surgery | TL and sacral fusion and fixation implant | TL rod | SURGALIGN | HPS Rod set, Pre-bent with line, 110mm | HAI93011 | Standalone | DE0500949 | As per HSA registered indication(s) except for radiolucent implants which should be used as follows:  in patients with primary or metastatic spinal tumours who would benefit from post-operative high dose high precision beam therapy upon appropriate and stringent patient selection;  Patient selection should be done via standardised assessment such as the neurological-oncological-mechanical systemic (NOMS) framework; and  The assessment should be carried out by a multidisciplinary team (MDT), which may be inclusive of, but not limited to, radiation oncologists, spine surgeons and interventional radiologists, among others.
Orthopaedics | Spine - Thoracolumbar (TL) and sacral surgery | TL and sacral fusion and fixation implant | TL rod | SURGALIGN | HPS Rod set, Pre-bent with line, 40mm | HAI93004 | Standalone | DE0500949 | As per HSA registered indication(s) except for radiolucent implants which should be used as follows:  in patients with primary or metastatic spinal tumours who would benefit from post-operative high dose high precision beam therapy upon appropriate and stringent patient selection;  Patient selection should be done via standardised assessment such as the neurological-oncological-mechanical systemic (NOMS) framework; and  The assessment should be carried out by a multidisciplinary team (MDT), which may be inclusive of, but not limited to, radiation oncologists, spine surgeons and interventional radiologists, among others.
Orthopaedics | Spine - Thoracolumbar (TL) and sacral surgery | TL and sacral fusion and fixation implant | TL rod | SURGALIGN | HPS Rod set, Pre-bent with line, 50mm | HAI93005 | Standalone | DE0500949 | As per HSA registered indication(s) except for radiolucent implants which should be used as follows:  in patients with primary or metastatic spinal tumours who would benefit from post-operative high dose high precision beam therapy upon appropriate and stringent patient selection;  Patient selection should be done via standardised assessment such as the neurological-oncological-mechanical systemic (NOMS) framework; and  The assessment should be carried out by a multidisciplinary team (MDT), which may be inclusive of, but not limited to, radiation oncologists, spine surgeons and interventional radiologists, among others.
Orthopaedics | Spine - Thoracolumbar (TL) and sacral surgery | TL and sacral fusion and fixation implant | TL rod | SURGALIGN | HPS Rod set, Pre-bent with line, 60mm | HAI93006 | Standalone | DE0500949 | As per HSA registered indication(s) except for radiolucent implants which should be used as follows:  in patients with primary or metastatic spinal tumours who would benefit from post-operative high dose high precision beam therapy upon appropriate and stringent patient selection;  Patient selection should be done via standardised assessment such as the neurological-oncological-mechanical systemic (NOMS) framework; and  The assessment should be carried out by a multidisciplinary team (MDT), which may be inclusive of, but not limited to, radiation oncologists, spine surgeons and interventional radiologists, among others.
Orthopaedics | Spine - Thoracolumbar (TL) and sacral surgery | TL and sacral fusion and fixation implant | TL rod | SURGALIGN | HPS Rod set, Pre-bent with line, 70mm | HAI93007 | Standalone | DE0500949 | As per HSA registered indication(s) except for radiolucent implants which should be used as follows:  in patients with primary or metastatic spinal tumours who would benefit from post-operative high dose high precision beam therapy upon appropriate and stringent patient selection;  Patient selection should be done via standardised assessment such as the neurological-oncological-mechanical systemic (NOMS) framework; and  The assessment should be carried out by a multidisciplinary team (MDT), which may be inclusive of, but not limited to, radiation oncologists, spine surgeons and interventional radiologists, among others.
Orthopaedics | Spine - Thoracolumbar (TL) and sacral surgery | TL and sacral fusion and fixation implant | TL rod | SURGALIGN | HPS Rod set, Pre-bent with line, 80mm | HAI93008 | Standalone | DE0500949 | As per HSA registered indication(s) except for radiolucent implants which should be used as follows:  in patients with primary or metastatic spinal tumours who would benefit from post-operative high dose high precision beam therapy upon appropriate and stringent patient selection;  Patient selection should be done via standardised assessment such as the neurological-oncological-mechanical systemic (NOMS) framework; and  The assessment should be carried out by a multidisciplinary team (MDT), which may be inclusive of, but not limited to, radiation oncologists, spine surgeons and interventional radiologists, among others.
Orthopaedics | Spine - Thoracolumbar (TL) and sacral surgery | TL and sacral fusion and fixation implant | TL rod | SURGALIGN | HPS Rod set, Pre-bent with line, 90mm | HAI93009 | Standalone | DE0500949 | As per HSA registered indication(s) except for radiolucent implants which should be used as follows:  in patients with primary or metastatic spinal tumours who would benefit from post-operative high dose high precision beam therapy upon appropriate and stringent patient selection;  Patient selection should be done via standardised assessment such as the neurological-oncological-mechanical systemic (NOMS) framework; and  The assessment should be carried out by a multidisciplinary team (MDT), which may be inclusive of, but not limited to, radiation oncologists, spine surgeons and interventional radiologists, among others.
Orthopaedics | Spine - Thoracolumbar (TL) and sacral surgery | TL and sacral fusion and fixation implant | TL rod | SURGALIGN | HPS Rod set, Straight with line, 150mm | HAI91015 | Standalone | DE0500949 | As per HSA registered indication(s) except for radiolucent implants which should be used as follows:  in patients with primary or metastatic spinal tumours who would benefit from post-operative high dose high precision beam therapy upon appropriate and stringent patient selection;  Patient selection should be done via standardised assessment such as the neurological-oncological-mechanical systemic (NOMS) framework; and  The assessment should be carried out by a multidisciplinary team (MDT), which may be inclusive of, but not limited to, radiation oncologists, spine surgeons and interventional radiologists, among others.
Orthopaedics | Spine - Thoracolumbar (TL) and sacral surgery | TL and sacral fusion and fixation implant | TL rod | SURGALIGN | HPS Rod set, Straight with line, 300mm | HAI91030 | Standalone | DE0500949 | As per HSA registered indication(s) except for radiolucent implants which should be used as follows:  in patients with primary or metastatic spinal tumours who would benefit from post-operative high dose high precision beam therapy upon appropriate and stringent patient selection;  Patient selection should be done via standardised assessment such as the neurological-oncological-mechanical systemic (NOMS) framework; and  The assessment should be carried out by a multidisciplinary team (MDT), which may be inclusive of, but not limited to, radiation oncologists, spine surgeons and interventional radiologists, among others.
Orthopaedics | Spine - Thoracolumbar (TL) and sacral surgery | TL interbody cage | TL interbody core - Integrated | K2M | ICHESAPEAKE HYPERLORDOTIC ALIF CAGES mplant 24x30x11 mm, 30DEG | 2013-21130L30 | Standalone | DE0014083 | As per HSA registered indication(s)
Orthopaedics | Spine - Thoracolumbar (TL) and sacral surgery | TL and sacral fusion and fixation implant | TL pedicle screw - Shank, tulip | MEDTRONIC | ILIAC SCREW 6.5X50, TI | 7040650 | Standalone | DE0005506 | As per HSA registered indication(s) except for radiolucent implants which should be used as follows:  in patients with primary or metastatic spinal tumours who would benefit from post-operative high dose high precision beam therapy upon appropriate and stringent patient selection;  Patient selection should be done via standardised assessment such as the neurological-oncological-mechanical systemic (NOMS) framework; and  The assessment should be carried out by a multidisciplinary team (MDT), which may be inclusive of, but not limited to, radiation oncologists, spine surgeons and interventional radiologists, among others.
Orthopaedics | Spine - Thoracolumbar (TL) and sacral surgery | TL and sacral fusion and fixation implant | TL pedicle screw - Shank, tulip | MEDTRONIC | ILIAC SCREW 6.5X60, TI | 7040660 | Standalone | DE0005506 | As per HSA registered indication(s) except for radiolucent implants which should be used as follows:  in patients with primary or metastatic spinal tumours who would benefit from post-operative high dose high precision beam therapy upon appropriate and stringent patient selection;  Patient selection should be done via standardised assessment such as the neurological-oncological-mechanical systemic (NOMS) framework; and  The assessment should be carried out by a multidisciplinary team (MDT), which may be inclusive of, but not limited to, radiation oncologists, spine surgeons and interventional radiologists, among others.
Orthopaedics | Spine - Thoracolumbar (TL) and sacral surgery | TL and sacral fusion and fixation implant | TL pedicle screw - Shank, tulip | MEDTRONIC | ILIAC SCREW 6.5X70, TI | 7040670 | Standalone | DE0005506 | As per HSA registered indication(s) except for radiolucent implants which should be used as follows:  in patients with primary or metastatic spinal tumours who would benefit from post-operative high dose high precision beam therapy upon appropriate and stringent patient selection;  Patient selection should be done via standardised assessment such as the neurological-oncological-mechanical systemic (NOMS) framework; and  The assessment should be carried out by a multidisciplinary team (MDT), which may be inclusive of, but not limited to, radiation oncologists, spine surgeons and interventional radiologists, among others.
Orthopaedics | Spine - Thoracolumbar (TL) and sacral surgery | TL and sacral fusion and fixation implant | TL pedicle screw - Shank, tulip | MEDTRONIC | ILIAC SCREW 7.5X100, TI | 7040700 | Standalone | DE0005506 | As per HSA registered indication(s) except for radiolucent implants which should be used as follows:  in patients with primary or metastatic spinal tumours who would benefit from post-operative high dose high precision beam therapy upon appropriate and stringent patient selection;  Patient selection should be done via standardised assessment such as the neurological-oncological-mechanical systemic (NOMS) framework; and  The assessment should be carried out by a multidisciplinary team (MDT), which may be inclusive of, but not limited to, radiation oncologists, spine surgeons and interventional radiologists, among others.
Orthopaedics | Spine - Thoracolumbar (TL) and sacral surgery | TL and sacral fusion and fixation implant | TL pedicle screw - Shank, tulip | MEDTRONIC | ILIAC SCREW 7.5X60, TI | 7040760 | Standalone | DE0005506 | As per HSA registered indication(s) except for radiolucent implants which should be used as follows:  in patients with primary or metastatic spinal tumours who would benefit from post-operative high dose high precision beam therapy upon appropriate and stringent patient selection;  Patient selection should be done via standardised assessment such as the neurological-oncological-mechanical systemic (NOMS) framework; and  The assessment should be carried out by a multidisciplinary team (MDT), which may be inclusive of, but not limited to, radiation oncologists, spine surgeons and interventional radiologists, among others.
Orthopaedics | Spine - Thoracolumbar (TL) and sacral surgery | TL and sacral fusion and fixation implant | TL pedicle screw - Shank, tulip | MEDTRONIC | ILIAC SCREW 7.5X70, TI | 7040770 | Standalone | DE0005506 | As per HSA registered indication(s) except for radiolucent implants which should be used as follows:  in patients with primary or metastatic spinal tumours who would benefit from post-operative high dose high precision beam therapy upon appropriate and stringent patient selection;  Patient selection should be done via standardised assessment such as the neurological-oncological-mechanical systemic (NOMS) framework; and  The assessment should be carried out by a multidisciplinary team (MDT), which may be inclusive of, but not limited to, radiation oncologists, spine surgeons and interventional radiologists, among others.
Orthopaedics | Spine - Thoracolumbar (TL) and sacral surgery | TL and sacral fusion and fixation implant | TL pedicle screw - Shank, tulip | MEDTRONIC | ILIAC SCREW 7.5X80, TI | 7040780 | Standalone | DE0005506 | As per HSA registered indication(s) except for radiolucent implants which should be used as follows:  in patients with primary or metastatic spinal tumours who would benefit from post-operative high dose high precision beam therapy upon appropriate and stringent patient selection;  Patient selection should be done via standardised assessment such as the neurological-oncological-mechanical systemic (NOMS) framework; and  The assessment should be carried out by a multidisciplinary team (MDT), which may be inclusive of, but not limited to, radiation oncologists, spine surgeons and interventional radiologists, among others.
Orthopaedics | Spine - Thoracolumbar (TL) and sacral surgery | TL and sacral fusion and fixation implant | TL pedicle screw - Shank, tulip | MEDTRONIC | ILIAC SCREW 7.5X90, TI | 7040790 | Standalone | DE0005506 | As per HSA registered indication(s) except for radiolucent implants which should be used as follows:  in patients with primary or metastatic spinal tumours who would benefit from post-operative high dose high precision beam therapy upon appropriate and stringent patient selection;  Patient selection should be done via standardised assessment such as the neurological-oncological-mechanical systemic (NOMS) framework; and  The assessment should be carried out by a multidisciplinary team (MDT), which may be inclusive of, but not limited to, radiation oncologists, spine surgeons and interventional radiologists, among others.
Orthopaedics | Spine - Thoracolumbar (TL) and sacral surgery | TL and sacral fusion and fixation implant | TL pedicle screw - Shank, tulip | MEDTRONIC | ILIAC SCREW 8.5X100, TI | 7040800 | Standalone | DE0005506 | As per HSA registered indication(s) except for radiolucent implants which should be used as follows:  in patients with primary or metastatic spinal tumours who would benefit from post-operative high dose high precision beam therapy upon appropriate and stringent patient selection;  Patient selection should be done via standardised assessment such as the neurological-oncological-mechanical systemic (NOMS) framework; and  The assessment should be carried out by a multidisciplinary team (MDT), which may be inclusive of, but not limited to, radiation oncologists, spine surgeons and interventional radiologists, among others.
Orthopaedics | Spine - Thoracolumbar (TL) and sacral surgery | TL and sacral fusion and fixation implant | TL pedicle screw - Shank, tulip | MEDTRONIC | ILIAC SCREW 8.5X70, TI | 7040870 | Standalone | DE0005506 | As per HSA registered indication(s) except for radiolucent implants which should be used as follows:  in patients with primary or metastatic spinal tumours who would benefit from post-operative high dose high precision beam therapy upon appropriate and stringent patient selection;  Patient selection should be done via standardised assessment such as the neurological-oncological-mechanical systemic (NOMS) framework; and  The assessment should be carried out by a multidisciplinary team (MDT), which may be inclusive of, but not limited to, radiation oncologists, spine surgeons and interventional radiologists, among others.
Orthopaedics | Spine - Thoracolumbar (TL) and sacral surgery | TL and sacral fusion and fixation implant | TL pedicle screw - Shank, tulip | MEDTRONIC | ILIAC SCREW 8.5X80, TI | 7040880 | Standalone | DE0005506 | As per HSA registered indication(s) except for radiolucent implants which should be used as follows:  in patients with primary or metastatic spinal tumours who would benefit from post-operative high dose high precision beam therapy upon appropriate and stringent patient selection;  Patient selection should be done via standardised assessment such as the neurological-oncological-mechanical systemic (NOMS) framework; and  The assessment should be carried out by a multidisciplinary team (MDT), which may be inclusive of, but not limited to, radiation oncologists, spine surgeons and interventional radiologists, among others.
Orthopaedics | Spine - Thoracolumbar (TL) and sacral surgery | TL and sacral fusion and fixation implant | TL pedicle screw - Shank, tulip | MEDTRONIC | ILIAC SCREW 8.5X90, TI | 7040890 | Standalone | DE0005506 | As per HSA registered indication(s) except for radiolucent implants which should be used as follows:  in patients with primary or metastatic spinal tumours who would benefit from post-operative high dose high precision beam therapy upon appropriate and stringent patient selection;  Patient selection should be done via standardised assessment such as the neurological-oncological-mechanical systemic (NOMS) framework; and  The assessment should be carried out by a multidisciplinary team (MDT), which may be inclusive of, but not limited to, radiation oncologists, spine surgeons and interventional radiologists, among others.
Orthopaedics | Spine - Occipito-cervical (OC) surgery | Cervical interbody cage | Cervical interbody core - Integrated | MEDTRONIC | IMPLANT G6626525 NP LORDO 5MMX15MMX12MM | G6626525 | Standalone | DE0019068 | As per HSA registered indication(s)
Orthopaedics | Spine - Occipito-cervical (OC) surgery | Cervical interbody cage | Cervical interbody core - Integrated | MEDTRONIC | IMPLANT G6626526 NP LORDO 6MMX15MMX12MM | G6626526 | Standalone | DE0019068 | As per HSA registered indication(s)
Orthopaedics | Spine - Occipito-cervical (OC) surgery | Cervical interbody cage | Cervical interbody core - Integrated | MEDTRONIC | IMPLANT G6626527 NP LORDO 7MMX15MMX12MM | G6626527 | Standalone | DE0019068 | As per HSA registered indication(s)
Orthopaedics | Spine - Occipito-cervical (OC) surgery | Cervical interbody cage | Cervical interbody core - Integrated | MEDTRONIC | IMPLANT G6626528 NP LORDO 8MMX15MMX12MM | G6626528 | Standalone | DE0019068 | As per HSA registered indication(s)
Orthopaedics | Spine - Occipito-cervical (OC) surgery | Cervical interbody cage | Cervical interbody core - Integrated | MEDTRONIC | IMPLANT G6626745 NP LORDO 5MMX17MMX14MM | G6626745 | Standalone | DE0019068 | As per HSA registered indication(s)
Orthopaedics | Spine - Occipito-cervical (OC) surgery | Cervical interbody cage | Cervical interbody core - Integrated | MEDTRONIC | IMPLANT G6626746 NP LORDO 6MMX17MMX14MM | G6626746 | Standalone | DE0019068 | As per HSA registered indication(s)
Orthopaedics | Spine - Occipito-cervical (OC) surgery | Cervical interbody cage | Cervical interbody core - Integrated | MEDTRONIC | IMPLANT G6626747 NP LORDO 7MMX17MMX14MM | G6626747 | Standalone | DE0019068 | As per HSA registered indication(s)
Orthopaedics | Spine - Occipito-cervical (OC) surgery | Cervical interbody cage | Cervical interbody core - Integrated | MEDTRONIC | IMPLANT G6626748 NP LORDO 8MMX17MMX14MM | G6626748 | Standalone | DE0019068 | As per HSA registered indication(s)
Orthopaedics | Spine - Thoracolumbar (TL) and sacral surgery | TL interbody cage | TL interbody core - Integrated | GLOBUS MEDICAL | INDEPENDENCE MIS SPACER 24 x 30mm 15DEG, 11mm | 3135.0211 | Standalone | DE0504280 | As per HSA registered indication(s)
Orthopaedics | Spine - Thoracolumbar (TL) and sacral surgery | TL interbody cage | TL interbody core - Integrated | GLOBUS MEDICAL | INDEPENDENCE MIS SPACER 24 x 30mm 15DEG, 13mm | 3135.0213 | Standalone | DE0504280 | As per HSA registered indication(s)
Orthopaedics | Spine - Thoracolumbar (TL) and sacral surgery | TL interbody cage | TL interbody core - Integrated | GLOBUS MEDICAL | INDEPENDENCE MIS SPACER 24 x 30mm 15DEG, 15mm | 3135.0215 | Standalone | DE0504280 | As per HSA registered indication(s)
Orthopaedics | Spine - Thoracolumbar (TL) and sacral surgery | TL interbody cage | TL interbody core - Integrated | GLOBUS MEDICAL | INDEPENDENCE MIS SPACER 24 x 30mm 15DEG, 17mm | 3135.0217 | Standalone | DE0504280 | As per HSA registered indication(s)
Orthopaedics | Spine - Thoracolumbar (TL) and sacral surgery | TL interbody cage | TL interbody core - Integrated | GLOBUS MEDICAL | INDEPENDENCE MIS SPACER 24 x 30mm 20DEG, 13mm | 3135.0313 | Standalone | DE0504280 | As per HSA registered indication(s)
Orthopaedics | Spine - Thoracolumbar (TL) and sacral surgery | TL interbody cage | TL interbody core - Integrated | GLOBUS MEDICAL | INDEPENDENCE MIS SPACER 24 x 30mm 20DEG, 15mm | 3135.0315 | Standalone | DE0504280 | As per HSA registered indication(s)
Orthopaedics | Spine - Thoracolumbar (TL) and sacral surgery | TL interbody cage | TL interbody core - Integrated | GLOBUS MEDICAL | INDEPENDENCE MIS SPACER 24 x 30mm 20DEG, 17mm | 3135.0317 | Standalone | DE0504280 | As per HSA registered indication(s)
Orthopaedics | Spine - Thoracolumbar (TL) and sacral surgery | TL interbody cage | TL interbody core - Integrated | GLOBUS MEDICAL | INDEPENDENCE MIS SPACER 26 x 34mm 15DEG, 11mm | 3135.0711 | Standalone | DE0504280 | As per HSA registered indication(s)
Orthopaedics | Spine - Thoracolumbar (TL) and sacral surgery | TL interbody cage | TL interbody core - Integrated | GLOBUS MEDICAL | INDEPENDENCE MIS SPACER 26 x 34mm 15DEG, 13mm | 3135.0713 | Standalone | DE0504280 | As per HSA registered indication(s)
Orthopaedics | Spine - Thoracolumbar (TL) and sacral surgery | TL interbody cage | TL interbody core - Integrated | GLOBUS MEDICAL | INDEPENDENCE MIS SPACER 26 x 34mm 15DEG, 15mm | 3135.0715 | Standalone | DE0504280 | As per HSA registered indication(s)
Orthopaedics | Spine - Thoracolumbar (TL) and sacral surgery | TL interbody cage | TL interbody core - Integrated | GLOBUS MEDICAL | INDEPENDENCE MIS SPACER 26 x 34mm 15DEG, 17mm | 3135.0717 | Standalone | DE0504280 | As per HSA registered indication(s)
Orthopaedics | Spine - Thoracolumbar (TL) and sacral surgery | TL interbody cage | TL interbody core - Integrated | GLOBUS MEDICAL | INDEPENDENCE MIS SPACER 26 x 34mm 15DEG, 19mm | 3135.0719 | Standalone | DE0504280 | As per HSA registered indication(s)
Orthopaedics | Spine - Thoracolumbar (TL) and sacral surgery | TL interbody cage | TL interbody core - Integrated | GLOBUS MEDICAL | INDEPENDENCE MIS SPACER 26 x 34mm 20DEG, 13mm | 3135.0813 | Standalone | DE0504280 | As per HSA registered indication(s)
Orthopaedics | Spine - Thoracolumbar (TL) and sacral surgery | TL interbody cage | TL interbody core - Integrated | GLOBUS MEDICAL | INDEPENDENCE MIS SPACER 26 x 34mm 20DEG, 15mm | 3135.0815 | Standalone | DE0504280 | As per HSA registered indication(s)
Orthopaedics | Spine - Thoracolumbar (TL) and sacral surgery | TL interbody cage | TL interbody core - Integrated | GLOBUS MEDICAL | INDEPENDENCE MIS SPACER 26 x 34mm 20DEG, 17mm | 3135.0817 | Standalone | DE0504280 | As per HSA registered indication(s)
Orthopaedics | Spine - Thoracolumbar (TL) and sacral surgery | TL interbody cage | TL interbody core - Integrated | GLOBUS MEDICAL | INDEPENDENCE MIS SPACER 26 x 34mm 20DEG, 19mm | 3135.0819 | Standalone | DE0504280 | As per HSA registered indication(s)
Orthopaedics | Spine - Thoracolumbar (TL) and sacral surgery | Lumbar artificial disc replacement (L-ADR) package | L-ADR package | Centinel Spine | INFERIOR ENDPLATE M 0 | SSX524K | Standalone | DE0000801 | - Skeletally mature patients with symptomatic single level or two contiguous level of lumbar DDD and low back pain and/or neurologic deficit confirmed by clinical examination and medical imaging, who: - require reconstruction of the lumbar spinal disc, and - failed to respond to conservative medical management.
Orthopaedics | Spine - Occipito-cervical (OC) surgery | OC fusion and fixation implant | OC rod connector system excluding locking screw | GLOBUS MEDICAL | In-Line Connector, CT to CT | 182.724 | Standalone | DE0501901 | As per HSA registered indication(s)
Orthopaedics | Spine - Occipito-cervical (OC) surgery | OC fusion and fixation implant | OC rod connector system excluding locking screw | GLOBUS MEDICAL | In-Line Connector, CT to TL | 182.725 | Standalone | DE0501901 | As per HSA registered indication(s)
Orthopaedics | Spine - Occipito-cervical (OC) surgery | OC fusion and fixation implant | OC hook set, clamp, staple, staple locking screw | GLOBUS MEDICAL | In-Line Extension CT Clamp, 3.5mm Rod, Left | 182.820 | Standalone | DE0501901 | As per HSA registered indication(s)
Orthopaedics | Spine - Occipito-cervical (OC) surgery | OC fusion and fixation implant | OC hook set, clamp, staple, staple locking screw | GLOBUS MEDICAL | In-Line Extension CT Clamp, 3.5mm Rod, Right | 182.821 | Standalone | DE0501901 | As per HSA registered indication(s)
Orthopaedics | Spine - Thoracolumbar (TL) and sacral surgery | TL interbody cage | TL interbody core - Integrated | MEDTRONIC | INTERBODY 2151110 SMALL - 6 DEG 10MM | 2151110 | Standalone | DE0500699 | As per HSA registered indication(s)
Orthopaedics | Spine - Thoracolumbar (TL) and sacral surgery | TL interbody cage | TL interbody core - Integrated | MEDTRONIC | INTERBODY 2151112 SMALL - 6 DEG 12MM | 2151112 | Standalone | DE0500699 | As per HSA registered indication(s)
Orthopaedics | Spine - Thoracolumbar (TL) and sacral surgery | TL interbody cage | TL interbody core - Integrated | MEDTRONIC | INTERBODY 2151114 SMALL - 6 DEG 14MM | 2151114 | Standalone | DE0500699 | As per HSA registered indication(s)
Orthopaedics | Spine - Thoracolumbar (TL) and sacral surgery | TL interbody cage | TL interbody core - Integrated | MEDTRONIC | INTERBODY 2151116 SMALL - 6 DEG 16MM | 2151116 | Standalone | DE0500699 | As per HSA registered indication(s)
Orthopaedics | Spine - Thoracolumbar (TL) and sacral surgery | TL interbody cage | TL interbody core - Integrated | MEDTRONIC | INTERBODY 2151210 MEDIUM - 6 DEG 10MM | 2151210 | Standalone | DE0500699 | As per HSA registered indication(s)
Orthopaedics | Spine - Thoracolumbar (TL) and sacral surgery | TL interbody cage | TL interbody core - Integrated | MEDTRONIC | INTERBODY 2151212 MEDIUM - 6 DEG 12MM | 2151212 | Standalone | DE0500699 | As per HSA registered indication(s)
Orthopaedics | Spine - Thoracolumbar (TL) and sacral surgery | TL interbody cage | TL interbody core - Integrated | MEDTRONIC | INTERBODY 2151214 MEDIUM - 6 DEG 14MM | 2151214 | Standalone | DE0500699 | As per HSA registered indication(s)
Orthopaedics | Spine - Thoracolumbar (TL) and sacral surgery | TL interbody cage | TL interbody core - Integrated | MEDTRONIC | INTERBODY 2151216 MEDIUM - 6 DEG 16MM | 2151216 | Standalone | DE0500699 | As per HSA registered indication(s)
Orthopaedics | Spine - Thoracolumbar (TL) and sacral surgery | TL interbody cage | TL interbody core - Integrated | MEDTRONIC | INTERBODY 2151310 LARGE - 6 DEG 10MM | 2151310 | Standalone | DE0500699 | As per HSA registered indication(s)
Orthopaedics | Spine - Thoracolumbar (TL) and sacral surgery | TL interbody cage | TL interbody core - Integrated | MEDTRONIC | INTERBODY 2151312 LARGE - 6 DEG 12MM | 2151312 | Standalone | DE0500699 | As per HSA registered indication(s)
Orthopaedics | Spine - Thoracolumbar (TL) and sacral surgery | TL interbody cage | TL interbody core - Integrated | MEDTRONIC | INTERBODY 2151314 LARGE - 6 DEG 14MM | 2151314 | Standalone | DE0500699 | As per HSA registered indication(s)
Orthopaedics | Spine - Thoracolumbar (TL) and sacral surgery | TL interbody cage | TL interbody core - Integrated | MEDTRONIC | INTERBODY 2151316 LARGE - 6 DEG 16MM | 2151316 | Standalone | DE0500699 | As per HSA registered indication(s)
Orthopaedics | Spine - Thoracolumbar (TL) and sacral surgery | TL interbody cage | TL interbody core - Integrated | MEDTRONIC | INTERBODY 2152110 SMALL - 12 DEG 10MM | 2152110 | Standalone | DE0500699 | As per HSA registered indication(s)
Orthopaedics | Spine - Thoracolumbar (TL) and sacral surgery | TL interbody cage | TL interbody core - Integrated | MEDTRONIC | INTERBODY 2152112 SMALL - 12 DEG 12MM | 2152112 | Standalone | DE0500699 | As per HSA registered indication(s)
Orthopaedics | Spine - Thoracolumbar (TL) and sacral surgery | TL interbody cage | TL interbody core - Integrated | MEDTRONIC | INTERBODY 2152114 SMALL - 12 DEG 14MM | 2152114 | Standalone | DE0500699 | As per HSA registered indication(s)
Orthopaedics | Spine - Thoracolumbar (TL) and sacral surgery | TL interbody cage | TL interbody core - Integrated | MEDTRONIC | INTERBODY 2152116 SMALL - 12 DEG 16MM | 2152116 | Standalone | DE0500699 | As per HSA registered indication(s)
Orthopaedics | Spine - Thoracolumbar (TL) and sacral surgery | TL interbody cage | TL interbody core - Integrated | MEDTRONIC | INTERBODY 2152118 SMALL - 12 DEG 18MM | 2152118 | Standalone | DE0500699 | As per HSA registered indication(s)
Orthopaedics | Spine - Thoracolumbar (TL) and sacral surgery | TL interbody cage | TL interbody core - Integrated | MEDTRONIC | INTERBODY 2152120 SMALL - 12 DEG 20MM | 2152120 | Standalone | DE0500699 | As per HSA registered indication(s)
Orthopaedics | Spine - Thoracolumbar (TL) and sacral surgery | TL interbody cage | TL interbody core - Integrated | MEDTRONIC | INTERBODY 2152210 MEDIUM - 12 DEG 10MM | 2152210 | Standalone | DE0500699 | As per HSA registered indication(s)
Orthopaedics | Spine - Thoracolumbar (TL) and sacral surgery | TL interbody cage | TL interbody core - Integrated | MEDTRONIC | INTERBODY 2152212 MEDIUM - 12 DEG 12MM | 2152212 | Standalone | DE0500699 | As per HSA registered indication(s)
Orthopaedics | Spine - Thoracolumbar (TL) and sacral surgery | TL interbody cage | TL interbody core - Integrated | MEDTRONIC | INTERBODY 2152214 MEDIUM - 12 DEG 14MM | 2152214 | Standalone | DE0500699 | As per HSA registered indication(s)
Orthopaedics | Spine - Thoracolumbar (TL) and sacral surgery | TL interbody cage | TL interbody core - Integrated | MEDTRONIC | INTERBODY 2152218 MEDIUM - 12 DEG 18MM | 2152218 | Standalone | DE0500699 | As per HSA registered indication(s)
Orthopaedics | Spine - Thoracolumbar (TL) and sacral surgery | TL interbody cage | TL interbody core - Integrated | MEDTRONIC | INTERBODY 2152220 MEDIUM - 12 DEG 20MM | 2152220 | Standalone | DE0500699 | As per HSA registered indication(s)
Orthopaedics | Spine - Thoracolumbar (TL) and sacral surgery | TL interbody cage | TL interbody core - Integrated | MEDTRONIC | INTERBODY 2152312 LARGE - 12 DEG 12MM | 2152312 | Standalone | DE0500699 | As per HSA registered indication(s)
Orthopaedics | Spine - Thoracolumbar (TL) and sacral surgery | TL interbody cage | TL interbody core - Integrated | MEDTRONIC | INTERBODY 2152314 LARGE - 12 DEG 14MM | 2152314 | Standalone | DE0500699 | As per HSA registered indication(s)
Orthopaedics | Spine - Thoracolumbar (TL) and sacral surgery | TL interbody cage | TL interbody core - Integrated | MEDTRONIC | INTERBODY 2152316 LARGE - 12 DEG 16MM | 2152316 | Standalone | DE0500699 | As per HSA registered indication(s)
Orthopaedics | Spine - Thoracolumbar (TL) and sacral surgery | TL interbody cage | TL interbody core - Integrated | MEDTRONIC | INTERBODY 2152318 LARGE - 12 DEG 18MM | 2152318 | Standalone | DE0500699 | As per HSA registered indication(s)
Orthopaedics | Spine - Thoracolumbar (TL) and sacral surgery | TL interbody cage | TL interbody core - Integrated | MEDTRONIC | INTERBODY 2152320 LARGE - 12 DEG 20MM | 2152320 | Standalone | DE0500699 | As per HSA registered indication(s)
Orthopaedics | Spine - Thoracolumbar (TL) and sacral surgery | TL interbody cage | TL interbody core - Integrated | MEDTRONIC | INTERBODY 2153112 SMALL - 18 DEG 12MM | 2153112 | Standalone | DE0500699 | As per HSA registered indication(s)
Orthopaedics | Spine - Thoracolumbar (TL) and sacral surgery | TL interbody cage | TL interbody core - Integrated | MEDTRONIC | INTERBODY 2153116 SMALL - 18 DEG 16MM | 2153116 | Standalone | DE0500699 | As per HSA registered indication(s)
Orthopaedics | Spine - Thoracolumbar (TL) and sacral surgery | TL interbody cage | TL interbody core - Integrated | MEDTRONIC | INTERBODY 2153120 SMALL - 18 DEG 20MM | 2153120 | Standalone | DE0500699 | As per HSA registered indication(s)
Orthopaedics | Spine - Thoracolumbar (TL) and sacral surgery | TL interbody cage | TL interbody core - Integrated | MEDTRONIC | INTERBODY 2153214 MEDIUM - 18 DEG 14MM | 2153214 | Standalone | DE0500699 | As per HSA registered indication(s)
Orthopaedics | Spine - Thoracolumbar (TL) and sacral surgery | TL interbody cage | TL interbody core - Integrated | MEDTRONIC | INTERBODY 2153216 MEDIUM - 18 DEG 16MM | 2153216 | Standalone | DE0500699 | As per HSA registered indication(s)
Orthopaedics | Spine - Thoracolumbar (TL) and sacral surgery | TL interbody cage | TL interbody core - Integrated | MEDTRONIC | INTERBODY 2153218 MEDIUM - 18 DEG 18MM | 2153218 | Standalone | DE0500699 | As per HSA registered indication(s)
Orthopaedics | Spine - Thoracolumbar (TL) and sacral surgery | TL interbody cage | TL interbody core - Integrated | MEDTRONIC | INTERBODY 2153220 MEDIUM - 18 DEG 20MM | 2153220 | Standalone | DE0500699 | As per HSA registered indication(s)
Orthopaedics | Spine - Thoracolumbar (TL) and sacral surgery | TL interbody cage | TL interbody core - Integrated | MEDTRONIC | INTERBODY 2153316 LARGE - 18 DEG 16MM | 2153316 | Standalone | DE0500699 | As per HSA registered indication(s)
Orthopaedics | Spine - Thoracolumbar (TL) and sacral surgery | TL interbody cage | TL interbody core - Integrated | MEDTRONIC | INTERBODY 2153318 LARGE - 18 DEG 18MM | 2153318 | Standalone | DE0500699 | As per HSA registered indication(s)
Orthopaedics | Spine - Thoracolumbar (TL) and sacral surgery | TL interbody cage | TL interbody core - Integrated | MEDTRONIC | INTERBODY 2153320 LARGE - 18 DEG 20MM | 2153320 | Standalone | DE0500699 | As per HSA registered indication(s)
Orthopaedics | Spine - Thoracolumbar (TL) and sacral surgery | TL interbody cage | TL interbody core - Integrated | MEDTRONIC | INTERBODY 2154116 SMALL - 24 DEG 16MM | 2154116 | Standalone | DE0500699 | As per HSA registered indication(s)
Orthopaedics | Spine - Thoracolumbar (TL) and sacral surgery | TL interbody cage | TL interbody core - Integrated | MEDTRONIC | INTERBODY 2154118 SMALL - 24 DEG 18MM | 2154118 | Standalone | DE0500699 | As per HSA registered indication(s)
Orthopaedics | Spine - Thoracolumbar (TL) and sacral surgery | TL interbody cage | TL interbody core - Integrated | MEDTRONIC | INTERBODY 2154120 SMALL - 24 DEG 20MM | 2154120 | Standalone | DE0500699 | As per HSA registered indication(s)
Orthopaedics | Spine - Thoracolumbar (TL) and sacral surgery | TL interbody cage | TL interbody core - Integrated | MEDTRONIC | INTERBODY 2154216 MEDIUM - 24 DEG 16MM | 2154216 | Standalone | DE0500699 | As per HSA registered indication(s)
Orthopaedics | Spine - Thoracolumbar (TL) and sacral surgery | TL interbody cage | TL interbody core - Integrated | MEDTRONIC | INTERBODY 2154218 MEDIUM - 24 DEG 18MM | 2154218 | Standalone | DE0500699 | As per HSA registered indication(s)
Orthopaedics | Spine - Thoracolumbar (TL) and sacral surgery | TL interbody cage | TL interbody core - Integrated | MEDTRONIC | INTERBODY 2154220 MEDIUM - 24 DEG 20MM | 2154220 | Standalone | DE0500699 | As per HSA registered indication(s)
Orthopaedics | Spine - Thoracolumbar (TL) and sacral surgery | TL interbody cage | TL interbody core - Integrated | MEDTRONIC | INTERBODY 2154318 LARGE - 24 DEG 18MM | 2154318 | Standalone | DE0500699 | As per HSA registered indication(s)
Orthopaedics | Spine - Thoracolumbar (TL) and sacral surgery | TL interbody cage | TL interbody core - Integrated | MEDTRONIC | INTERBODY 2154320 LARGE - 24 DEG 20MM | 2154320 | Standalone | DE0500699 | As per HSA registered indication(s)
Orthopaedics | Spine - Thoracolumbar (TL) and sacral surgery | TL and sacral fusion and fixation implant | TL rod | ICOTEC | J-ROD CF/PEEK, D 5.5 MM, 50 + 100 MM, (2X) | 16-55-00510-9 | Package | DE0506357 | As per HSA registered indication(s) except for radiolucent implants which should be used as follows:  in patients with primary or metastatic spinal tumours who would benefit from post-operative high dose high precision beam therapy upon appropriate and stringent patient selection;  Patient selection should be done via standardised assessment such as the neurological-oncological-mechanical systemic (NOMS) framework; and  The assessment should be carried out by a multidisciplinary team (MDT), which may be inclusive of, but not limited to, radiation oncologists, spine surgeons and interventional radiologists, among others.
Orthopaedics | Spine - Thoracolumbar (TL) and sacral surgery | TL and sacral fusion and fixation implant | TL rod | ICOTEC | J-ROD CF/PEEK, D 5.5 MM, 60 + 100 MM, (2X) | 16-55-00610-9 | Package | DE0506357 | As per HSA registered indication(s) except for radiolucent implants which should be used as follows:  in patients with primary or metastatic spinal tumours who would benefit from post-operative high dose high precision beam therapy upon appropriate and stringent patient selection;  Patient selection should be done via standardised assessment such as the neurological-oncological-mechanical systemic (NOMS) framework; and  The assessment should be carried out by a multidisciplinary team (MDT), which may be inclusive of, but not limited to, radiation oncologists, spine surgeons and interventional radiologists, among others.
Orthopaedics | Spine - Thoracolumbar (TL) and sacral surgery | TL and sacral fusion and fixation implant | TL rod | ICOTEC | J-ROD CF/PEEK, D 5.5 MM, 60 + 70 MM, (2X) | 16-55-00607-9 | Package | DE0506357 | As per HSA registered indication(s) except for radiolucent implants which should be used as follows:  in patients with primary or metastatic spinal tumours who would benefit from post-operative high dose high precision beam therapy upon appropriate and stringent patient selection;  Patient selection should be done via standardised assessment such as the neurological-oncological-mechanical systemic (NOMS) framework; and  The assessment should be carried out by a multidisciplinary team (MDT), which may be inclusive of, but not limited to, radiation oncologists, spine surgeons and interventional radiologists, among others.
Orthopaedics | Spine - Occipito-cervical (OC) surgery | Cervical vertebral body replacement (VBR) | Cervical VBR core | Icotec | KONG-C VBR M Body, 22 mm | 12-80-1322-0 | Standalone | DE0508198 | As per HSA registered indication(s)
Orthopaedics | Spine - Occipito-cervical (OC) surgery | Cervical vertebral body replacement (VBR) | Cervical VBR core | Icotec | KONG-C VBR M Body, 24 mm | 12-80-1324-0 | Standalone | DE0508198 | As per HSA registered indication(s)
Orthopaedics | Spine - Occipito-cervical (OC) surgery | Cervical vertebral body replacement (VBR) | Cervical VBR core | Icotec | KONG-C VBR M Body, 26 mm | 12-80-1326-0 | Standalone | DE0508198 | As per HSA registered indication(s)
Orthopaedics | Spine - Occipito-cervical (OC) surgery | Cervical vertebral body replacement (VBR) | Cervical VBR core | Icotec | KONG-C VBR M Body, 28 mm | 12-80-1328-0 | Standalone | DE0508198 | As per HSA registered indication(s)
Orthopaedics | Spine - Occipito-cervical (OC) surgery | Cervical vertebral body replacement (VBR) | Cervical VBR core | Icotec | KONG-C VBR M Body, 30 mm | 12-80-1330-0 | Standalone | DE0508198 | As per HSA registered indication(s)
Orthopaedics | Spine - Occipito-cervical (OC) surgery | Cervical vertebral body replacement (VBR) | Cervical VBR core | Icotec | KONG-C VBR M Body, 32 mm | 12-80-1332-0 | Standalone | DE0508198 | As per HSA registered indication(s)
Orthopaedics | Spine - Occipito-cervical (OC) surgery | Cervical vertebral body replacement (VBR) | Cervical VBR core | Icotec | KONG-C VBR M Body, 34 mm | 12-80-1334-0 | Standalone | DE0508198 | As per HSA registered indication(s)
Orthopaedics | Spine - Occipito-cervical (OC) surgery | Cervical vertebral body replacement (VBR) | Cervical VBR core | Icotec | KONG-C VBR M Body, 36 mm | 12-80-1336-0 | Standalone | DE0508198 | As per HSA registered indication(s)
Orthopaedics | Spine - Occipito-cervical (OC) surgery | Cervical vertebral body replacement (VBR) | Cervical VBR core | Icotec | KONG-C VBR M Body, 38 mm | 12-80-1338-0 | Standalone | DE0508198 | As per HSA registered indication(s)
Orthopaedics | Spine - Occipito-cervical (OC) surgery | Cervical vertebral body replacement (VBR) | Cervical VBR core | Icotec | KONG-C VBR M Body, 40 mm | 12-80-1340-0 | Standalone | DE0508198 | As per HSA registered indication(s)
Orthopaedics | Spine - Occipito-cervical (OC) surgery | Cervical vertebral body replacement (VBR) | Cervical VBR core | Icotec | KONG-C VBR M Body, 42 mm | 12-80-1342-0 | Standalone | DE0508198 | As per HSA registered indication(s)
Orthopaedics | Spine - Occipito-cervical (OC) surgery | Cervical vertebral body replacement (VBR) | Cervical VBR core | Icotec | KONG-C VBR M Body, 44 mm | 12-80-1344-0 | Standalone | DE0508198 | As per HSA registered indication(s)
Orthopaedics | Spine - Occipito-cervical (OC) surgery | Cervical vertebral body replacement (VBR) | Cervical VBR core | Icotec | KONG-C VBR M Body, 46 mm | 12-80-1346-0 | Standalone | DE0508198 | As per HSA registered indication(s)
Orthopaedics | Spine - Occipito-cervical (OC) surgery | Cervical vertebral body replacement (VBR) | Cervical VBR core | Icotec | KONG-C VBR M Body, 48 mm | 12-80-1348-0 | Standalone | DE0508198 | As per HSA registered indication(s)
Orthopaedics | Spine - Occipito-cervical (OC) surgery | Cervical vertebral body replacement (VBR) | Cervical VBR core | Icotec | KONG-C VBR M Body, 50 mm | 12-80-1350-0 | Standalone | DE0508198 | As per HSA registered indication(s)
Orthopaedics | Spine - Occipito-cervical (OC) surgery | Cervical vertebral body replacement (VBR) | Cervical VBR core | Icotec | KONG-C VBR M Body, 52 mm | 12-80-1352-0 | Standalone | DE0508198 | As per HSA registered indication(s)
Orthopaedics | Spine - Occipito-cervical (OC) surgery | Cervical vertebral body replacement (VBR) | Cervical VBR core | Icotec | KONG-C VBR M Body, 54 mm | 12-80-1354-0 | Standalone | DE0508198 | As per HSA registered indication(s)
Orthopaedics | Spine - Occipito-cervical (OC) surgery | Cervical vertebral body replacement (VBR) | Cervical VBR core | Icotec | KONG-C VBR M Body, 56 mm | 12-80-1356-0 | Standalone | DE0508198 | As per HSA registered indication(s)
Orthopaedics | Spine - Occipito-cervical (OC) surgery | Cervical vertebral body replacement (VBR) | Cervical VBR core | Icotec | KONG-C VBR M Body, 58 mm | 12-80-1358-0 | Standalone | DE0508198 | As per HSA registered indication(s)
Orthopaedics | Spine - Occipito-cervical (OC) surgery | Cervical vertebral body replacement (VBR) | Cervical VBR core | Icotec | KONG-C VBR M Body, 60 mm | 12-80-1360-0 | Standalone | DE0508198 | As per HSA registered indication(s)
Orthopaedics | Spine - Occipito-cervical (OC) surgery | Cervical vertebral body replacement (VBR) | Cervical VBR core | Icotec | KONG-C VBR M Body, 62 mm | 12-80-1362-0 | Standalone | DE0508198 | As per HSA registered indication(s)
Orthopaedics | Spine - Occipito-cervical (OC) surgery | Cervical vertebral body replacement (VBR) | Cervical VBR core | Icotec | KONG-C VBR M Body, 64 mm | 12-80-1364-0 | Standalone | DE0508198 | As per HSA registered indication(s)
Orthopaedics | Spine - Occipito-cervical (OC) surgery | Cervical vertebral body replacement (VBR) | Cervical VBR core | Icotec | KONG-C VBR M Body, 66 mm | 12-80-1366-0 | Standalone | DE0508198 | As per HSA registered indication(s)
Orthopaedics | Spine - Occipito-cervical (OC) surgery | Cervical vertebral body replacement (VBR) | Cervical VBR core | Icotec | KONG-C VBR M, Body, 16 mm | 12-80-1316-0 | Standalone | DE0508198 | As per HSA registered indication(s)
Orthopaedics | Spine - Occipito-cervical (OC) surgery | Cervical vertebral body replacement (VBR) | Cervical VBR core | Icotec | KONG-C VBR M, Body, 18 mm | 12-80-1318-0 | Standalone | DE0508198 | As per HSA registered indication(s)
Orthopaedics | Spine - Occipito-cervical (OC) surgery | Cervical vertebral body replacement (VBR) | Cervical VBR core | Icotec | KONG-C VBR M, Body, 20 mm | 12-80-1320-0 | Standalone | DE0508198 | As per HSA registered indication(s)
Orthopaedics | Spine - Thoracolumbar (TL) and sacral surgery | TL and sacral fusion and fixation implant | TL pedicle screw - Shank, tulip | MEDTRONIC | L5.5 REDUCTION MAS, 4.5X20, SS | 75494520 | Standalone | DE0000758 | As per HSA registered indication(s) except for radiolucent implants which should be used as follows:  in patients with primary or metastatic spinal tumours who would benefit from post-operative high dose high precision beam therapy upon appropriate and stringent patient selection;  Patient selection should be done via standardised assessment such as the neurological-oncological-mechanical systemic (NOMS) framework; and  The assessment should be carried out by a multidisciplinary team (MDT), which may be inclusive of, but not limited to, radiation oncologists, spine surgeons and interventional radiologists, among others.
Orthopaedics | Spine - Thoracolumbar (TL) and sacral surgery | TL and sacral fusion and fixation implant | TL pedicle screw - Shank, tulip | MEDTRONIC | L5.5 REDUCTION MAS, 4.5X25, SS | 75494525 | Standalone | DE0000758 | As per HSA registered indication(s) except for radiolucent implants which should be used as follows:  in patients with primary or metastatic spinal tumours who would benefit from post-operative high dose high precision beam therapy upon appropriate and stringent patient selection;  Patient selection should be done via standardised assessment such as the neurological-oncological-mechanical systemic (NOMS) framework; and  The assessment should be carried out by a multidisciplinary team (MDT), which may be inclusive of, but not limited to, radiation oncologists, spine surgeons and interventional radiologists, among others.
Orthopaedics | Spine - Thoracolumbar (TL) and sacral surgery | TL and sacral fusion and fixation implant | TL pedicle screw - Shank, tulip | MEDTRONIC | L5.5 REDUCTION MAS, 4.5X30, SS | 75494530 | Standalone | DE0000758 | As per HSA registered indication(s) except for radiolucent implants which should be used as follows:  in patients with primary or metastatic spinal tumours who would benefit from post-operative high dose high precision beam therapy upon appropriate and stringent patient selection;  Patient selection should be done via standardised assessment such as the neurological-oncological-mechanical systemic (NOMS) framework; and  The assessment should be carried out by a multidisciplinary team (MDT), which may be inclusive of, but not limited to, radiation oncologists, spine surgeons and interventional radiologists, among others.
Orthopaedics | Spine - Thoracolumbar (TL) and sacral surgery | TL and sacral fusion and fixation implant | TL pedicle screw - Shank, tulip | MEDTRONIC | L5.5 REDUCTION MAS, 4.5X35, SS | 75494535 | Standalone | DE0000758 | As per HSA registered indication(s) except for radiolucent implants which should be used as follows:  in patients with primary or metastatic spinal tumours who would benefit from post-operative high dose high precision beam therapy upon appropriate and stringent patient selection;  Patient selection should be done via standardised assessment such as the neurological-oncological-mechanical systemic (NOMS) framework; and  The assessment should be carried out by a multidisciplinary team (MDT), which may be inclusive of, but not limited to, radiation oncologists, spine surgeons and interventional radiologists, among others.
Orthopaedics | Spine - Thoracolumbar (TL) and sacral surgery | TL and sacral fusion and fixation implant | TL pedicle screw - Shank, tulip | MEDTRONIC | L5.5 REDUCTION MAS, 4.5X40, SS | 75494540 | Standalone | DE0000758 | As per HSA registered indication(s) except for radiolucent implants which should be used as follows:  in patients with primary or metastatic spinal tumours who would benefit from post-operative high dose high precision beam therapy upon appropriate and stringent patient selection;  Patient selection should be done via standardised assessment such as the neurological-oncological-mechanical systemic (NOMS) framework; and  The assessment should be carried out by a multidisciplinary team (MDT), which may be inclusive of, but not limited to, radiation oncologists, spine surgeons and interventional radiologists, among others.
Orthopaedics | Spine - Thoracolumbar (TL) and sacral surgery | TL and sacral fusion and fixation implant | TL pedicle screw - Shank, tulip | MEDTRONIC | L5.5 REDUCTION MAS, 4.5X45, SS | 75494545 | Standalone | DE0000758 | As per HSA registered indication(s) except for radiolucent implants which should be used as follows:  in patients with primary or metastatic spinal tumours who would benefit from post-operative high dose high precision beam therapy upon appropriate and stringent patient selection;  Patient selection should be done via standardised assessment such as the neurological-oncological-mechanical systemic (NOMS) framework; and  The assessment should be carried out by a multidisciplinary team (MDT), which may be inclusive of, but not limited to, radiation oncologists, spine surgeons and interventional radiologists, among others.
Orthopaedics | Spine - Thoracolumbar (TL) and sacral surgery | TL and sacral fusion and fixation implant | TL pedicle screw - Shank, tulip | MEDTRONIC | L5.5 REDUCTION MAS, 4.5X50, SS | 75494550 | Standalone | DE0000758 | As per HSA registered indication(s) except for radiolucent implants which should be used as follows:  in patients with primary or metastatic spinal tumours who would benefit from post-operative high dose high precision beam therapy upon appropriate and stringent patient selection;  Patient selection should be done via standardised assessment such as the neurological-oncological-mechanical systemic (NOMS) framework; and  The assessment should be carried out by a multidisciplinary team (MDT), which may be inclusive of, but not limited to, radiation oncologists, spine surgeons and interventional radiologists, among others.
Orthopaedics | Spine - Thoracolumbar (TL) and sacral surgery | TL and sacral fusion and fixation implant | TL pedicle screw - Shank, tulip | MEDTRONIC | L5.5 REDUCTION MAS, 5.0X20, SS | 75495020 | Standalone | DE0000758 | As per HSA registered indication(s) except for radiolucent implants which should be used as follows:  in patients with primary or metastatic spinal tumours who would benefit from post-operative high dose high precision beam therapy upon appropriate and stringent patient selection;  Patient selection should be done via standardised assessment such as the neurological-oncological-mechanical systemic (NOMS) framework; and  The assessment should be carried out by a multidisciplinary team (MDT), which may be inclusive of, but not limited to, radiation oncologists, spine surgeons and interventional radiologists, among others.
Orthopaedics | Spine - Thoracolumbar (TL) and sacral surgery | TL and sacral fusion and fixation implant | TL pedicle screw - Shank, tulip | MEDTRONIC | L5.5 REDUCTION MAS, 5.0X25, SS | 75495025 | Standalone | DE0000758 | As per HSA registered indication(s) except for radiolucent implants which should be used as follows:  in patients with primary or metastatic spinal tumours who would benefit from post-operative high dose high precision beam therapy upon appropriate and stringent patient selection;  Patient selection should be done via standardised assessment such as the neurological-oncological-mechanical systemic (NOMS) framework; and  The assessment should be carried out by a multidisciplinary team (MDT), which may be inclusive of, but not limited to, radiation oncologists, spine surgeons and interventional radiologists, among others.
Orthopaedics | Spine - Thoracolumbar (TL) and sacral surgery | TL and sacral fusion and fixation implant | TL pedicle screw - Shank, tulip | MEDTRONIC | L5.5 REDUCTION MAS, 5.0X30, SS | 75495030 | Standalone | DE0000758 | As per HSA registered indication(s) except for radiolucent implants which should be used as follows:  in patients with primary or metastatic spinal tumours who would benefit from post-operative high dose high precision beam therapy upon appropriate and stringent patient selection;  Patient selection should be done via standardised assessment such as the neurological-oncological-mechanical systemic (NOMS) framework; and  The assessment should be carried out by a multidisciplinary team (MDT), which may be inclusive of, but not limited to, radiation oncologists, spine surgeons and interventional radiologists, among others.
Orthopaedics | Spine - Thoracolumbar (TL) and sacral surgery | TL and sacral fusion and fixation implant | TL pedicle screw - Shank, tulip | MEDTRONIC | L5.5 REDUCTION MAS, 5.0X35, SS | 75495035 | Standalone | DE0000758 | As per HSA registered indication(s) except for radiolucent implants which should be used as follows:  in patients with primary or metastatic spinal tumours who would benefit from post-operative high dose high precision beam therapy upon appropriate and stringent patient selection;  Patient selection should be done via standardised assessment such as the neurological-oncological-mechanical systemic (NOMS) framework; and  The assessment should be carried out by a multidisciplinary team (MDT), which may be inclusive of, but not limited to, radiation oncologists, spine surgeons and interventional radiologists, among others.
Orthopaedics | Spine - Thoracolumbar (TL) and sacral surgery | TL and sacral fusion and fixation implant | TL pedicle screw - Shank, tulip | MEDTRONIC | L5.5 REDUCTION MAS, 5.0X40, SS | 75495040 | Standalone | DE0000758 | As per HSA registered indication(s) except for radiolucent implants which should be used as follows:  in patients with primary or metastatic spinal tumours who would benefit from post-operative high dose high precision beam therapy upon appropriate and stringent patient selection;  Patient selection should be done via standardised assessment such as the neurological-oncological-mechanical systemic (NOMS) framework; and  The assessment should be carried out by a multidisciplinary team (MDT), which may be inclusive of, but not limited to, radiation oncologists, spine surgeons and interventional radiologists, among others.
Orthopaedics | Spine - Thoracolumbar (TL) and sacral surgery | TL and sacral fusion and fixation implant | TL pedicle screw - Shank, tulip | MEDTRONIC | L5.5 REDUCTION MAS, 5.0X45, SS | 75495045 | Standalone | DE0000758 | As per HSA registered indication(s) except for radiolucent implants which should be used as follows:  in patients with primary or metastatic spinal tumours who would benefit from post-operative high dose high precision beam therapy upon appropriate and stringent patient selection;  Patient selection should be done via standardised assessment such as the neurological-oncological-mechanical systemic (NOMS) framework; and  The assessment should be carried out by a multidisciplinary team (MDT), which may be inclusive of, but not limited to, radiation oncologists, spine surgeons and interventional radiologists, among others.
Orthopaedics | Spine - Thoracolumbar (TL) and sacral surgery | TL and sacral fusion and fixation implant | TL pedicle screw - Shank, tulip | MEDTRONIC | L5.5 REDUCTION MAS, 5.0X50, SS | 75495050 | Standalone | DE0000758 | As per HSA registered indication(s) except for radiolucent implants which should be used as follows:  in patients with primary or metastatic spinal tumours who would benefit from post-operative high dose high precision beam therapy upon appropriate and stringent patient selection;  Patient selection should be done via standardised assessment such as the neurological-oncological-mechanical systemic (NOMS) framework; and  The assessment should be carried out by a multidisciplinary team (MDT), which may be inclusive of, but not limited to, radiation oncologists, spine surgeons and interventional radiologists, among others.
Orthopaedics | Spine - Thoracolumbar (TL) and sacral surgery | TL and sacral fusion and fixation implant | TL pedicle screw - Shank, tulip | MEDTRONIC | L5.5 REDUCTION MAS, 5.5X20, SS | 75495520 | Standalone | DE0000758 | As per HSA registered indication(s) except for radiolucent implants which should be used as follows:  in patients with primary or metastatic spinal tumours who would benefit from post-operative high dose high precision beam therapy upon appropriate and stringent patient selection;  Patient selection should be done via standardised assessment such as the neurological-oncological-mechanical systemic (NOMS) framework; and  The assessment should be carried out by a multidisciplinary team (MDT), which may be inclusive of, but not limited to, radiation oncologists, spine surgeons and interventional radiologists, among others.
Orthopaedics | Spine - Thoracolumbar (TL) and sacral surgery | TL and sacral fusion and fixation implant | TL pedicle screw - Shank, tulip | MEDTRONIC | L5.5 REDUCTION MAS, 5.5X25, SS | 75495525 | Standalone | DE0000758 | As per HSA registered indication(s) except for radiolucent implants which should be used as follows:  in patients with primary or metastatic spinal tumours who would benefit from post-operative high dose high precision beam therapy upon appropriate and stringent patient selection;  Patient selection should be done via standardised assessment such as the neurological-oncological-mechanical systemic (NOMS) framework; and  The assessment should be carried out by a multidisciplinary team (MDT), which may be inclusive of, but not limited to, radiation oncologists, spine surgeons and interventional radiologists, among others.
Orthopaedics | Spine - Thoracolumbar (TL) and sacral surgery | TL and sacral fusion and fixation implant | TL pedicle screw - Shank, tulip | MEDTRONIC | L5.5 REDUCTION MAS, 5.5X30, SS | 75495530 | Standalone | DE0000758 | As per HSA registered indication(s) except for radiolucent implants which should be used as follows:  in patients with primary or metastatic spinal tumours who would benefit from post-operative high dose high precision beam therapy upon appropriate and stringent patient selection;  Patient selection should be done via standardised assessment such as the neurological-oncological-mechanical systemic (NOMS) framework; and  The assessment should be carried out by a multidisciplinary team (MDT), which may be inclusive of, but not limited to, radiation oncologists, spine surgeons and interventional radiologists, among others.
Orthopaedics | Spine - Thoracolumbar (TL) and sacral surgery | TL and sacral fusion and fixation implant | TL pedicle screw - Shank, tulip | MEDTRONIC | L5.5 REDUCTION MAS, 5.5X35, SS | 75495535 | Standalone | DE0000758 | As per HSA registered indication(s) except for radiolucent implants which should be used as follows:  in patients with primary or metastatic spinal tumours who would benefit from post-operative high dose high precision beam therapy upon appropriate and stringent patient selection;  Patient selection should be done via standardised assessment such as the neurological-oncological-mechanical systemic (NOMS) framework; and  The assessment should be carried out by a multidisciplinary team (MDT), which may be inclusive of, but not limited to, radiation oncologists, spine surgeons and interventional radiologists, among others.
Orthopaedics | Spine - Thoracolumbar (TL) and sacral surgery | TL and sacral fusion and fixation implant | TL pedicle screw - Shank, tulip | MEDTRONIC | L5.5 REDUCTION MAS, 5.5X40, SS | 75495540 | Standalone | DE0000758 | As per HSA registered indication(s) except for radiolucent implants which should be used as follows:  in patients with primary or metastatic spinal tumours who would benefit from post-operative high dose high precision beam therapy upon appropriate and stringent patient selection;  Patient selection should be done via standardised assessment such as the neurological-oncological-mechanical systemic (NOMS) framework; and  The assessment should be carried out by a multidisciplinary team (MDT), which may be inclusive of, but not limited to, radiation oncologists, spine surgeons and interventional radiologists, among others.
Orthopaedics | Spine - Thoracolumbar (TL) and sacral surgery | TL and sacral fusion and fixation implant | TL pedicle screw - Shank, tulip | MEDTRONIC | L5.5 REDUCTION MAS, 5.5X45, SS | 75495545 | Standalone | DE0000758 | As per HSA registered indication(s) except for radiolucent implants which should be used as follows:  in patients with primary or metastatic spinal tumours who would benefit from post-operative high dose high precision beam therapy upon appropriate and stringent patient selection;  Patient selection should be done via standardised assessment such as the neurological-oncological-mechanical systemic (NOMS) framework; and  The assessment should be carried out by a multidisciplinary team (MDT), which may be inclusive of, but not limited to, radiation oncologists, spine surgeons and interventional radiologists, among others.
Orthopaedics | Spine - Thoracolumbar (TL) and sacral surgery | TL and sacral fusion and fixation implant | TL pedicle screw - Shank, tulip | MEDTRONIC | L5.5 REDUCTION MAS, 5.5X50, SS | 75495550 | Standalone | DE0000758 | As per HSA registered indication(s) except for radiolucent implants which should be used as follows:  in patients with primary or metastatic spinal tumours who would benefit from post-operative high dose high precision beam therapy upon appropriate and stringent patient selection;  Patient selection should be done via standardised assessment such as the neurological-oncological-mechanical systemic (NOMS) framework; and  The assessment should be carried out by a multidisciplinary team (MDT), which may be inclusive of, but not limited to, radiation oncologists, spine surgeons and interventional radiologists, among others.
Orthopaedics | Spine - Thoracolumbar (TL) and sacral surgery | TL and sacral fusion and fixation implant | TL pedicle screw - Shank, tulip | MEDTRONIC | L5.5 REDUCTION MAS, 5.5X55, SS | 75495555 | Standalone | DE0000758 | As per HSA registered indication(s) except for radiolucent implants which should be used as follows:  in patients with primary or metastatic spinal tumours who would benefit from post-operative high dose high precision beam therapy upon appropriate and stringent patient selection;  Patient selection should be done via standardised assessment such as the neurological-oncological-mechanical systemic (NOMS) framework; and  The assessment should be carried out by a multidisciplinary team (MDT), which may be inclusive of, but not limited to, radiation oncologists, spine surgeons and interventional radiologists, among others.
Orthopaedics | Spine - Thoracolumbar (TL) and sacral surgery | TL and sacral fusion and fixation implant | TL pedicle screw - Shank, tulip | MEDTRONIC | L5.5 REDUCTION MAS, 5.5X60, SS | 75495560 | Standalone | DE0000758 | As per HSA registered indication(s) except for radiolucent implants which should be used as follows:  in patients with primary or metastatic spinal tumours who would benefit from post-operative high dose high precision beam therapy upon appropriate and stringent patient selection;  Patient selection should be done via standardised assessment such as the neurological-oncological-mechanical systemic (NOMS) framework; and  The assessment should be carried out by a multidisciplinary team (MDT), which may be inclusive of, but not limited to, radiation oncologists, spine surgeons and interventional radiologists, among others.
Orthopaedics | Spine - Thoracolumbar (TL) and sacral surgery | TL and sacral fusion and fixation implant | TL pedicle screw - Shank, tulip | MEDTRONIC | L5.5 REDUCTION MAS, 6.5X20, SS | 75496520 | Standalone | DE0000758 | As per HSA registered indication(s) except for radiolucent implants which should be used as follows:  in patients with primary or metastatic spinal tumours who would benefit from post-operative high dose high precision beam therapy upon appropriate and stringent patient selection;  Patient selection should be done via standardised assessment such as the neurological-oncological-mechanical systemic (NOMS) framework; and  The assessment should be carried out by a multidisciplinary team (MDT), which may be inclusive of, but not limited to, radiation oncologists, spine surgeons and interventional radiologists, among others.
Orthopaedics | Spine - Thoracolumbar (TL) and sacral surgery | TL and sacral fusion and fixation implant | TL pedicle screw - Shank, tulip | MEDTRONIC | L5.5 REDUCTION MAS, 6.5X25, SS | 75496525 | Standalone | DE0000758 | As per HSA registered indication(s) except for radiolucent implants which should be used as follows:  in patients with primary or metastatic spinal tumours who would benefit from post-operative high dose high precision beam therapy upon appropriate and stringent patient selection;  Patient selection should be done via standardised assessment such as the neurological-oncological-mechanical systemic (NOMS) framework; and  The assessment should be carried out by a multidisciplinary team (MDT), which may be inclusive of, but not limited to, radiation oncologists, spine surgeons and interventional radiologists, among others.
Orthopaedics | Spine - Thoracolumbar (TL) and sacral surgery | TL and sacral fusion and fixation implant | TL pedicle screw - Shank, tulip | MEDTRONIC | L5.5 REDUCTION MAS, 6.5X30, SS | 75496530 | Standalone | DE0000758 | As per HSA registered indication(s) except for radiolucent implants which should be used as follows:  in patients with primary or metastatic spinal tumours who would benefit from post-operative high dose high precision beam therapy upon appropriate and stringent patient selection;  Patient selection should be done via standardised assessment such as the neurological-oncological-mechanical systemic (NOMS) framework; and  The assessment should be carried out by a multidisciplinary team (MDT), which may be inclusive of, but not limited to, radiation oncologists, spine surgeons and interventional radiologists, among others.
Orthopaedics | Spine - Thoracolumbar (TL) and sacral surgery | TL and sacral fusion and fixation implant | TL pedicle screw - Shank, tulip | MEDTRONIC | L5.5 REDUCTION MAS, 6.5X35, SS | 75496535 | Standalone | DE0000758 | As per HSA registered indication(s) except for radiolucent implants which should be used as follows:  in patients with primary or metastatic spinal tumours who would benefit from post-operative high dose high precision beam therapy upon appropriate and stringent patient selection;  Patient selection should be done via standardised assessment such as the neurological-oncological-mechanical systemic (NOMS) framework; and  The assessment should be carried out by a multidisciplinary team (MDT), which may be inclusive of, but not limited to, radiation oncologists, spine surgeons and interventional radiologists, among others.
Orthopaedics | Spine - Thoracolumbar (TL) and sacral surgery | TL and sacral fusion and fixation implant | TL pedicle screw - Shank, tulip | MEDTRONIC | L5.5 REDUCTION MAS, 6.5X40, SS | 75496540 | Standalone | DE0000758 | As per HSA registered indication(s) except for radiolucent implants which should be used as follows:  in patients with primary or metastatic spinal tumours who would benefit from post-operative high dose high precision beam therapy upon appropriate and stringent patient selection;  Patient selection should be done via standardised assessment such as the neurological-oncological-mechanical systemic (NOMS) framework; and  The assessment should be carried out by a multidisciplinary team (MDT), which may be inclusive of, but not limited to, radiation oncologists, spine surgeons and interventional radiologists, among others.
Orthopaedics | Spine - Thoracolumbar (TL) and sacral surgery | TL and sacral fusion and fixation implant | TL pedicle screw - Shank, tulip | MEDTRONIC | L5.5 REDUCTION MAS, 6.5X45, SS | 75496545 | Standalone | DE0000758 | As per HSA registered indication(s) except for radiolucent implants which should be used as follows:  in patients with primary or metastatic spinal tumours who would benefit from post-operative high dose high precision beam therapy upon appropriate and stringent patient selection;  Patient selection should be done via standardised assessment such as the neurological-oncological-mechanical systemic (NOMS) framework; and  The assessment should be carried out by a multidisciplinary team (MDT), which may be inclusive of, but not limited to, radiation oncologists, spine surgeons and interventional radiologists, among others.
Orthopaedics | Spine - Thoracolumbar (TL) and sacral surgery | TL and sacral fusion and fixation implant | TL pedicle screw - Shank, tulip | MEDTRONIC | L5.5 REDUCTION MAS, 6.5X50, SS | 75496550 | Standalone | DE0000758 | As per HSA registered indication(s) except for radiolucent implants which should be used as follows:  in patients with primary or metastatic spinal tumours who would benefit from post-operative high dose high precision beam therapy upon appropriate and stringent patient selection;  Patient selection should be done via standardised assessment such as the neurological-oncological-mechanical systemic (NOMS) framework; and  The assessment should be carried out by a multidisciplinary team (MDT), which may be inclusive of, but not limited to, radiation oncologists, spine surgeons and interventional radiologists, among others.
Orthopaedics | Spine - Thoracolumbar (TL) and sacral surgery | TL and sacral fusion and fixation implant | TL pedicle screw - Shank, tulip | MEDTRONIC | L5.5 REDUCTION MAS, 6.5X55, SS | 75496555 | Standalone | DE0000758 | As per HSA registered indication(s) except for radiolucent implants which should be used as follows:  in patients with primary or metastatic spinal tumours who would benefit from post-operative high dose high precision beam therapy upon appropriate and stringent patient selection;  Patient selection should be done via standardised assessment such as the neurological-oncological-mechanical systemic (NOMS) framework; and  The assessment should be carried out by a multidisciplinary team (MDT), which may be inclusive of, but not limited to, radiation oncologists, spine surgeons and interventional radiologists, among others.
Orthopaedics | Spine - Thoracolumbar (TL) and sacral surgery | TL and sacral fusion and fixation implant | TL pedicle screw - Shank, tulip | MEDTRONIC | L5.5 REDUCTION MAS, 6.5X60, SS | 75496560 | Standalone | DE0000758 | As per HSA registered indication(s) except for radiolucent implants which should be used as follows:  in patients with primary or metastatic spinal tumours who would benefit from post-operative high dose high precision beam therapy upon appropriate and stringent patient selection;  Patient selection should be done via standardised assessment such as the neurological-oncological-mechanical systemic (NOMS) framework; and  The assessment should be carried out by a multidisciplinary team (MDT), which may be inclusive of, but not limited to, radiation oncologists, spine surgeons and interventional radiologists, among others.
Orthopaedics | Spine - Thoracolumbar (TL) and sacral surgery | TL and sacral fusion and fixation implant | TL pedicle screw - Shank, tulip | MEDTRONIC | L5.5 REDUCTION MAS, 6.5X65, SS | 75496565 | Standalone | DE0000758 | As per HSA registered indication(s) except for radiolucent implants which should be used as follows:  in patients with primary or metastatic spinal tumours who would benefit from post-operative high dose high precision beam therapy upon appropriate and stringent patient selection;  Patient selection should be done via standardised assessment such as the neurological-oncological-mechanical systemic (NOMS) framework; and  The assessment should be carried out by a multidisciplinary team (MDT), which may be inclusive of, but not limited to, radiation oncologists, spine surgeons and interventional radiologists, among others.
Orthopaedics | Spine - Thoracolumbar (TL) and sacral surgery | TL and sacral fusion and fixation implant | TL pedicle screw - Shank, tulip | MEDTRONIC | L5.5 REDUCTION MAS, 7.5X25, SS | 75497525 | Standalone | DE0000758 | As per HSA registered indication(s) except for radiolucent implants which should be used as follows:  in patients with primary or metastatic spinal tumours who would benefit from post-operative high dose high precision beam therapy upon appropriate and stringent patient selection;  Patient selection should be done via standardised assessment such as the neurological-oncological-mechanical systemic (NOMS) framework; and  The assessment should be carried out by a multidisciplinary team (MDT), which may be inclusive of, but not limited to, radiation oncologists, spine surgeons and interventional radiologists, among others.
Orthopaedics | Spine - Thoracolumbar (TL) and sacral surgery | TL and sacral fusion and fixation implant | TL pedicle screw - Shank, tulip | MEDTRONIC | L5.5 REDUCTION MAS, 7.5X30, SS | 75497530 | Standalone | DE0000758 | As per HSA registered indication(s) except for radiolucent implants which should be used as follows:  in patients with primary or metastatic spinal tumours who would benefit from post-operative high dose high precision beam therapy upon appropriate and stringent patient selection;  Patient selection should be done via standardised assessment such as the neurological-oncological-mechanical systemic (NOMS) framework; and  The assessment should be carried out by a multidisciplinary team (MDT), which may be inclusive of, but not limited to, radiation oncologists, spine surgeons and interventional radiologists, among others.
Orthopaedics | Spine - Thoracolumbar (TL) and sacral surgery | TL and sacral fusion and fixation implant | TL pedicle screw - Shank, tulip | MEDTRONIC | L5.5 REDUCTION MAS, 7.5X35, SS | 75497535 | Standalone | DE0000758 | As per HSA registered indication(s) except for radiolucent implants which should be used as follows:  in patients with primary or metastatic spinal tumours who would benefit from post-operative high dose high precision beam therapy upon appropriate and stringent patient selection;  Patient selection should be done via standardised assessment such as the neurological-oncological-mechanical systemic (NOMS) framework; and  The assessment should be carried out by a multidisciplinary team (MDT), which may be inclusive of, but not limited to, radiation oncologists, spine surgeons and interventional radiologists, among others.
Orthopaedics | Spine - Thoracolumbar (TL) and sacral surgery | TL and sacral fusion and fixation implant | TL pedicle screw - Shank, tulip | MEDTRONIC | L5.5 REDUCTION MAS, 7.5X40, SS | 75497540 | Standalone | DE0000758 | As per HSA registered indication(s) except for radiolucent implants which should be used as follows:  in patients with primary or metastatic spinal tumours who would benefit from post-operative high dose high precision beam therapy upon appropriate and stringent patient selection;  Patient selection should be done via standardised assessment such as the neurological-oncological-mechanical systemic (NOMS) framework; and  The assessment should be carried out by a multidisciplinary team (MDT), which may be inclusive of, but not limited to, radiation oncologists, spine surgeons and interventional radiologists, among others.
Orthopaedics | Spine - Thoracolumbar (TL) and sacral surgery | TL and sacral fusion and fixation implant | TL pedicle screw - Shank, tulip | MEDTRONIC | L5.5 REDUCTION MAS, 7.5X45, SS | 75497545 | Standalone | DE0000758 | As per HSA registered indication(s) except for radiolucent implants which should be used as follows:  in patients with primary or metastatic spinal tumours who would benefit from post-operative high dose high precision beam therapy upon appropriate and stringent patient selection;  Patient selection should be done via standardised assessment such as the neurological-oncological-mechanical systemic (NOMS) framework; and  The assessment should be carried out by a multidisciplinary team (MDT), which may be inclusive of, but not limited to, radiation oncologists, spine surgeons and interventional radiologists, among others.
Orthopaedics | Spine - Thoracolumbar (TL) and sacral surgery | TL and sacral fusion and fixation implant | TL pedicle screw - Shank, tulip | MEDTRONIC | L5.5 REDUCTION MAS, 7.5X50, SS | 75497550 | Standalone | DE0000758 | As per HSA registered indication(s) except for radiolucent implants which should be used as follows:  in patients with primary or metastatic spinal tumours who would benefit from post-operative high dose high precision beam therapy upon appropriate and stringent patient selection;  Patient selection should be done via standardised assessment such as the neurological-oncological-mechanical systemic (NOMS) framework; and  The assessment should be carried out by a multidisciplinary team (MDT), which may be inclusive of, but not limited to, radiation oncologists, spine surgeons and interventional radiologists, among others.
Orthopaedics | Spine - Thoracolumbar (TL) and sacral surgery | TL and sacral fusion and fixation implant | TL pedicle screw - Shank, tulip | MEDTRONIC | L5.5 REDUCTION MAS, 7.5X55, SS | 75497555 | Standalone | DE0000758 | As per HSA registered indication(s) except for radiolucent implants which should be used as follows:  in patients with primary or metastatic spinal tumours who would benefit from post-operative high dose high precision beam therapy upon appropriate and stringent patient selection;  Patient selection should be done via standardised assessment such as the neurological-oncological-mechanical systemic (NOMS) framework; and  The assessment should be carried out by a multidisciplinary team (MDT), which may be inclusive of, but not limited to, radiation oncologists, spine surgeons and interventional radiologists, among others.
Orthopaedics | Spine - Thoracolumbar (TL) and sacral surgery | TL and sacral fusion and fixation implant | TL pedicle screw - Shank, tulip | MEDTRONIC | L5.5 REDUCTION MAS, 7.5X60, SS | 75497560 | Standalone | DE0000758 | As per HSA registered indication(s) except for radiolucent implants which should be used as follows:  in patients with primary or metastatic spinal tumours who would benefit from post-operative high dose high precision beam therapy upon appropriate and stringent patient selection;  Patient selection should be done via standardised assessment such as the neurological-oncological-mechanical systemic (NOMS) framework; and  The assessment should be carried out by a multidisciplinary team (MDT), which may be inclusive of, but not limited to, radiation oncologists, spine surgeons and interventional radiologists, among others.
Orthopaedics | Spine - Thoracolumbar (TL) and sacral surgery | TL and sacral fusion and fixation implant | TL pedicle screw - Shank, tulip | MEDTRONIC | L5.5 REDUCTION MAS, 7.5X65, SS | 75497565 | Standalone | DE0000758 | As per HSA registered indication(s) except for radiolucent implants which should be used as follows:  in patients with primary or metastatic spinal tumours who would benefit from post-operative high dose high precision beam therapy upon appropriate and stringent patient selection;  Patient selection should be done via standardised assessment such as the neurological-oncological-mechanical systemic (NOMS) framework; and  The assessment should be carried out by a multidisciplinary team (MDT), which may be inclusive of, but not limited to, radiation oncologists, spine surgeons and interventional radiologists, among others.
Orthopaedics | Spine - Thoracolumbar (TL) and sacral surgery | TL and sacral fusion and fixation implant | TL pedicle screw - Shank, tulip | MEDTRONIC | L5.5 REDUCTION MAS, 7.5X70, SS | 75497570 | Standalone | DE0000758 | As per HSA registered indication(s) except for radiolucent implants which should be used as follows:  in patients with primary or metastatic spinal tumours who would benefit from post-operative high dose high precision beam therapy upon appropriate and stringent patient selection;  Patient selection should be done via standardised assessment such as the neurological-oncological-mechanical systemic (NOMS) framework; and  The assessment should be carried out by a multidisciplinary team (MDT), which may be inclusive of, but not limited to, radiation oncologists, spine surgeons and interventional radiologists, among others.
Orthopaedics | Spine - Thoracolumbar (TL) and sacral surgery | TL and sacral fusion and fixation implant | TL pedicle screw - Shank, tulip | MEDTRONIC | L5.5 REDUCTION MAS, 8.5X25, SS | 75498525 | Standalone | DE0000758 | As per HSA registered indication(s) except for radiolucent implants which should be used as follows:  in patients with primary or metastatic spinal tumours who would benefit from post-operative high dose high precision beam therapy upon appropriate and stringent patient selection;  Patient selection should be done via standardised assessment such as the neurological-oncological-mechanical systemic (NOMS) framework; and  The assessment should be carried out by a multidisciplinary team (MDT), which may be inclusive of, but not limited to, radiation oncologists, spine surgeons and interventional radiologists, among others.
Orthopaedics | Spine - Thoracolumbar (TL) and sacral surgery | TL and sacral fusion and fixation implant | TL pedicle screw - Shank, tulip | MEDTRONIC | L5.5 REDUCTION MAS, 8.5X30, SS | 75498530 | Standalone | DE0000758 | As per HSA registered indication(s) except for radiolucent implants which should be used as follows:  in patients with primary or metastatic spinal tumours who would benefit from post-operative high dose high precision beam therapy upon appropriate and stringent patient selection;  Patient selection should be done via standardised assessment such as the neurological-oncological-mechanical systemic (NOMS) framework; and  The assessment should be carried out by a multidisciplinary team (MDT), which may be inclusive of, but not limited to, radiation oncologists, spine surgeons and interventional radiologists, among others.
Orthopaedics | Spine - Thoracolumbar (TL) and sacral surgery | TL and sacral fusion and fixation implant | TL pedicle screw - Shank, tulip | MEDTRONIC | L5.5 REDUCTION MAS, 8.5X35, SS | 75498535 | Standalone | DE0000758 | As per HSA registered indication(s) except for radiolucent implants which should be used as follows:  in patients with primary or metastatic spinal tumours who would benefit from post-operative high dose high precision beam therapy upon appropriate and stringent patient selection;  Patient selection should be done via standardised assessment such as the neurological-oncological-mechanical systemic (NOMS) framework; and  The assessment should be carried out by a multidisciplinary team (MDT), which may be inclusive of, but not limited to, radiation oncologists, spine surgeons and interventional radiologists, among others.
Orthopaedics | Spine - Thoracolumbar (TL) and sacral surgery | TL and sacral fusion and fixation implant | TL pedicle screw - Shank, tulip | MEDTRONIC | L5.5 REDUCTION MAS, 8.5X40, SS | 75498540 | Standalone | DE0000758 | As per HSA registered indication(s) except for radiolucent implants which should be used as follows:  in patients with primary or metastatic spinal tumours who would benefit from post-operative high dose high precision beam therapy upon appropriate and stringent patient selection;  Patient selection should be done via standardised assessment such as the neurological-oncological-mechanical systemic (NOMS) framework; and  The assessment should be carried out by a multidisciplinary team (MDT), which may be inclusive of, but not limited to, radiation oncologists, spine surgeons and interventional radiologists, among others.
Orthopaedics | Spine - Thoracolumbar (TL) and sacral surgery | TL and sacral fusion and fixation implant | TL pedicle screw - Shank, tulip | MEDTRONIC | L5.5 REDUCTION MAS, 8.5X45, SS | 75498545 | Standalone | DE0000758 | As per HSA registered indication(s) except for radiolucent implants which should be used as follows:  in patients with primary or metastatic spinal tumours who would benefit from post-operative high dose high precision beam therapy upon appropriate and stringent patient selection;  Patient selection should be done via standardised assessment such as the neurological-oncological-mechanical systemic (NOMS) framework; and  The assessment should be carried out by a multidisciplinary team (MDT), which may be inclusive of, but not limited to, radiation oncologists, spine surgeons and interventional radiologists, among others.
Orthopaedics | Spine - Thoracolumbar (TL) and sacral surgery | TL and sacral fusion and fixation implant | TL pedicle screw - Shank, tulip | MEDTRONIC | L5.5 REDUCTION MAS, 8.5X50, SS | 75498550 | Standalone | DE0000758 | As per HSA registered indication(s) except for radiolucent implants which should be used as follows:  in patients with primary or metastatic spinal tumours who would benefit from post-operative high dose high precision beam therapy upon appropriate and stringent patient selection;  Patient selection should be done via standardised assessment such as the neurological-oncological-mechanical systemic (NOMS) framework; and  The assessment should be carried out by a multidisciplinary team (MDT), which may be inclusive of, but not limited to, radiation oncologists, spine surgeons and interventional radiologists, among others.
Orthopaedics | Spine - Thoracolumbar (TL) and sacral surgery | TL and sacral fusion and fixation implant | TL pedicle screw - Shank, tulip | MEDTRONIC | L5.5 REDUCTION MAS, 8.5X55, SS | 75498555 | Standalone | DE0000758 | As per HSA registered indication(s) except for radiolucent implants which should be used as follows:  in patients with primary or metastatic spinal tumours who would benefit from post-operative high dose high precision beam therapy upon appropriate and stringent patient selection;  Patient selection should be done via standardised assessment such as the neurological-oncological-mechanical systemic (NOMS) framework; and  The assessment should be carried out by a multidisciplinary team (MDT), which may be inclusive of, but not limited to, radiation oncologists, spine surgeons and interventional radiologists, among others.
Orthopaedics | Spine - Thoracolumbar (TL) and sacral surgery | TL and sacral fusion and fixation implant | TL pedicle screw - Shank, tulip | MEDTRONIC | L5.5 REDUCTION MAS, 8.5X60, SS | 75498560 | Standalone | DE0000758 | As per HSA registered indication(s) except for radiolucent implants which should be used as follows:  in patients with primary or metastatic spinal tumours who would benefit from post-operative high dose high precision beam therapy upon appropriate and stringent patient selection;  Patient selection should be done via standardised assessment such as the neurological-oncological-mechanical systemic (NOMS) framework; and  The assessment should be carried out by a multidisciplinary team (MDT), which may be inclusive of, but not limited to, radiation oncologists, spine surgeons and interventional radiologists, among others.
Orthopaedics | Spine - Thoracolumbar (TL) and sacral surgery | TL and sacral fusion and fixation implant | TL pedicle screw - Shank, tulip | MEDTRONIC | L5.5 REDUCTION MAS, 8.5X65, SS | 75498565 | Standalone | DE0000758 | As per HSA registered indication(s) except for radiolucent implants which should be used as follows:  in patients with primary or metastatic spinal tumours who would benefit from post-operative high dose high precision beam therapy upon appropriate and stringent patient selection;  Patient selection should be done via standardised assessment such as the neurological-oncological-mechanical systemic (NOMS) framework; and  The assessment should be carried out by a multidisciplinary team (MDT), which may be inclusive of, but not limited to, radiation oncologists, spine surgeons and interventional radiologists, among others.
Orthopaedics | Spine - Thoracolumbar (TL) and sacral surgery | TL and sacral fusion and fixation implant | TL hook set, clamp, staple, staple locking screw | K2M | Laminar Hook, 10mm | 801-81002H | Standalone | DE0016949 | As per HSA registered indication(s)
Orthopaedics | Spine - Thoracolumbar (TL) and sacral surgery | TL and sacral fusion and fixation implant | TL hook set, clamp, staple, staple locking screw | K2M | Laminar Hook, 10mm Narrow | 801-81002HN | Standalone | DE0016949 | As per HSA registered indication(s)
Orthopaedics | Spine - Thoracolumbar (TL) and sacral surgery | TL and sacral fusion and fixation implant | TL hook set, clamp, staple, staple locking screw | K2M | Laminar Hook, 6mm | 801-80602H | Standalone | DE0016949 | As per HSA registered indication(s)
Orthopaedics | Spine - Thoracolumbar (TL) and sacral surgery | TL and sacral fusion and fixation implant | TL hook set, clamp, staple, staple locking screw | K2M | Laminar Hook, 6mm Narrow | 801-80602HN | Standalone | DE0016949 | As per HSA registered indication(s)
Orthopaedics | Spine - Thoracolumbar (TL) and sacral surgery | TL and sacral fusion and fixation implant | TL hook set, clamp, staple, staple locking screw | K2M | Laminar Hook, 8mm | 801-80802H | Standalone | DE0016949 | As per HSA registered indication(s)
Orthopaedics | Spine - Thoracolumbar (TL) and sacral surgery | TL and sacral fusion and fixation implant | TL hook set, clamp, staple, staple locking screw | K2M | Laminar Hook, 8mm Narrow | 801-80802HN | Standalone | DE0016949 | As per HSA registered indication(s)
Orthopaedics | Spine - Thoracolumbar (TL) and sacral surgery | TL and sacral fusion and fixation implant | TL hook set, clamp, staple, staple locking screw | K2M | Laminar Offset Hook, 8mm Left | 801-80806H | Standalone | DE0016949 | As per HSA registered indication(s)
Orthopaedics | Spine - Thoracolumbar (TL) and sacral surgery | TL and sacral fusion and fixation implant | TL hook set, clamp, staple, staple locking screw | K2M | Laminar Offset Hook, 8mm Right | 801-80807H | Standalone | DE0016949 | As per HSA registered indication(s)
Orthopaedics | Spine - Occipito-cervical (OC) surgery | OC fusion and fixation implant | OC rod connector system excluding locking screw | MEDTRONIC | Lateral Connecter | 6902130 | Standalone | DE0000749 | As per HSA registered indication(s)
Orthopaedics | Spine - Occipito-cervical (OC) surgery | OC fusion and fixation implant | OC rod connector system excluding locking screw | GLOBUS MEDICAL | Lateral Connector | 182.975 | Standalone | DE0501901 | As per HSA registered indication(s)
Orthopaedics | Spine - Occipito-cervical (OC) surgery | OC fusion and fixation implant | OC rod connector system excluding locking screw | GLOBUS MEDICAL | Lateral Connector, Angled | 182.992 | Standalone | DE0501901 | As per HSA registered indication(s)
Orthopaedics | Spine - Occipito-cervical (OC) surgery | OC fusion and fixation implant | OC rod connector system excluding locking screw | GLOBUS MEDICAL | Lateral Connector, Closed, 15mm | 182.995 | Standalone | DE0501901 | As per HSA registered indication(s)
Orthopaedics | Spine - Occipito-cervical (OC) surgery | OC fusion and fixation implant | OC rod connector system excluding locking screw | GLOBUS MEDICAL | Lateral Connector, Closed, 20mm | 182.996 | Standalone | DE0501901 | As per HSA registered indication(s)
Orthopaedics | Spine - Occipito-cervical (OC) surgery | OC fusion and fixation implant | OC rod connector system excluding locking screw | GLOBUS MEDICAL | Lateral Connector, Long | 182.990 | Standalone | DE0501901 | As per HSA registered indication(s)
Orthopaedics | Spine - Occipito-cervical (OC) surgery | OC fusion and fixation implant | OC rod connector system excluding locking screw | GLOBUS MEDICAL | Lateral Connector, Short | 182.991 | Standalone | DE0501901 | As per HSA registered indication(s)
Orthopaedics | Spine - Thoracolumbar (TL) and sacral surgery | TL and sacral fusion and fixation implant | TL rod connector system excluding locking screw | K2M | Lateral Offset Caddy | 2901-90063 | Standalone | DE0016948 | As per HSA registered indication(s)
Orthopaedics | Spine - Occipito-cervical (OC) surgery | OC fusion and fixation implant | OC rod connector system excluding locking screw | Zimmer Biomet | Lateral Offset Connector - 10mm | 07.01727.001 | Standalone | DE0506515 | As per HSA registered indication(s)
Orthopaedics | Spine - Occipito-cervical (OC) surgery | OC fusion and fixation implant | OC rod connector system excluding locking screw | Zimmer Biomet | Lateral Offset Connector - 25mm | 07.01727.002 | Standalone | DE0506515 | As per HSA registered indication(s)
Orthopaedics | Spine - Thoracolumbar (TL) and sacral surgery | TL and sacral fusion and fixation implant | TL rod connector system excluding locking screw | K2M | Lateral Offset Connector 50 mm | 801-75550H | Standalone | DE0016949 | As per HSA registered indication(s)
Orthopaedics | Spine - Thoracolumbar (TL) and sacral surgery | TL and sacral fusion and fixation implant | TL rod connector system excluding locking screw | K2M | Lateral Offset Connector 50 mm Closed | 801-75550HG | Standalone | DE0016949 | As per HSA registered indication(s)
Orthopaedics | Spine - Thoracolumbar (TL) and sacral surgery | TL and sacral fusion and fixation implant | TL rod connector system excluding locking screw | K2M | Lateral Offset Connector 50 mmx15DEG Down | 801-75550H-D15 | Standalone | DE0016949 | As per HSA registered indication(s)
Orthopaedics | Spine - Thoracolumbar (TL) and sacral surgery | TL and sacral fusion and fixation implant | TL rod connector system excluding locking screw | K2M | Lateral Offset Connector 50 mmx15DEG Down Closed | 801-75550HG-D15 | Standalone | DE0016949 | As per HSA registered indication(s)
Orthopaedics | Spine - Thoracolumbar (TL) and sacral surgery | TL and sacral fusion and fixation implant | TL rod connector system excluding locking screw | K2M | Lateral Offset Connector 50 mmx15DEG Up | 801-75550H-U15 | Standalone | DE0016949 | As per HSA registered indication(s)
Orthopaedics | Spine - Thoracolumbar (TL) and sacral surgery | TL and sacral fusion and fixation implant | TL rod connector system excluding locking screw | K2M | Lateral Offset Connector 50 mmx15DEG Up Closed | 801-75550HG-U15 | Standalone | DE0016949 | As per HSA registered indication(s)
Orthopaedics | Spine - Occipito-cervical (OC) surgery | OC fusion and fixation implant | OC rod connector system excluding locking screw | K2M | LATERAL OFFSET CONNECTOR- OPEN 10MM | 1101-73510 | Standalone | DE0014119 | As per HSA registered indication(s)
Orthopaedics | Spine - Occipito-cervical (OC) surgery | OC fusion and fixation implant | OC rod connector system excluding locking screw | K2M | Lateral Offset Connector Side Loading Angled; Size 20 mm | 7601-73520A | Standalone | DE0502861 | As per HSA registered indication(s)
Orthopaedics | Spine - Occipito-cervical (OC) surgery | OC fusion and fixation implant | OC rod connector system excluding locking screw | K2M | Lateral Offset Connector Side; Size 15 mm | 7601-73515S | Standalone | DE0502861 | As per HSA registered indication(s)
Orthopaedics | Spine - Thoracolumbar (TL) and sacral surgery | TL and sacral fusion and fixation implant | TL rod connector system excluding locking screw | K2M | Lateral Offset Connector, 100 mm | 2901-755100 | Standalone | DE0016948 | As per HSA registered indication(s)
Orthopaedics | Spine - Thoracolumbar (TL) and sacral surgery | TL and sacral fusion and fixation implant | TL rod connector system excluding locking screw | K2M | Lateral Offset Connector, 100 mm | 101-755100 | Standalone | DE0016947 | As per HSA registered indication(s)
Orthopaedics | Spine - Thoracolumbar (TL) and sacral surgery | TL and sacral fusion and fixation implant | TL rod connector system excluding locking screw | K2M | Lateral Offset Connector, 100 mm, Closed | 2901-755100G | Standalone | DE0016948 | As per HSA registered indication(s)
Orthopaedics | Spine - Thoracolumbar (TL) and sacral surgery | TL and sacral fusion and fixation implant | TL rod connector system excluding locking screw | K2M | Lateral Offset Connector, 100 mm, Closed | 101-755100G | Standalone | DE0016947 | As per HSA registered indication(s)
Orthopaedics | Spine - Thoracolumbar (TL) and sacral surgery | TL and sacral fusion and fixation implant | TL rod connector system excluding locking screw | K2M | Lateral Offset Connector, 25 mm | 2901-75525 | Standalone | DE0016948 | As per HSA registered indication(s)
Orthopaedics | Spine - Thoracolumbar (TL) and sacral surgery | TL and sacral fusion and fixation implant | TL rod connector system excluding locking screw | K2M | Lateral Offset Connector, 25 mm | 101-75525 | Standalone | DE0016947 | As per HSA registered indication(s)
Orthopaedics | Spine - Thoracolumbar (TL) and sacral surgery | TL and sacral fusion and fixation implant | TL rod connector system excluding locking screw | K2M | Lateral Offset Connector, 25 mm, Closed | 2901-75525G | Standalone | DE0016948 | As per HSA registered indication(s)
Orthopaedics | Spine - Thoracolumbar (TL) and sacral surgery | TL and sacral fusion and fixation implant | TL rod connector system excluding locking screw | K2M | Lateral Offset Connector, 25 mm, Closed | 101-75525G | Standalone | DE0016947 | As per HSA registered indication(s)
Orthopaedics | Spine - Thoracolumbar (TL) and sacral surgery | TL and sacral fusion and fixation implant | TL rod connector system excluding locking screw | K2M | Lateral Offset Connector, 50 mm | 2901-75550 | Standalone | DE0016948 | As per HSA registered indication(s)
Orthopaedics | Spine - Thoracolumbar (TL) and sacral surgery | TL and sacral fusion and fixation implant | TL rod connector system excluding locking screw | K2M | Lateral Offset Connector, 50 mm | 101-75550 | Standalone | DE0016947 | As per HSA registered indication(s)
Orthopaedics | Spine - Thoracolumbar (TL) and sacral surgery | TL and sacral fusion and fixation implant | TL rod connector system excluding locking screw | K2M | Lateral Offset Connector, 50 mm, Closed | 2901-75550G | Standalone | DE0016948 | As per HSA registered indication(s)
Orthopaedics | Spine - Thoracolumbar (TL) and sacral surgery | TL and sacral fusion and fixation implant | TL rod connector system excluding locking screw | K2M | Lateral Offset Connector, 50 mm, Closed | 101-75550G | Standalone | DE0016947 | As per HSA registered indication(s)
Orthopaedics | Spine - Thoracolumbar (TL) and sacral surgery | TL and sacral fusion and fixation implant | TL rod connector system excluding locking screw | Zimmer Biomet | Lateral Offset Connector, Open, S00DEG, 20mm | 07.02025.003 | Standalone | DE0505870 | As per HSA registered indication(s)
Orthopaedics | Spine - Thoracolumbar (TL) and sacral surgery | TL and sacral fusion and fixation implant | TL rod connector system excluding locking screw | Zimmer Biomet | Lateral Offset Connector, Open, S00DEG, 30mm | 07.02025.005 | Standalone | DE0505870 | As per HSA registered indication(s)
Orthopaedics | Spine - Thoracolumbar (TL) and sacral surgery | TL and sacral fusion and fixation implant | TL rod connector system excluding locking screw | Zimmer Biomet | Lateral Offset Connector, Open, S00DEG, 50mm | 07.02025.009 | Standalone | DE0505870 | As per HSA registered indication(s)
Orthopaedics | Spine - Occipito-cervical (OC) surgery | OC fusion and fixation implant | OC rod connector system excluding locking screw | K2M | Lateral Offset Connector, Open; Size D3.5/4.0 mm 10 mm | 7601-73510 | Standalone | DE0502861 | As per HSA registered indication(s)
Orthopaedics | Spine - Thoracolumbar (TL) and sacral surgery | TL and sacral fusion and fixation implant | TL hook set, clamp, staple, staple locking screw | MEDTRONIC | LeftOffset Hook | 5441199 | Standalone | DE0008698 | As per HSA registered indication(s)
Orthopaedics | Spine - Occipito-cervical (OC) surgery | OC fusion and fixation implant | Laminoplasty plate | NuVasive Inc. | LeVerage Plate, 11mm Graft C-C | 7650211 | Standalone | DE0005797 | As per HSA registered indication(s)
Orthopaedics | Spine - Occipito-cervical (OC) surgery | OC fusion and fixation implant | Laminoplasty plate | NuVasive Inc. | LeVerage Plate, 11mm Graft M-L | 7650311 | Standalone | DE0005797 | As per HSA registered indication(s)
Orthopaedics | Spine - Occipito-cervical (OC) surgery | OC fusion and fixation implant | Laminoplasty plate | NuVasive Inc. | LeVerage Plate, 11mm Lg Laminar | 7650411 | Standalone | DE0005797 | As per HSA registered indication(s)
Orthopaedics | Spine - Occipito-cervical (OC) surgery | OC fusion and fixation implant | Laminoplasty plate | NuVasive Inc. | LeVerage Plate, 11mm Traditional C-C | 7650011 | Standalone | DE0005797 | As per HSA registered indication(s)
Orthopaedics | Spine - Occipito-cervical (OC) surgery | OC fusion and fixation implant | Laminoplasty plate | NuVasive Inc. | LeVerage Plate, 11mm Traditional M-L | 7650111 | Standalone | DE0005797 | As per HSA registered indication(s)
Orthopaedics | Spine - Occipito-cervical (OC) surgery | OC fusion and fixation implant | Laminoplasty plate | NuVasive Inc. | LeVerage Plate, 12.5mm Graft C-C | 7650212 | Standalone | DE0005797 | As per HSA registered indication(s)
Orthopaedics | Spine - Occipito-cervical (OC) surgery | OC fusion and fixation implant | Laminoplasty plate | NuVasive Inc. | LeVerage Plate, 12.5mm Graft M-L | 7650312 | Standalone | DE0005797 | As per HSA registered indication(s)
Orthopaedics | Spine - Occipito-cervical (OC) surgery | OC fusion and fixation implant | Laminoplasty plate | NuVasive Inc. | LeVerage Plate, 12.5mm Lg Laminar | 7650412 | Standalone | DE0005797 | As per HSA registered indication(s)
Orthopaedics | Spine - Occipito-cervical (OC) surgery | OC fusion and fixation implant | Laminoplasty plate | NuVasive Inc. | LeVerage Plate, 12.5mm Traditional C-C | 7650012 | Standalone | DE0005797 | As per HSA registered indication(s)
Orthopaedics | Spine - Occipito-cervical (OC) surgery | OC fusion and fixation implant | Laminoplasty plate | NuVasive Inc. | LeVerage Plate, 12.5mm Traditional M-L | 7650112 | Standalone | DE0005797 | As per HSA registered indication(s)
Orthopaedics | Spine - Occipito-cervical (OC) surgery | OC fusion and fixation implant | Laminoplasty plate | NuVasive Inc. | LeVerage Plate, 8mm Graft C-C | 7650208 | Standalone | DE0005797 | As per HSA registered indication(s)
Orthopaedics | Spine - Occipito-cervical (OC) surgery | OC fusion and fixation implant | Laminoplasty plate | NuVasive Inc. | LeVerage Plate, 8mm Lg Laminar | 7650408 | Standalone | DE0005797 | As per HSA registered indication(s)
Orthopaedics | Spine - Occipito-cervical (OC) surgery | OC fusion and fixation implant | Laminoplasty plate | NuVasive Inc. | LeVerage Plate, 8mm Traditional C-C | 7650008 | Standalone | DE0005797 | As per HSA registered indication(s)
Orthopaedics | Spine - Occipito-cervical (OC) surgery | OC fusion and fixation implant | Laminoplasty plate | NuVasive Inc. | LeVerage Plate, 8mm Traditional M-L | 7650108 | Standalone | DE0005797 | As per HSA registered indication(s)
Orthopaedics | Spine - Occipito-cervical (OC) surgery | OC fusion and fixation implant | Laminoplasty plate | NuVasive Inc. | LeVerage Plate, 9.5mm Graft C-C | 7650209 | Standalone | DE0005797 | As per HSA registered indication(s)
Orthopaedics | Spine - Occipito-cervical (OC) surgery | OC fusion and fixation implant | Laminoplasty plate | NuVasive Inc. | LeVerage Plate, 9.5mm Lg Laminar | 7650409 | Standalone | DE0005797 | As per HSA registered indication(s)
Orthopaedics | Spine - Occipito-cervical (OC) surgery | OC fusion and fixation implant | Laminoplasty plate | NuVasive Inc. | LeVerage Plate, 9.5mm Traditional C-C | 7650009 | Standalone | DE0005797 | As per HSA registered indication(s)
Orthopaedics | Spine - Occipito-cervical (OC) surgery | OC fusion and fixation implant | Laminoplasty plate | NuVasive Inc. | LeVerage Plate, 9.5mm Traditional M-L | 7650109 | Standalone | DE0005797 | As per HSA registered indication(s)
Orthopaedics | Spine - Occipito-cervical (OC) surgery | OC fusion and fixation implant | Fixation screw for plates | NuVasive Inc. | LeVerage Screw, 2.6x5mm Laminar | 7650705 | Standalone | DE0005797 | As per HSA registered indication(s)
Orthopaedics | Spine - Occipito-cervical (OC) surgery | OC fusion and fixation implant | Fixation screw for plates | NuVasive Inc. | LeVerage Screw, 2.6x5mm Lateral Mass | 7650505 | Standalone | DE0005797 | As per HSA registered indication(s)
Orthopaedics | Spine - Occipito-cervical (OC) surgery | OC fusion and fixation implant | Fixation screw for plates | NuVasive Inc. | LeVerage Screw, 2.6x6mm Lateral Mass | 7650506 | Standalone | DE0005797 | As per HSA registered indication(s)
Orthopaedics | Spine - Occipito-cervical (OC) surgery | OC fusion and fixation implant | Fixation screw for plates | NuVasive Inc. | LeVerage Screw, 2.6x7mm Lateral Mass | 7650507 | Standalone | DE0005797 | As per HSA registered indication(s)
Orthopaedics | Spine - Occipito-cervical (OC) surgery | OC fusion and fixation implant | Fixation screw for plates | NuVasive Inc. | LeVerage Screw, 2.6x8mm Lateral Mass | 7650508 | Standalone | DE0005797 | As per HSA registered indication(s)
Orthopaedics | Spine - Occipito-cervical (OC) surgery | OC fusion and fixation implant | Fixation screw for plates | NuVasive Inc. | LeVerage Screw, 3.7mm Lateral Mass | 7650607 | Standalone | DE0005797 | As per HSA registered indication(s)
Orthopaedics | Spine - Occipito-cervical (OC) surgery | OC fusion and fixation implant | Fixation screw for plates | NuVasive Inc. | LeVerage Screw, 3x5mm Laminar | 7650805 | Standalone | DE0005797 | As per HSA registered indication(s)
Orthopaedics | Spine - Occipito-cervical (OC) surgery | OC fusion and fixation implant | Fixation screw for plates | NuVasive Inc. | LeVerage Screw, 3x5mm Lateral Mass | 7650605 | Standalone | DE0005797 | As per HSA registered indication(s)
Orthopaedics | Spine - Occipito-cervical (OC) surgery | OC fusion and fixation implant | Fixation screw for plates | NuVasive Inc. | LeVerage Screw, 3x6mm Lateral Mass | 7650606 | Standalone | DE0005797 | As per HSA registered indication(s)
Orthopaedics | Spine - Occipito-cervical (OC) surgery | OC fusion and fixation implant | Fixation screw for plates | NuVasive Inc. | LeVerage Screw, 3x8mm Lateral Mass | 7650608 | Standalone | DE0005797 | As per HSA registered indication(s)
Orthopaedics | Spine - Occipito-cervical (OC) surgery | OC fusion and fixation implant | Cervical pedicle/lateral mass screw - Locking screw | Zimmer Biomet | LINEUM HF PLUG | 14-524038 | Standalone | DE0501939 | As per HSA registered indication(s)
Orthopaedics | Spine - Thoracolumbar (TL) and sacral surgery | TL and sacral fusion and fixation implant | TL rod connector system excluding locking screw | MEDTRONIC | Low Profile Crosslink 0.625 | 811-301 | Standalone | DE0000758 | As per HSA registered indication(s)
Orthopaedics | Spine - Thoracolumbar (TL) and sacral surgery | TL and sacral fusion and fixation implant | TL rod connector system excluding locking screw | MEDTRONIC | Low Profile Crosslink 0.750 | 811-302 | Standalone | DE0000758 | As per HSA registered indication(s)
Orthopaedics | Spine - Thoracolumbar (TL) and sacral surgery | TL and sacral fusion and fixation implant | TL rod connector system excluding locking screw | MEDTRONIC | Low Profile Crosslink 0.875 | 811-303 | Standalone | DE0000758 | As per HSA registered indication(s)
Orthopaedics | Spine - Thoracolumbar (TL) and sacral surgery | TL and sacral fusion and fixation implant | TL rod connector system excluding locking screw | MEDTRONIC | Low Profile Crosslink 1.000 | 811-304 | Standalone | DE0000758 | As per HSA registered indication(s)
Orthopaedics | Spine - Thoracolumbar (TL) and sacral surgery | TL and sacral fusion and fixation implant | TL rod connector system excluding locking screw | MEDTRONIC | Low Profile Crosslink 1.125 | 811-305 | Standalone | DE0000758 | As per HSA registered indication(s)
Orthopaedics | Spine - Thoracolumbar (TL) and sacral surgery | TL and sacral fusion and fixation implant | TL rod connector system excluding locking screw | MEDTRONIC | Low Profile Crosslink 1.250 | 811-306 | Standalone | DE0000758 | As per HSA registered indication(s)
Orthopaedics | Spine - Thoracolumbar (TL) and sacral surgery | TL and sacral fusion and fixation implant | TL rod connector system excluding locking screw | MEDTRONIC | Low Profile Crosslink 1.375 | 811-307 | Standalone | DE0000758 | As per HSA registered indication(s)
Orthopaedics | Spine - Thoracolumbar (TL) and sacral surgery | TL and sacral fusion and fixation implant | TL rod connector system excluding locking screw | MEDTRONIC | Low Profile Crosslink 1.500 | 811-308 | Standalone | DE0000758 | As per HSA registered indication(s)
Orthopaedics | Spine - Thoracolumbar (TL) and sacral surgery | TL and sacral fusion and fixation implant | TL rod connector system excluding locking screw | MEDTRONIC | Low Profile Crosslink 1.550 to 1.750 | 811-321 | Standalone | DE0000758 | As per HSA registered indication(s)
Orthopaedics | Spine - Thoracolumbar (TL) and sacral surgery | TL and sacral fusion and fixation implant | TL rod connector system excluding locking screw | MEDTRONIC | Low Profile Crosslink 1.750 to 2.150 | 811-322 | Standalone | DE0000758 | As per HSA registered indication(s)
Orthopaedics | Spine - Thoracolumbar (TL) and sacral surgery | TL and sacral fusion and fixation implant | TL rod connector system excluding locking screw | MEDTRONIC | Low Profile Crosslink 2.150 to 2.950 | 811-323 | Standalone | DE0000758 | As per HSA registered indication(s)
Orthopaedics | Spine - Occipito-cervical (OC) surgery | OC fusion and fixation implant | Occipital plate | Zimmer Biomet | LRG OCCIPITAL PLATE VIRAGE | 07.01693.006 | Standalone | DE0506515 | As per HSA registered indication(s)
Orthopaedics | Spine - Thoracolumbar (TL) and sacral surgery | TL and sacral fusion and fixation implant | TL hook set, clamp, staple, staple locking screw | MEDTRONIC | Lumbar Angled Blade, medium | 7541163 | Standalone | DE0000758 | As per HSA registered indication(s)
Orthopaedics | Spine - Thoracolumbar (TL) and sacral surgery | TL and sacral fusion and fixation implant | TL hook set, clamp, staple, staple locking screw | MEDTRONIC | Lumbar Angled Blade, small | 7541162 | Standalone | DE0000758 | As per HSA registered indication(s)
Orthopaedics | Spine - Thoracolumbar (TL) and sacral surgery | Lumbar artificial disc replacement (L-ADR) package | L-ADR package | Centinel Spine | LUMBAR ARTIFICIAL DISC REPLACEMENT PACKAGE- 1 LEVEL | L-ADR001 | Package | DE0000801 | - Skeletally mature patients with symptomatic single level or two contiguous level of lumbar DDD and low back pain and/or neurologic deficit confirmed by clinical examination and medical imaging, who: - require reconstruction of the lumbar spinal disc, and - failed to respond to conservative medical management.
Orthopaedics | Spine - Thoracolumbar (TL) and sacral surgery | TL and sacral fusion and fixation implant | TL hook set, clamp, staple, staple locking screw | K2M | Lumbar Laminar Hook - Small, Narrow | 101-80014 | Standalone | DE0016947 | As per HSA registered indication(s)
Orthopaedics | Spine - Thoracolumbar (TL) and sacral surgery | TL and sacral fusion and fixation implant | TL hook set, clamp, staple, staple locking screw | K2M | Lumbar Laminar Hook - Small, Standard | 101-80015 | Standalone | DE0016947 | As per HSA registered indication(s)
Orthopaedics | Spine - Thoracolumbar (TL) and sacral surgery | TL and sacral fusion and fixation implant | TL hook set, clamp, staple, staple locking screw | K2M | LUMBAR LAMINAR HOOK LARGE, STANDARD BLADE | 2901-80004 | Standalone | DE0016948 | As per HSA registered indication(s)
Orthopaedics | Spine - Thoracolumbar (TL) and sacral surgery | TL and sacral fusion and fixation implant | TL hook set, clamp, staple, staple locking screw | K2M | Lumbar Laminar Hooks - Offset, Left | 101-80016 | Standalone | DE0016947 | As per HSA registered indication(s)
Orthopaedics | Spine - Thoracolumbar (TL) and sacral surgery | TL and sacral fusion and fixation implant | TL hook set, clamp, staple, staple locking screw | K2M | Lumbar Laminar Hooks - Offset, Right | 101-80017 | Standalone | DE0016947 | As per HSA registered indication(s)
Orthopaedics | Spine - Thoracolumbar (TL) and sacral surgery | TL and sacral fusion and fixation implant | TL hook set, clamp, staple, staple locking screw | MEDTRONIC | Lumbar Supralaminar, medium | 7541153 | Standalone | DE0000758 | As per HSA registered indication(s)
Orthopaedics | Spine - Thoracolumbar (TL) and sacral surgery | TL and sacral fusion and fixation implant | TL pedicle screw - Shank, tulip | MEDTRONIC | MAS FENSTRTD 8.5X80 | 55840028580 | Standalone | DE0501887 | As per HSA registered indication(s) except for radiolucent implants which should be used as follows:  in patients with primary or metastatic spinal tumours who would benefit from post-operative high dose high precision beam therapy upon appropriate and stringent patient selection;  Patient selection should be done via standardised assessment such as the neurological-oncological-mechanical systemic (NOMS) framework; and  The assessment should be carried out by a multidisciplinary team (MDT), which may be inclusive of, but not limited to, radiation oncologists, spine surgeons and interventional radiologists, among others.
Orthopaedics | Spine - Thoracolumbar (TL) and sacral surgery | TL and sacral fusion and fixation implant | TL pedicle screw - Shank, tulip | MEDTRONIC | MAS FENSTRTD 9.5X30 | 55840029530 | Standalone | DE0501887 | As per HSA registered indication(s) except for radiolucent implants which should be used as follows:  in patients with primary or metastatic spinal tumours who would benefit from post-operative high dose high precision beam therapy upon appropriate and stringent patient selection;  Patient selection should be done via standardised assessment such as the neurological-oncological-mechanical systemic (NOMS) framework; and  The assessment should be carried out by a multidisciplinary team (MDT), which may be inclusive of, but not limited to, radiation oncologists, spine surgeons and interventional radiologists, among others.
Orthopaedics | Spine - Thoracolumbar (TL) and sacral surgery | TL and sacral fusion and fixation implant | TL pedicle screw - Shank, tulip | MEDTRONIC | MAS FENSTRTD 9.5X45 | 55840029545 | Standalone | DE0501887 | As per HSA registered indication(s) except for radiolucent implants which should be used as follows:  in patients with primary or metastatic spinal tumours who would benefit from post-operative high dose high precision beam therapy upon appropriate and stringent patient selection;  Patient selection should be done via standardised assessment such as the neurological-oncological-mechanical systemic (NOMS) framework; and  The assessment should be carried out by a multidisciplinary team (MDT), which may be inclusive of, but not limited to, radiation oncologists, spine surgeons and interventional radiologists, among others.
Orthopaedics | Spine - Thoracolumbar (TL) and sacral surgery | TL and sacral fusion and fixation implant | TL pedicle screw - Shank, tulip | MEDTRONIC | MAS FENSTRTD 9.5X50 | 55840029550 | Standalone | DE0501887 | As per HSA registered indication(s) except for radiolucent implants which should be used as follows:  in patients with primary or metastatic spinal tumours who would benefit from post-operative high dose high precision beam therapy upon appropriate and stringent patient selection;  Patient selection should be done via standardised assessment such as the neurological-oncological-mechanical systemic (NOMS) framework; and  The assessment should be carried out by a multidisciplinary team (MDT), which may be inclusive of, but not limited to, radiation oncologists, spine surgeons and interventional radiologists, among others.
Orthopaedics | Spine - Thoracolumbar (TL) and sacral surgery | TL and sacral fusion and fixation implant | TL pedicle screw - Shank, tulip | MEDTRONIC | MAS FENSTRTD 9.5X55 | 55840029555 | Standalone | DE0501887 | As per HSA registered indication(s) except for radiolucent implants which should be used as follows:  in patients with primary or metastatic spinal tumours who would benefit from post-operative high dose high precision beam therapy upon appropriate and stringent patient selection;  Patient selection should be done via standardised assessment such as the neurological-oncological-mechanical systemic (NOMS) framework; and  The assessment should be carried out by a multidisciplinary team (MDT), which may be inclusive of, but not limited to, radiation oncologists, spine surgeons and interventional radiologists, among others.
Orthopaedics | Spine - Thoracolumbar (TL) and sacral surgery | TL and sacral fusion and fixation implant | TL pedicle screw - Shank, tulip | MEDTRONIC | MAS FENSTRTD 9.5X60 | 55840029560 | Standalone | DE0501887 | As per HSA registered indication(s) except for radiolucent implants which should be used as follows:  in patients with primary or metastatic spinal tumours who would benefit from post-operative high dose high precision beam therapy upon appropriate and stringent patient selection;  Patient selection should be done via standardised assessment such as the neurological-oncological-mechanical systemic (NOMS) framework; and  The assessment should be carried out by a multidisciplinary team (MDT), which may be inclusive of, but not limited to, radiation oncologists, spine surgeons and interventional radiologists, among others.
Orthopaedics | Spine - Thoracolumbar (TL) and sacral surgery | TL and sacral fusion and fixation implant | TL pedicle screw - Shank, tulip | MEDTRONIC | MAS FENSTRTD 9.5X65 | 55840029565 | Standalone | DE0501887 | As per HSA registered indication(s) except for radiolucent implants which should be used as follows:  in patients with primary or metastatic spinal tumours who would benefit from post-operative high dose high precision beam therapy upon appropriate and stringent patient selection;  Patient selection should be done via standardised assessment such as the neurological-oncological-mechanical systemic (NOMS) framework; and  The assessment should be carried out by a multidisciplinary team (MDT), which may be inclusive of, but not limited to, radiation oncologists, spine surgeons and interventional radiologists, among others.
Orthopaedics | Spine - Thoracolumbar (TL) and sacral surgery | TL and sacral fusion and fixation implant | TL pedicle screw - Shank, tulip | MEDTRONIC | MAS FENSTRTD 9.5X70 | 55840029570 | Standalone | DE0501887 | As per HSA registered indication(s) except for radiolucent implants which should be used as follows:  in patients with primary or metastatic spinal tumours who would benefit from post-operative high dose high precision beam therapy upon appropriate and stringent patient selection;  Patient selection should be done via standardised assessment such as the neurological-oncological-mechanical systemic (NOMS) framework; and  The assessment should be carried out by a multidisciplinary team (MDT), which may be inclusive of, but not limited to, radiation oncologists, spine surgeons and interventional radiologists, among others.
Orthopaedics | Spine - Thoracolumbar (TL) and sacral surgery | TL and sacral fusion and fixation implant | TL pedicle screw - Shank, tulip | MEDTRONIC | MAS FENSTRTD 9.5X75 | 55840029575 | Standalone | DE0501887 | As per HSA registered indication(s) except for radiolucent implants which should be used as follows:  in patients with primary or metastatic spinal tumours who would benefit from post-operative high dose high precision beam therapy upon appropriate and stringent patient selection;  Patient selection should be done via standardised assessment such as the neurological-oncological-mechanical systemic (NOMS) framework; and  The assessment should be carried out by a multidisciplinary team (MDT), which may be inclusive of, but not limited to, radiation oncologists, spine surgeons and interventional radiologists, among others.
Orthopaedics | Spine - Thoracolumbar (TL) and sacral surgery | TL and sacral fusion and fixation implant | TL pedicle screw - Shank, tulip | MEDTRONIC | MAS 54850014535 4.75 EXT TAB CANN 4.5X35 | 54850014535 | Standalone | DE0019316 | As per HSA registered indication(s) except for radiolucent implants which should be used as follows:  in patients with primary or metastatic spinal tumours who would benefit from post-operative high dose high precision beam therapy upon appropriate and stringent patient selection;  Patient selection should be done via standardised assessment such as the neurological-oncological-mechanical systemic (NOMS) framework; and  The assessment should be carried out by a multidisciplinary team (MDT), which may be inclusive of, but not limited to, radiation oncologists, spine surgeons and interventional radiologists, among others.
Orthopaedics | Spine - Thoracolumbar (TL) and sacral surgery | TL and sacral fusion and fixation implant | TL pedicle screw - Shank, tulip | MEDTRONIC | MAS 54850014540 4.75 EXT TAB CANN 4.5X40 | 54850014540 | Standalone | DE0019316 | As per HSA registered indication(s) except for radiolucent implants which should be used as follows:  in patients with primary or metastatic spinal tumours who would benefit from post-operative high dose high precision beam therapy upon appropriate and stringent patient selection;  Patient selection should be done via standardised assessment such as the neurological-oncological-mechanical systemic (NOMS) framework; and  The assessment should be carried out by a multidisciplinary team (MDT), which may be inclusive of, but not limited to, radiation oncologists, spine surgeons and interventional radiologists, among others.
Orthopaedics | Spine - Thoracolumbar (TL) and sacral surgery | TL and sacral fusion and fixation implant | TL pedicle screw - Shank, tulip | MEDTRONIC | MAS 54850014545 4.75 EXT TAB CANN 4.5X45 | 54850014545 | Standalone | DE0019316 | As per HSA registered indication(s) except for radiolucent implants which should be used as follows:  in patients with primary or metastatic spinal tumours who would benefit from post-operative high dose high precision beam therapy upon appropriate and stringent patient selection;  Patient selection should be done via standardised assessment such as the neurological-oncological-mechanical systemic (NOMS) framework; and  The assessment should be carried out by a multidisciplinary team (MDT), which may be inclusive of, but not limited to, radiation oncologists, spine surgeons and interventional radiologists, among others.
Orthopaedics | Spine - Thoracolumbar (TL) and sacral surgery | TL and sacral fusion and fixation implant | TL pedicle screw - Shank, tulip | MEDTRONIC | MAS 54850015535 4.75 EXT TAB CANN 5.5X35 | 54850015535 | Standalone | DE0019316 | As per HSA registered indication(s) except for radiolucent implants which should be used as follows:  in patients with primary or metastatic spinal tumours who would benefit from post-operative high dose high precision beam therapy upon appropriate and stringent patient selection;  Patient selection should be done via standardised assessment such as the neurological-oncological-mechanical systemic (NOMS) framework; and  The assessment should be carried out by a multidisciplinary team (MDT), which may be inclusive of, but not limited to, radiation oncologists, spine surgeons and interventional radiologists, among others.
Orthopaedics | Spine - Thoracolumbar (TL) and sacral surgery | TL and sacral fusion and fixation implant | TL pedicle screw - Shank, tulip | MEDTRONIC | MAS 54850015540 4.75 EXT TAB CANN 5.5X40 | 54850015540 | Standalone | DE0019316 | As per HSA registered indication(s) except for radiolucent implants which should be used as follows:  in patients with primary or metastatic spinal tumours who would benefit from post-operative high dose high precision beam therapy upon appropriate and stringent patient selection;  Patient selection should be done via standardised assessment such as the neurological-oncological-mechanical systemic (NOMS) framework; and  The assessment should be carried out by a multidisciplinary team (MDT), which may be inclusive of, but not limited to, radiation oncologists, spine surgeons and interventional radiologists, among others.
Orthopaedics | Spine - Thoracolumbar (TL) and sacral surgery | TL and sacral fusion and fixation implant | TL pedicle screw - Shank, tulip | MEDTRONIC | MAS 54850015545 4.75 EXT TAB CANN 5.5X45 | 54850015545 | Standalone | DE0019316 | As per HSA registered indication(s) except for radiolucent implants which should be used as follows:  in patients with primary or metastatic spinal tumours who would benefit from post-operative high dose high precision beam therapy upon appropriate and stringent patient selection;  Patient selection should be done via standardised assessment such as the neurological-oncological-mechanical systemic (NOMS) framework; and  The assessment should be carried out by a multidisciplinary team (MDT), which may be inclusive of, but not limited to, radiation oncologists, spine surgeons and interventional radiologists, among others.
Orthopaedics | Spine - Thoracolumbar (TL) and sacral surgery | TL and sacral fusion and fixation implant | TL pedicle screw - Shank, tulip | MEDTRONIC | MAS 54850015550 4.75 EXT TAB CANN 5.5X50 | 54850015550 | Standalone | DE0019316 | As per HSA registered indication(s) except for radiolucent implants which should be used as follows:  in patients with primary or metastatic spinal tumours who would benefit from post-operative high dose high precision beam therapy upon appropriate and stringent patient selection;  Patient selection should be done via standardised assessment such as the neurological-oncological-mechanical systemic (NOMS) framework; and  The assessment should be carried out by a multidisciplinary team (MDT), which may be inclusive of, but not limited to, radiation oncologists, spine surgeons and interventional radiologists, among others.
Orthopaedics | Spine - Thoracolumbar (TL) and sacral surgery | TL and sacral fusion and fixation implant | TL pedicle screw - Shank, tulip | MEDTRONIC | MAS 54850016535 4.75 EXT TAB CANN 6.5X35 | 54850016535 | Standalone | DE0019316 | As per HSA registered indication(s) except for radiolucent implants which should be used as follows:  in patients with primary or metastatic spinal tumours who would benefit from post-operative high dose high precision beam therapy upon appropriate and stringent patient selection;  Patient selection should be done via standardised assessment such as the neurological-oncological-mechanical systemic (NOMS) framework; and  The assessment should be carried out by a multidisciplinary team (MDT), which may be inclusive of, but not limited to, radiation oncologists, spine surgeons and interventional radiologists, among others.
Orthopaedics | Spine - Thoracolumbar (TL) and sacral surgery | TL and sacral fusion and fixation implant | TL pedicle screw - Shank, tulip | MEDTRONIC | MAS 54850016540 4.75 EXT TAB CANN 6.5X40 | 54850016540 | Standalone | DE0019316 | As per HSA registered indication(s) except for radiolucent implants which should be used as follows:  in patients with primary or metastatic spinal tumours who would benefit from post-operative high dose high precision beam therapy upon appropriate and stringent patient selection;  Patient selection should be done via standardised assessment such as the neurological-oncological-mechanical systemic (NOMS) framework; and  The assessment should be carried out by a multidisciplinary team (MDT), which may be inclusive of, but not limited to, radiation oncologists, spine surgeons and interventional radiologists, among others.
Orthopaedics | Spine - Thoracolumbar (TL) and sacral surgery | TL and sacral fusion and fixation implant | TL pedicle screw - Shank, tulip | MEDTRONIC | MAS 54850016545 4.75 EXT TAB CANN 6.5X45 | 54850016545 | Standalone | DE0019316 | As per HSA registered indication(s) except for radiolucent implants which should be used as follows:  in patients with primary or metastatic spinal tumours who would benefit from post-operative high dose high precision beam therapy upon appropriate and stringent patient selection;  Patient selection should be done via standardised assessment such as the neurological-oncological-mechanical systemic (NOMS) framework; and  The assessment should be carried out by a multidisciplinary team (MDT), which may be inclusive of, but not limited to, radiation oncologists, spine surgeons and interventional radiologists, among others.
Orthopaedics | Spine - Thoracolumbar (TL) and sacral surgery | TL and sacral fusion and fixation implant | TL pedicle screw - Shank, tulip | MEDTRONIC | MAS 54850016550 4.75 EXT TAB CANN 6.5X50 | 54850016550 | Standalone | DE0019316 | As per HSA registered indication(s) except for radiolucent implants which should be used as follows:  in patients with primary or metastatic spinal tumours who would benefit from post-operative high dose high precision beam therapy upon appropriate and stringent patient selection;  Patient selection should be done via standardised assessment such as the neurological-oncological-mechanical systemic (NOMS) framework; and  The assessment should be carried out by a multidisciplinary team (MDT), which may be inclusive of, but not limited to, radiation oncologists, spine surgeons and interventional radiologists, among others.
Orthopaedics | Spine - Thoracolumbar (TL) and sacral surgery | TL and sacral fusion and fixation implant | TL pedicle screw - Shank, tulip | MEDTRONIC | MAS 54850016555 4.75 EXT TAB CANN 6.5X55 | 54850016555 | Standalone | DE0019316 | As per HSA registered indication(s) except for radiolucent implants which should be used as follows:  in patients with primary or metastatic spinal tumours who would benefit from post-operative high dose high precision beam therapy upon appropriate and stringent patient selection;  Patient selection should be done via standardised assessment such as the neurological-oncological-mechanical systemic (NOMS) framework; and  The assessment should be carried out by a multidisciplinary team (MDT), which may be inclusive of, but not limited to, radiation oncologists, spine surgeons and interventional radiologists, among others.
Orthopaedics | Spine - Thoracolumbar (TL) and sacral surgery | TL and sacral fusion and fixation implant | TL pedicle screw - Shank, tulip | MEDTRONIC | MAS 54850017535 4.75 EXT TAB CANN 7.5X35 | 54850017535 | Standalone | DE0019316 | As per HSA registered indication(s) except for radiolucent implants which should be used as follows:  in patients with primary or metastatic spinal tumours who would benefit from post-operative high dose high precision beam therapy upon appropriate and stringent patient selection;  Patient selection should be done via standardised assessment such as the neurological-oncological-mechanical systemic (NOMS) framework; and  The assessment should be carried out by a multidisciplinary team (MDT), which may be inclusive of, but not limited to, radiation oncologists, spine surgeons and interventional radiologists, among others.
Orthopaedics | Spine - Thoracolumbar (TL) and sacral surgery | TL and sacral fusion and fixation implant | TL pedicle screw - Shank, tulip | MEDTRONIC | MAS 54850017540 4.75 EXT TAB CANN 7.5X40 | 54850017540 | Standalone | DE0019316 | As per HSA registered indication(s) except for radiolucent implants which should be used as follows:  in patients with primary or metastatic spinal tumours who would benefit from post-operative high dose high precision beam therapy upon appropriate and stringent patient selection;  Patient selection should be done via standardised assessment such as the neurological-oncological-mechanical systemic (NOMS) framework; and  The assessment should be carried out by a multidisciplinary team (MDT), which may be inclusive of, but not limited to, radiation oncologists, spine surgeons and interventional radiologists, among others.
Orthopaedics | Spine - Thoracolumbar (TL) and sacral surgery | TL and sacral fusion and fixation implant | TL pedicle screw - Shank, tulip | MEDTRONIC | MAS 54850017545 4.75 EXT TAB CANN 7.5X45 | 54850017545 | Standalone | DE0019316 | As per HSA registered indication(s) except for radiolucent implants which should be used as follows:  in patients with primary or metastatic spinal tumours who would benefit from post-operative high dose high precision beam therapy upon appropriate and stringent patient selection;  Patient selection should be done via standardised assessment such as the neurological-oncological-mechanical systemic (NOMS) framework; and  The assessment should be carried out by a multidisciplinary team (MDT), which may be inclusive of, but not limited to, radiation oncologists, spine surgeons and interventional radiologists, among others.
Orthopaedics | Spine - Thoracolumbar (TL) and sacral surgery | TL and sacral fusion and fixation implant | TL pedicle screw - Shank, tulip | MEDTRONIC | MAS 54850017550 4.75 EXT TAB CANN 7.5X50 | 54850017550 | Standalone | DE0019316 | As per HSA registered indication(s) except for radiolucent implants which should be used as follows:  in patients with primary or metastatic spinal tumours who would benefit from post-operative high dose high precision beam therapy upon appropriate and stringent patient selection;  Patient selection should be done via standardised assessment such as the neurological-oncological-mechanical systemic (NOMS) framework; and  The assessment should be carried out by a multidisciplinary team (MDT), which may be inclusive of, but not limited to, radiation oncologists, spine surgeons and interventional radiologists, among others.
Orthopaedics | Spine - Thoracolumbar (TL) and sacral surgery | TL and sacral fusion and fixation implant | TL pedicle screw - Shank, tulip | MEDTRONIC | MAS 54850017555 4.75 EXT TAB CANN 7.5X55 | 54850017555 | Standalone | DE0019316 | As per HSA registered indication(s) except for radiolucent implants which should be used as follows:  in patients with primary or metastatic spinal tumours who would benefit from post-operative high dose high precision beam therapy upon appropriate and stringent patient selection;  Patient selection should be done via standardised assessment such as the neurological-oncological-mechanical systemic (NOMS) framework; and  The assessment should be carried out by a multidisciplinary team (MDT), which may be inclusive of, but not limited to, radiation oncologists, spine surgeons and interventional radiologists, among others.
Orthopaedics | Spine - Thoracolumbar (TL) and sacral surgery | TL and sacral fusion and fixation implant | TL pedicle screw - Shank, tulip | MEDTRONIC | MAS FENESTRATED 4.5X30 | 54840024530 | Standalone | DE0501887 | As per HSA registered indication(s) except for radiolucent implants which should be used as follows:  in patients with primary or metastatic spinal tumours who would benefit from post-operative high dose high precision beam therapy upon appropriate and stringent patient selection;  Patient selection should be done via standardised assessment such as the neurological-oncological-mechanical systemic (NOMS) framework; and  The assessment should be carried out by a multidisciplinary team (MDT), which may be inclusive of, but not limited to, radiation oncologists, spine surgeons and interventional radiologists, among others.
Orthopaedics | Spine - Thoracolumbar (TL) and sacral surgery | TL and sacral fusion and fixation implant | TL pedicle screw - Shank, tulip | MEDTRONIC | MAS FENESTRATED 4.5X30 | 55840024530 | Standalone | DE0501887 | As per HSA registered indication(s) except for radiolucent implants which should be used as follows:  in patients with primary or metastatic spinal tumours who would benefit from post-operative high dose high precision beam therapy upon appropriate and stringent patient selection;  Patient selection should be done via standardised assessment such as the neurological-oncological-mechanical systemic (NOMS) framework; and  The assessment should be carried out by a multidisciplinary team (MDT), which may be inclusive of, but not limited to, radiation oncologists, spine surgeons and interventional radiologists, among others.
Orthopaedics | Spine - Thoracolumbar (TL) and sacral surgery | TL and sacral fusion and fixation implant | TL pedicle screw - Shank, tulip | MEDTRONIC | MAS FENESTRATED 4.5X35 | 54840024535 | Standalone | DE0501887 | As per HSA registered indication(s) except for radiolucent implants which should be used as follows:  in patients with primary or metastatic spinal tumours who would benefit from post-operative high dose high precision beam therapy upon appropriate and stringent patient selection;  Patient selection should be done via standardised assessment such as the neurological-oncological-mechanical systemic (NOMS) framework; and  The assessment should be carried out by a multidisciplinary team (MDT), which may be inclusive of, but not limited to, radiation oncologists, spine surgeons and interventional radiologists, among others.
Orthopaedics | Spine - Thoracolumbar (TL) and sacral surgery | TL and sacral fusion and fixation implant | TL pedicle screw - Shank, tulip | MEDTRONIC | MAS FENESTRATED 4.5X35 | 55840024535 | Standalone | DE0501887 | As per HSA registered indication(s) except for radiolucent implants which should be used as follows:  in patients with primary or metastatic spinal tumours who would benefit from post-operative high dose high precision beam therapy upon appropriate and stringent patient selection;  Patient selection should be done via standardised assessment such as the neurological-oncological-mechanical systemic (NOMS) framework; and  The assessment should be carried out by a multidisciplinary team (MDT), which may be inclusive of, but not limited to, radiation oncologists, spine surgeons and interventional radiologists, among others.
Orthopaedics | Spine - Thoracolumbar (TL) and sacral surgery | TL and sacral fusion and fixation implant | TL pedicle screw - Shank, tulip | MEDTRONIC | MAS FENESTRATED 4.5X40 | 54840024540 | Standalone | DE0501887 | As per HSA registered indication(s) except for radiolucent implants which should be used as follows:  in patients with primary or metastatic spinal tumours who would benefit from post-operative high dose high precision beam therapy upon appropriate and stringent patient selection;  Patient selection should be done via standardised assessment such as the neurological-oncological-mechanical systemic (NOMS) framework; and  The assessment should be carried out by a multidisciplinary team (MDT), which may be inclusive of, but not limited to, radiation oncologists, spine surgeons and interventional radiologists, among others.
Orthopaedics | Spine - Thoracolumbar (TL) and sacral surgery | TL and sacral fusion and fixation implant | TL pedicle screw - Shank, tulip | MEDTRONIC | MAS FENESTRATED 4.5X40 | 55840024540 | Standalone | DE0501887 | As per HSA registered indication(s) except for radiolucent implants which should be used as follows:  in patients with primary or metastatic spinal tumours who would benefit from post-operative high dose high precision beam therapy upon appropriate and stringent patient selection;  Patient selection should be done via standardised assessment such as the neurological-oncological-mechanical systemic (NOMS) framework; and  The assessment should be carried out by a multidisciplinary team (MDT), which may be inclusive of, but not limited to, radiation oncologists, spine surgeons and interventional radiologists, among others.
Orthopaedics | Spine - Thoracolumbar (TL) and sacral surgery | TL and sacral fusion and fixation implant | TL pedicle screw - Shank, tulip | MEDTRONIC | MAS FENESTRATED 4.5X45 | 54840024545 | Standalone | DE0501887 | As per HSA registered indication(s) except for radiolucent implants which should be used as follows:  in patients with primary or metastatic spinal tumours who would benefit from post-operative high dose high precision beam therapy upon appropriate and stringent patient selection;  Patient selection should be done via standardised assessment such as the neurological-oncological-mechanical systemic (NOMS) framework; and  The assessment should be carried out by a multidisciplinary team (MDT), which may be inclusive of, but not limited to, radiation oncologists, spine surgeons and interventional radiologists, among others.
Orthopaedics | Spine - Thoracolumbar (TL) and sacral surgery | TL and sacral fusion and fixation implant | TL pedicle screw - Shank, tulip | MEDTRONIC | MAS FENESTRATED 4.5X45 | 55840024545 | Standalone | DE0501887 | As per HSA registered indication(s) except for radiolucent implants which should be used as follows:  in patients with primary or metastatic spinal tumours who would benefit from post-operative high dose high precision beam therapy upon appropriate and stringent patient selection;  Patient selection should be done via standardised assessment such as the neurological-oncological-mechanical systemic (NOMS) framework; and  The assessment should be carried out by a multidisciplinary team (MDT), which may be inclusive of, but not limited to, radiation oncologists, spine surgeons and interventional radiologists, among others.
Orthopaedics | Spine - Thoracolumbar (TL) and sacral surgery | TL and sacral fusion and fixation implant | TL pedicle screw - Shank, tulip | MEDTRONIC | MAS FENESTRATED 4.5X50 | 55840024550 | Standalone | DE0501887 | As per HSA registered indication(s) except for radiolucent implants which should be used as follows:  in patients with primary or metastatic spinal tumours who would benefit from post-operative high dose high precision beam therapy upon appropriate and stringent patient selection;  Patient selection should be done via standardised assessment such as the neurological-oncological-mechanical systemic (NOMS) framework; and  The assessment should be carried out by a multidisciplinary team (MDT), which may be inclusive of, but not limited to, radiation oncologists, spine surgeons and interventional radiologists, among others.
Orthopaedics | Spine - Thoracolumbar (TL) and sacral surgery | TL and sacral fusion and fixation implant | TL pedicle screw - Shank, tulip | MEDTRONIC | MAS FENESTRATED 5.5X30 | 54840025530 | Standalone | DE0501887 | As per HSA registered indication(s) except for radiolucent implants which should be used as follows:  in patients with primary or metastatic spinal tumours who would benefit from post-operative high dose high precision beam therapy upon appropriate and stringent patient selection;  Patient selection should be done via standardised assessment such as the neurological-oncological-mechanical systemic (NOMS) framework; and  The assessment should be carried out by a multidisciplinary team (MDT), which may be inclusive of, but not limited to, radiation oncologists, spine surgeons and interventional radiologists, among others.
Orthopaedics | Spine - Thoracolumbar (TL) and sacral surgery | TL and sacral fusion and fixation implant | TL pedicle screw - Shank, tulip | MEDTRONIC | MAS FENESTRATED 5.5X30 | 55840025530 | Standalone | DE0501887 | As per HSA registered indication(s) except for radiolucent implants which should be used as follows:  in patients with primary or metastatic spinal tumours who would benefit from post-operative high dose high precision beam therapy upon appropriate and stringent patient selection;  Patient selection should be done via standardised assessment such as the neurological-oncological-mechanical systemic (NOMS) framework; and  The assessment should be carried out by a multidisciplinary team (MDT), which may be inclusive of, but not limited to, radiation oncologists, spine surgeons and interventional radiologists, among others.
Orthopaedics | Spine - Thoracolumbar (TL) and sacral surgery | TL and sacral fusion and fixation implant | TL pedicle screw - Shank, tulip | MEDTRONIC | MAS FENESTRATED 5.5X35 | 54840025535 | Standalone | DE0501887 | As per HSA registered indication(s) except for radiolucent implants which should be used as follows:  in patients with primary or metastatic spinal tumours who would benefit from post-operative high dose high precision beam therapy upon appropriate and stringent patient selection;  Patient selection should be done via standardised assessment such as the neurological-oncological-mechanical systemic (NOMS) framework; and  The assessment should be carried out by a multidisciplinary team (MDT), which may be inclusive of, but not limited to, radiation oncologists, spine surgeons and interventional radiologists, among others.
Orthopaedics | Spine - Thoracolumbar (TL) and sacral surgery | TL and sacral fusion and fixation implant | TL pedicle screw - Shank, tulip | MEDTRONIC | MAS FENESTRATED 5.5X35 | 55840025535 | Standalone | DE0501887 | As per HSA registered indication(s) except for radiolucent implants which should be used as follows:  in patients with primary or metastatic spinal tumours who would benefit from post-operative high dose high precision beam therapy upon appropriate and stringent patient selection;  Patient selection should be done via standardised assessment such as the neurological-oncological-mechanical systemic (NOMS) framework; and  The assessment should be carried out by a multidisciplinary team (MDT), which may be inclusive of, but not limited to, radiation oncologists, spine surgeons and interventional radiologists, among others.
Orthopaedics | Spine - Thoracolumbar (TL) and sacral surgery | TL and sacral fusion and fixation implant | TL pedicle screw - Shank, tulip | MEDTRONIC | MAS FENESTRATED 5.5X40 | 54840025540 | Standalone | DE0501887 | As per HSA registered indication(s) except for radiolucent implants which should be used as follows:  in patients with primary or metastatic spinal tumours who would benefit from post-operative high dose high precision beam therapy upon appropriate and stringent patient selection;  Patient selection should be done via standardised assessment such as the neurological-oncological-mechanical systemic (NOMS) framework; and  The assessment should be carried out by a multidisciplinary team (MDT), which may be inclusive of, but not limited to, radiation oncologists, spine surgeons and interventional radiologists, among others.
Orthopaedics | Spine - Thoracolumbar (TL) and sacral surgery | TL and sacral fusion and fixation implant | TL pedicle screw - Shank, tulip | MEDTRONIC | MAS FENESTRATED 5.5X40 | 55840025540 | Standalone | DE0501887 | As per HSA registered indication(s) except for radiolucent implants which should be used as follows:  in patients with primary or metastatic spinal tumours who would benefit from post-operative high dose high precision beam therapy upon appropriate and stringent patient selection;  Patient selection should be done via standardised assessment such as the neurological-oncological-mechanical systemic (NOMS) framework; and  The assessment should be carried out by a multidisciplinary team (MDT), which may be inclusive of, but not limited to, radiation oncologists, spine surgeons and interventional radiologists, among others.
Orthopaedics | Spine - Thoracolumbar (TL) and sacral surgery | TL and sacral fusion and fixation implant | TL pedicle screw - Shank, tulip | MEDTRONIC | MAS FENESTRATED 5.5X45 | 54840025545 | Standalone | DE0501887 | As per HSA registered indication(s) except for radiolucent implants which should be used as follows:  in patients with primary or metastatic spinal tumours who would benefit from post-operative high dose high precision beam therapy upon appropriate and stringent patient selection;  Patient selection should be done via standardised assessment such as the neurological-oncological-mechanical systemic (NOMS) framework; and  The assessment should be carried out by a multidisciplinary team (MDT), which may be inclusive of, but not limited to, radiation oncologists, spine surgeons and interventional radiologists, among others.
Orthopaedics | Spine - Thoracolumbar (TL) and sacral surgery | TL and sacral fusion and fixation implant | TL pedicle screw - Shank, tulip | MEDTRONIC | MAS FENESTRATED 5.5X45 | 55840025545 | Standalone | DE0501887 | As per HSA registered indication(s) except for radiolucent implants which should be used as follows:  in patients with primary or metastatic spinal tumours who would benefit from post-operative high dose high precision beam therapy upon appropriate and stringent patient selection;  Patient selection should be done via standardised assessment such as the neurological-oncological-mechanical systemic (NOMS) framework; and  The assessment should be carried out by a multidisciplinary team (MDT), which may be inclusive of, but not limited to, radiation oncologists, spine surgeons and interventional radiologists, among others.
Orthopaedics | Spine - Thoracolumbar (TL) and sacral surgery | TL and sacral fusion and fixation implant | TL pedicle screw - Shank, tulip | MEDTRONIC | MAS FENESTRATED 5.5X50 | 54840025550 | Standalone | DE0501887 | As per HSA registered indication(s) except for radiolucent implants which should be used as follows:  in patients with primary or metastatic spinal tumours who would benefit from post-operative high dose high precision beam therapy upon appropriate and stringent patient selection;  Patient selection should be done via standardised assessment such as the neurological-oncological-mechanical systemic (NOMS) framework; and  The assessment should be carried out by a multidisciplinary team (MDT), which may be inclusive of, but not limited to, radiation oncologists, spine surgeons and interventional radiologists, among others.
Orthopaedics | Spine - Thoracolumbar (TL) and sacral surgery | TL and sacral fusion and fixation implant | TL pedicle screw - Shank, tulip | MEDTRONIC | MAS FENESTRATED 5.5X50 | 55840025550 | Standalone | DE0501887 | As per HSA registered indication(s) except for radiolucent implants which should be used as follows:  in patients with primary or metastatic spinal tumours who would benefit from post-operative high dose high precision beam therapy upon appropriate and stringent patient selection;  Patient selection should be done via standardised assessment such as the neurological-oncological-mechanical systemic (NOMS) framework; and  The assessment should be carried out by a multidisciplinary team (MDT), which may be inclusive of, but not limited to, radiation oncologists, spine surgeons and interventional radiologists, among others.
Orthopaedics | Spine - Thoracolumbar (TL) and sacral surgery | TL and sacral fusion and fixation implant | TL pedicle screw - Shank, tulip | MEDTRONIC | MAS FENESTRATED 6.5X30 | 55840026530 | Standalone | DE0501887 | As per HSA registered indication(s) except for radiolucent implants which should be used as follows:  in patients with primary or metastatic spinal tumours who would benefit from post-operative high dose high precision beam therapy upon appropriate and stringent patient selection;  Patient selection should be done via standardised assessment such as the neurological-oncological-mechanical systemic (NOMS) framework; and  The assessment should be carried out by a multidisciplinary team (MDT), which may be inclusive of, but not limited to, radiation oncologists, spine surgeons and interventional radiologists, among others.
Orthopaedics | Spine - Thoracolumbar (TL) and sacral surgery | TL and sacral fusion and fixation implant | TL pedicle screw - Shank, tulip | MEDTRONIC | MAS FENESTRATED 6.5X35 | 54840026535 | Standalone | DE0501887 | As per HSA registered indication(s) except for radiolucent implants which should be used as follows:  in patients with primary or metastatic spinal tumours who would benefit from post-operative high dose high precision beam therapy upon appropriate and stringent patient selection;  Patient selection should be done via standardised assessment such as the neurological-oncological-mechanical systemic (NOMS) framework; and  The assessment should be carried out by a multidisciplinary team (MDT), which may be inclusive of, but not limited to, radiation oncologists, spine surgeons and interventional radiologists, among others.
Orthopaedics | Spine - Thoracolumbar (TL) and sacral surgery | TL and sacral fusion and fixation implant | TL pedicle screw - Shank, tulip | MEDTRONIC | MAS FENESTRATED 6.5X35 | 55840026535 | Standalone | DE0501887 | As per HSA registered indication(s) except for radiolucent implants which should be used as follows:  in patients with primary or metastatic spinal tumours who would benefit from post-operative high dose high precision beam therapy upon appropriate and stringent patient selection;  Patient selection should be done via standardised assessment such as the neurological-oncological-mechanical systemic (NOMS) framework; and  The assessment should be carried out by a multidisciplinary team (MDT), which may be inclusive of, but not limited to, radiation oncologists, spine surgeons and interventional radiologists, among others.
Orthopaedics | Spine - Thoracolumbar (TL) and sacral surgery | TL and sacral fusion and fixation implant | TL pedicle screw - Shank, tulip | MEDTRONIC | MAS FENESTRATED 6.5X40 | 54840026540 | Standalone | DE0501887 | As per HSA registered indication(s) except for radiolucent implants which should be used as follows:  in patients with primary or metastatic spinal tumours who would benefit from post-operative high dose high precision beam therapy upon appropriate and stringent patient selection;  Patient selection should be done via standardised assessment such as the neurological-oncological-mechanical systemic (NOMS) framework; and  The assessment should be carried out by a multidisciplinary team (MDT), which may be inclusive of, but not limited to, radiation oncologists, spine surgeons and interventional radiologists, among others.
Orthopaedics | Spine - Thoracolumbar (TL) and sacral surgery | TL and sacral fusion and fixation implant | TL pedicle screw - Shank, tulip | MEDTRONIC | MAS FENESTRATED 6.5X40 | 55840026540 | Standalone | DE0501887 | As per HSA registered indication(s) except for radiolucent implants which should be used as follows:  in patients with primary or metastatic spinal tumours who would benefit from post-operative high dose high precision beam therapy upon appropriate and stringent patient selection;  Patient selection should be done via standardised assessment such as the neurological-oncological-mechanical systemic (NOMS) framework; and  The assessment should be carried out by a multidisciplinary team (MDT), which may be inclusive of, but not limited to, radiation oncologists, spine surgeons and interventional radiologists, among others.
Orthopaedics | Spine - Thoracolumbar (TL) and sacral surgery | TL and sacral fusion and fixation implant | TL pedicle screw - Shank, tulip | MEDTRONIC | MAS FENESTRATED 6.5X45 | 54840026545 | Standalone | DE0501887 | As per HSA registered indication(s) except for radiolucent implants which should be used as follows:  in patients with primary or metastatic spinal tumours who would benefit from post-operative high dose high precision beam therapy upon appropriate and stringent patient selection;  Patient selection should be done via standardised assessment such as the neurological-oncological-mechanical systemic (NOMS) framework; and  The assessment should be carried out by a multidisciplinary team (MDT), which may be inclusive of, but not limited to, radiation oncologists, spine surgeons and interventional radiologists, among others.
Orthopaedics | Spine - Thoracolumbar (TL) and sacral surgery | TL and sacral fusion and fixation implant | TL pedicle screw - Shank, tulip | MEDTRONIC | MAS FENESTRATED 6.5X45 | 55840026545 | Standalone | DE0501887 | As per HSA registered indication(s) except for radiolucent implants which should be used as follows:  in patients with primary or metastatic spinal tumours who would benefit from post-operative high dose high precision beam therapy upon appropriate and stringent patient selection;  Patient selection should be done via standardised assessment such as the neurological-oncological-mechanical systemic (NOMS) framework; and  The assessment should be carried out by a multidisciplinary team (MDT), which may be inclusive of, but not limited to, radiation oncologists, spine surgeons and interventional radiologists, among others.
Orthopaedics | Spine - Thoracolumbar (TL) and sacral surgery | TL and sacral fusion and fixation implant | TL pedicle screw - Shank, tulip | MEDTRONIC | MAS FENESTRATED 6.5X50 | 54840026550 | Standalone | DE0501887 | As per HSA registered indication(s) except for radiolucent implants which should be used as follows:  in patients with primary or metastatic spinal tumours who would benefit from post-operative high dose high precision beam therapy upon appropriate and stringent patient selection;  Patient selection should be done via standardised assessment such as the neurological-oncological-mechanical systemic (NOMS) framework; and  The assessment should be carried out by a multidisciplinary team (MDT), which may be inclusive of, but not limited to, radiation oncologists, spine surgeons and interventional radiologists, among others.
Orthopaedics | Spine - Thoracolumbar (TL) and sacral surgery | TL and sacral fusion and fixation implant | TL pedicle screw - Shank, tulip | MEDTRONIC | MAS FENESTRATED 6.5X50 | 55840026550 | Standalone | DE0501887 | As per HSA registered indication(s) except for radiolucent implants which should be used as follows:  in patients with primary or metastatic spinal tumours who would benefit from post-operative high dose high precision beam therapy upon appropriate and stringent patient selection;  Patient selection should be done via standardised assessment such as the neurological-oncological-mechanical systemic (NOMS) framework; and  The assessment should be carried out by a multidisciplinary team (MDT), which may be inclusive of, but not limited to, radiation oncologists, spine surgeons and interventional radiologists, among others.
Orthopaedics | Spine - Thoracolumbar (TL) and sacral surgery | TL and sacral fusion and fixation implant | TL pedicle screw - Shank, tulip | MEDTRONIC | MAS FENESTRATED 6.5X55 | 54840026555 | Standalone | DE0501887 | As per HSA registered indication(s) except for radiolucent implants which should be used as follows:  in patients with primary or metastatic spinal tumours who would benefit from post-operative high dose high precision beam therapy upon appropriate and stringent patient selection;  Patient selection should be done via standardised assessment such as the neurological-oncological-mechanical systemic (NOMS) framework; and  The assessment should be carried out by a multidisciplinary team (MDT), which may be inclusive of, but not limited to, radiation oncologists, spine surgeons and interventional radiologists, among others.
Orthopaedics | Spine - Thoracolumbar (TL) and sacral surgery | TL and sacral fusion and fixation implant | TL pedicle screw - Shank, tulip | MEDTRONIC | MAS FENESTRATED 6.5X55 | 55840026555 | Standalone | DE0501887 | As per HSA registered indication(s) except for radiolucent implants which should be used as follows:  in patients with primary or metastatic spinal tumours who would benefit from post-operative high dose high precision beam therapy upon appropriate and stringent patient selection;  Patient selection should be done via standardised assessment such as the neurological-oncological-mechanical systemic (NOMS) framework; and  The assessment should be carried out by a multidisciplinary team (MDT), which may be inclusive of, but not limited to, radiation oncologists, spine surgeons and interventional radiologists, among others.
Orthopaedics | Spine - Thoracolumbar (TL) and sacral surgery | TL and sacral fusion and fixation implant | TL pedicle screw - Shank, tulip | MEDTRONIC | MAS FENESTRATED 7.5X30 | 55840027530 | Standalone | DE0501887 | As per HSA registered indication(s) except for radiolucent implants which should be used as follows:  in patients with primary or metastatic spinal tumours who would benefit from post-operative high dose high precision beam therapy upon appropriate and stringent patient selection;  Patient selection should be done via standardised assessment such as the neurological-oncological-mechanical systemic (NOMS) framework; and  The assessment should be carried out by a multidisciplinary team (MDT), which may be inclusive of, but not limited to, radiation oncologists, spine surgeons and interventional radiologists, among others.
Orthopaedics | Spine - Thoracolumbar (TL) and sacral surgery | TL and sacral fusion and fixation implant | TL pedicle screw - Shank, tulip | MEDTRONIC | MAS FENESTRATED 7.5X35 | 54840027535 | Standalone | DE0501887 | As per HSA registered indication(s) except for radiolucent implants which should be used as follows:  in patients with primary or metastatic spinal tumours who would benefit from post-operative high dose high precision beam therapy upon appropriate and stringent patient selection;  Patient selection should be done via standardised assessment such as the neurological-oncological-mechanical systemic (NOMS) framework; and  The assessment should be carried out by a multidisciplinary team (MDT), which may be inclusive of, but not limited to, radiation oncologists, spine surgeons and interventional radiologists, among others.
Orthopaedics | Spine - Thoracolumbar (TL) and sacral surgery | TL and sacral fusion and fixation implant | TL pedicle screw - Shank, tulip | MEDTRONIC | MAS FENESTRATED 7.5X35 | 55840027535 | Standalone | DE0501887 | As per HSA registered indication(s) except for radiolucent implants which should be used as follows:  in patients with primary or metastatic spinal tumours who would benefit from post-operative high dose high precision beam therapy upon appropriate and stringent patient selection;  Patient selection should be done via standardised assessment such as the neurological-oncological-mechanical systemic (NOMS) framework; and  The assessment should be carried out by a multidisciplinary team (MDT), which may be inclusive of, but not limited to, radiation oncologists, spine surgeons and interventional radiologists, among others.
Orthopaedics | Spine - Thoracolumbar (TL) and sacral surgery | TL and sacral fusion and fixation implant | TL pedicle screw - Shank, tulip | MEDTRONIC | MAS FENESTRATED 7.5X40 | 54840027540 | Standalone | DE0501887 | As per HSA registered indication(s) except for radiolucent implants which should be used as follows:  in patients with primary or metastatic spinal tumours who would benefit from post-operative high dose high precision beam therapy upon appropriate and stringent patient selection;  Patient selection should be done via standardised assessment such as the neurological-oncological-mechanical systemic (NOMS) framework; and  The assessment should be carried out by a multidisciplinary team (MDT), which may be inclusive of, but not limited to, radiation oncologists, spine surgeons and interventional radiologists, among others.
Orthopaedics | Spine - Thoracolumbar (TL) and sacral surgery | TL and sacral fusion and fixation implant | TL pedicle screw - Shank, tulip | MEDTRONIC | MAS FENESTRATED 7.5X40 | 55840027540 | Standalone | DE0501887 | As per HSA registered indication(s) except for radiolucent implants which should be used as follows:  in patients with primary or metastatic spinal tumours who would benefit from post-operative high dose high precision beam therapy upon appropriate and stringent patient selection;  Patient selection should be done via standardised assessment such as the neurological-oncological-mechanical systemic (NOMS) framework; and  The assessment should be carried out by a multidisciplinary team (MDT), which may be inclusive of, but not limited to, radiation oncologists, spine surgeons and interventional radiologists, among others.
Orthopaedics | Spine - Thoracolumbar (TL) and sacral surgery | TL and sacral fusion and fixation implant | TL pedicle screw - Shank, tulip | MEDTRONIC | MAS FENESTRATED 7.5X45 | 54840027545 | Standalone | DE0501887 | As per HSA registered indication(s) except for radiolucent implants which should be used as follows:  in patients with primary or metastatic spinal tumours who would benefit from post-operative high dose high precision beam therapy upon appropriate and stringent patient selection;  Patient selection should be done via standardised assessment such as the neurological-oncological-mechanical systemic (NOMS) framework; and  The assessment should be carried out by a multidisciplinary team (MDT), which may be inclusive of, but not limited to, radiation oncologists, spine surgeons and interventional radiologists, among others.
Orthopaedics | Spine - Thoracolumbar (TL) and sacral surgery | TL and sacral fusion and fixation implant | TL pedicle screw - Shank, tulip | MEDTRONIC | MAS FENESTRATED 7.5X45 | 55840027545 | Standalone | DE0501887 | As per HSA registered indication(s) except for radiolucent implants which should be used as follows:  in patients with primary or metastatic spinal tumours who would benefit from post-operative high dose high precision beam therapy upon appropriate and stringent patient selection;  Patient selection should be done via standardised assessment such as the neurological-oncological-mechanical systemic (NOMS) framework; and  The assessment should be carried out by a multidisciplinary team (MDT), which may be inclusive of, but not limited to, radiation oncologists, spine surgeons and interventional radiologists, among others.
Orthopaedics | Spine - Thoracolumbar (TL) and sacral surgery | TL and sacral fusion and fixation implant | TL pedicle screw - Shank, tulip | MEDTRONIC | MAS FENESTRATED 7.5X50 | 54840027550 | Standalone | DE0501887 | As per HSA registered indication(s) except for radiolucent implants which should be used as follows:  in patients with primary or metastatic spinal tumours who would benefit from post-operative high dose high precision beam therapy upon appropriate and stringent patient selection;  Patient selection should be done via standardised assessment such as the neurological-oncological-mechanical systemic (NOMS) framework; and  The assessment should be carried out by a multidisciplinary team (MDT), which may be inclusive of, but not limited to, radiation oncologists, spine surgeons and interventional radiologists, among others.
Orthopaedics | Spine - Thoracolumbar (TL) and sacral surgery | TL and sacral fusion and fixation implant | TL pedicle screw - Shank, tulip | MEDTRONIC | MAS FENESTRATED 7.5X50 | 55840027550 | Standalone | DE0501887 | As per HSA registered indication(s) except for radiolucent implants which should be used as follows:  in patients with primary or metastatic spinal tumours who would benefit from post-operative high dose high precision beam therapy upon appropriate and stringent patient selection;  Patient selection should be done via standardised assessment such as the neurological-oncological-mechanical systemic (NOMS) framework; and  The assessment should be carried out by a multidisciplinary team (MDT), which may be inclusive of, but not limited to, radiation oncologists, spine surgeons and interventional radiologists, among others.
Orthopaedics | Spine - Thoracolumbar (TL) and sacral surgery | TL and sacral fusion and fixation implant | TL pedicle screw - Shank, tulip | MEDTRONIC | MAS FENESTRATED 7.5X55 | 54840027555 | Standalone | DE0501887 | As per HSA registered indication(s) except for radiolucent implants which should be used as follows:  in patients with primary or metastatic spinal tumours who would benefit from post-operative high dose high precision beam therapy upon appropriate and stringent patient selection;  Patient selection should be done via standardised assessment such as the neurological-oncological-mechanical systemic (NOMS) framework; and  The assessment should be carried out by a multidisciplinary team (MDT), which may be inclusive of, but not limited to, radiation oncologists, spine surgeons and interventional radiologists, among others.
Orthopaedics | Spine - Thoracolumbar (TL) and sacral surgery | TL and sacral fusion and fixation implant | TL pedicle screw - Shank, tulip | MEDTRONIC | MAS FENESTRATED 7.5X55 | 55840027555 | Standalone | DE0501887 | As per HSA registered indication(s) except for radiolucent implants which should be used as follows:  in patients with primary or metastatic spinal tumours who would benefit from post-operative high dose high precision beam therapy upon appropriate and stringent patient selection;  Patient selection should be done via standardised assessment such as the neurological-oncological-mechanical systemic (NOMS) framework; and  The assessment should be carried out by a multidisciplinary team (MDT), which may be inclusive of, but not limited to, radiation oncologists, spine surgeons and interventional radiologists, among others.
Orthopaedics | Spine - Thoracolumbar (TL) and sacral surgery | TL and sacral fusion and fixation implant | TL pedicle screw - Shank, tulip | MEDTRONIC | MAS FENSTRTD 8.5X30 | 55840028530 | Standalone | DE0501887 | As per HSA registered indication(s) except for radiolucent implants which should be used as follows:  in patients with primary or metastatic spinal tumours who would benefit from post-operative high dose high precision beam therapy upon appropriate and stringent patient selection;  Patient selection should be done via standardised assessment such as the neurological-oncological-mechanical systemic (NOMS) framework; and  The assessment should be carried out by a multidisciplinary team (MDT), which may be inclusive of, but not limited to, radiation oncologists, spine surgeons and interventional radiologists, among others.
Orthopaedics | Spine - Thoracolumbar (TL) and sacral surgery | TL and sacral fusion and fixation implant | TL pedicle screw - Shank, tulip | MEDTRONIC | MAS FENSTRTD 8.5X35 | 55840028535 | Standalone | DE0501887 | As per HSA registered indication(s) except for radiolucent implants which should be used as follows:  in patients with primary or metastatic spinal tumours who would benefit from post-operative high dose high precision beam therapy upon appropriate and stringent patient selection;  Patient selection should be done via standardised assessment such as the neurological-oncological-mechanical systemic (NOMS) framework; and  The assessment should be carried out by a multidisciplinary team (MDT), which may be inclusive of, but not limited to, radiation oncologists, spine surgeons and interventional radiologists, among others.
Orthopaedics | Spine - Thoracolumbar (TL) and sacral surgery | TL and sacral fusion and fixation implant | TL pedicle screw - Shank, tulip | MEDTRONIC | MAS FENSTRTD 8.5X40 | 55840028540 | Standalone | DE0501887 | As per HSA registered indication(s) except for radiolucent implants which should be used as follows:  in patients with primary or metastatic spinal tumours who would benefit from post-operative high dose high precision beam therapy upon appropriate and stringent patient selection;  Patient selection should be done via standardised assessment such as the neurological-oncological-mechanical systemic (NOMS) framework; and  The assessment should be carried out by a multidisciplinary team (MDT), which may be inclusive of, but not limited to, radiation oncologists, spine surgeons and interventional radiologists, among others.
Orthopaedics | Spine - Thoracolumbar (TL) and sacral surgery | TL and sacral fusion and fixation implant | TL pedicle screw - Shank, tulip | MEDTRONIC | MAS FENSTRTD 8.5X45 | 55840028545 | Standalone | DE0501887 | As per HSA registered indication(s) except for radiolucent implants which should be used as follows:  in patients with primary or metastatic spinal tumours who would benefit from post-operative high dose high precision beam therapy upon appropriate and stringent patient selection;  Patient selection should be done via standardised assessment such as the neurological-oncological-mechanical systemic (NOMS) framework; and  The assessment should be carried out by a multidisciplinary team (MDT), which may be inclusive of, but not limited to, radiation oncologists, spine surgeons and interventional radiologists, among others.
Orthopaedics | Spine - Thoracolumbar (TL) and sacral surgery | TL and sacral fusion and fixation implant | TL pedicle screw - Shank, tulip | MEDTRONIC | MAS FENSTRTD 8.5X50 | 55840028550 | Standalone | DE0501887 | As per HSA registered indication(s) except for radiolucent implants which should be used as follows:  in patients with primary or metastatic spinal tumours who would benefit from post-operative high dose high precision beam therapy upon appropriate and stringent patient selection;  Patient selection should be done via standardised assessment such as the neurological-oncological-mechanical systemic (NOMS) framework; and  The assessment should be carried out by a multidisciplinary team (MDT), which may be inclusive of, but not limited to, radiation oncologists, spine surgeons and interventional radiologists, among others.
Orthopaedics | Spine - Thoracolumbar (TL) and sacral surgery | TL and sacral fusion and fixation implant | TL pedicle screw - Shank, tulip | MEDTRONIC | MAS FENSTRTD 8.5X55 | 55840028555 | Standalone | DE0501887 | As per HSA registered indication(s) except for radiolucent implants which should be used as follows:  in patients with primary or metastatic spinal tumours who would benefit from post-operative high dose high precision beam therapy upon appropriate and stringent patient selection;  Patient selection should be done via standardised assessment such as the neurological-oncological-mechanical systemic (NOMS) framework; and  The assessment should be carried out by a multidisciplinary team (MDT), which may be inclusive of, but not limited to, radiation oncologists, spine surgeons and interventional radiologists, among others.
Orthopaedics | Spine - Thoracolumbar (TL) and sacral surgery | TL and sacral fusion and fixation implant | TL pedicle screw - Shank, tulip | MEDTRONIC | MAS FENSTRTD 8.5X60 | 55840028560 | Standalone | DE0501887 | As per HSA registered indication(s) except for radiolucent implants which should be used as follows:  in patients with primary or metastatic spinal tumours who would benefit from post-operative high dose high precision beam therapy upon appropriate and stringent patient selection;  Patient selection should be done via standardised assessment such as the neurological-oncological-mechanical systemic (NOMS) framework; and  The assessment should be carried out by a multidisciplinary team (MDT), which may be inclusive of, but not limited to, radiation oncologists, spine surgeons and interventional radiologists, among others.
Orthopaedics | Spine - Thoracolumbar (TL) and sacral surgery | TL and sacral fusion and fixation implant | TL pedicle screw - Shank, tulip | MEDTRONIC | MAS FENSTRTD 8.5X65 | 55840028565 | Standalone | DE0501887 | As per HSA registered indication(s) except for radiolucent implants which should be used as follows:  in patients with primary or metastatic spinal tumours who would benefit from post-operative high dose high precision beam therapy upon appropriate and stringent patient selection;  Patient selection should be done via standardised assessment such as the neurological-oncological-mechanical systemic (NOMS) framework; and  The assessment should be carried out by a multidisciplinary team (MDT), which may be inclusive of, but not limited to, radiation oncologists, spine surgeons and interventional radiologists, among others.
Orthopaedics | Spine - Thoracolumbar (TL) and sacral surgery | TL and sacral fusion and fixation implant | TL pedicle screw - Shank, tulip | MEDTRONIC | MAS FENSTRTD 8.5X70 | 55840028570 | Standalone | DE0501887 | As per HSA registered indication(s) except for radiolucent implants which should be used as follows:  in patients with primary or metastatic spinal tumours who would benefit from post-operative high dose high precision beam therapy upon appropriate and stringent patient selection;  Patient selection should be done via standardised assessment such as the neurological-oncological-mechanical systemic (NOMS) framework; and  The assessment should be carried out by a multidisciplinary team (MDT), which may be inclusive of, but not limited to, radiation oncologists, spine surgeons and interventional radiologists, among others.
Orthopaedics | Spine - Thoracolumbar (TL) and sacral surgery | TL and sacral fusion and fixation implant | TL pedicle screw - Shank, tulip | MEDTRONIC | MAS FENSTRTD 8.5X75 | 55840028575 | Standalone | DE0501887 | As per HSA registered indication(s) except for radiolucent implants which should be used as follows:  in patients with primary or metastatic spinal tumours who would benefit from post-operative high dose high precision beam therapy upon appropriate and stringent patient selection;  Patient selection should be done via standardised assessment such as the neurological-oncological-mechanical systemic (NOMS) framework; and  The assessment should be carried out by a multidisciplinary team (MDT), which may be inclusive of, but not limited to, radiation oncologists, spine surgeons and interventional radiologists, among others.
Orthopaedics | Spine - Thoracolumbar (TL) and sacral surgery | TL and sacral fusion and fixation implant | TL pedicle screw - Shank, tulip | MEDTRONIC | MAS FENSTRTD 9.5X35 | 55840029535 | Standalone | DE0501887 | As per HSA registered indication(s) except for radiolucent implants which should be used as follows:  in patients with primary or metastatic spinal tumours who would benefit from post-operative high dose high precision beam therapy upon appropriate and stringent patient selection;  Patient selection should be done via standardised assessment such as the neurological-oncological-mechanical systemic (NOMS) framework; and  The assessment should be carried out by a multidisciplinary team (MDT), which may be inclusive of, but not limited to, radiation oncologists, spine surgeons and interventional radiologists, among others.
Orthopaedics | Spine - Thoracolumbar (TL) and sacral surgery | TL and sacral fusion and fixation implant | TL pedicle screw - Shank, tulip | MEDTRONIC | MAS FENSTRTD 9.5X40 | 55840029540 | Standalone | DE0501887 | As per HSA registered indication(s) except for radiolucent implants which should be used as follows:  in patients with primary or metastatic spinal tumours who would benefit from post-operative high dose high precision beam therapy upon appropriate and stringent patient selection;  Patient selection should be done via standardised assessment such as the neurological-oncological-mechanical systemic (NOMS) framework; and  The assessment should be carried out by a multidisciplinary team (MDT), which may be inclusive of, but not limited to, radiation oncologists, spine surgeons and interventional radiologists, among others.
Orthopaedics | Spine - Thoracolumbar (TL) and sacral surgery | TL and sacral fusion and fixation implant | TL pedicle screw - Shank, tulip | MEDTRONIC | MAS FENSTRTD 9.5X80 | 55840029580 | Standalone | DE0501887 | As per HSA registered indication(s) except for radiolucent implants which should be used as follows:  in patients with primary or metastatic spinal tumours who would benefit from post-operative high dose high precision beam therapy upon appropriate and stringent patient selection;  Patient selection should be done via standardised assessment such as the neurological-oncological-mechanical systemic (NOMS) framework; and  The assessment should be carried out by a multidisciplinary team (MDT), which may be inclusive of, but not limited to, radiation oncologists, spine surgeons and interventional radiologists, among others.
Orthopaedics | Spine - Thoracolumbar (TL) and sacral surgery | TL and sacral fusion and fixation implant | TL pedicle screw - Locking screw | NuVasive Inc. | MAS PLIF Fixation Lock Screw | 7070003 | Standalone | DE0013912 | As per HSA registered indication(s) except for radiolucent implants which should be used as follows:  in patients with primary or metastatic spinal tumours who would benefit from post-operative high dose high precision beam therapy upon appropriate and stringent patient selection;  Patient selection should be done via standardised assessment such as the neurological-oncological-mechanical systemic (NOMS) framework; and  The assessment should be carried out by a multidisciplinary team (MDT), which may be inclusive of, but not limited to, radiation oncologists, spine surgeons and interventional radiologists, among others.
Orthopaedics | Spine - Thoracolumbar (TL) and sacral surgery | TL and sacral fusion and fixation implant | TL pedicle screw - Shank, tulip | NuVasive Inc. | MAS PLIF Shank, 4.5x25mm 3Z | 7094525 | Standalone | DE0013912 | As per HSA registered indication(s) except for radiolucent implants which should be used as follows:  in patients with primary or metastatic spinal tumours who would benefit from post-operative high dose high precision beam therapy upon appropriate and stringent patient selection;  Patient selection should be done via standardised assessment such as the neurological-oncological-mechanical systemic (NOMS) framework; and  The assessment should be carried out by a multidisciplinary team (MDT), which may be inclusive of, but not limited to, radiation oncologists, spine surgeons and interventional radiologists, among others.
Orthopaedics | Spine - Thoracolumbar (TL) and sacral surgery | TL and sacral fusion and fixation implant | TL pedicle screw - Shank, tulip | NuVasive Inc. | MAS PLIF Shank, 4.5x30mm 3Z | 7094530 | Standalone | DE0013912 | As per HSA registered indication(s) except for radiolucent implants which should be used as follows:  in patients with primary or metastatic spinal tumours who would benefit from post-operative high dose high precision beam therapy upon appropriate and stringent patient selection;  Patient selection should be done via standardised assessment such as the neurological-oncological-mechanical systemic (NOMS) framework; and  The assessment should be carried out by a multidisciplinary team (MDT), which may be inclusive of, but not limited to, radiation oncologists, spine surgeons and interventional radiologists, among others.
Orthopaedics | Spine - Thoracolumbar (TL) and sacral surgery | TL and sacral fusion and fixation implant | TL pedicle screw - Shank, tulip | NuVasive Inc. | MAS PLIF Shank, 4.5x35mm 3Z | 7094535 | Standalone | DE0013912 | As per HSA registered indication(s) except for radiolucent implants which should be used as follows:  in patients with primary or metastatic spinal tumours who would benefit from post-operative high dose high precision beam therapy upon appropriate and stringent patient selection;  Patient selection should be done via standardised assessment such as the neurological-oncological-mechanical systemic (NOMS) framework; and  The assessment should be carried out by a multidisciplinary team (MDT), which may be inclusive of, but not limited to, radiation oncologists, spine surgeons and interventional radiologists, among others.
Orthopaedics | Spine - Thoracolumbar (TL) and sacral surgery | TL and sacral fusion and fixation implant | TL pedicle screw - Shank, tulip | NuVasive Inc. | MAS PLIF Shank, 4.5x40mm 3Z | 7094540 | Standalone | DE0013912 | As per HSA registered indication(s) except for radiolucent implants which should be used as follows:  in patients with primary or metastatic spinal tumours who would benefit from post-operative high dose high precision beam therapy upon appropriate and stringent patient selection;  Patient selection should be done via standardised assessment such as the neurological-oncological-mechanical systemic (NOMS) framework; and  The assessment should be carried out by a multidisciplinary team (MDT), which may be inclusive of, but not limited to, radiation oncologists, spine surgeons and interventional radiologists, among others.
Orthopaedics | Spine - Thoracolumbar (TL) and sacral surgery | TL and sacral fusion and fixation implant | TL pedicle screw - Shank, tulip | NuVasive Inc. | MAS PLIF Shank, 4.5x45mm 3Z | 7094545 | Standalone | DE0013912 | As per HSA registered indication(s) except for radiolucent implants which should be used as follows:  in patients with primary or metastatic spinal tumours who would benefit from post-operative high dose high precision beam therapy upon appropriate and stringent patient selection;  Patient selection should be done via standardised assessment such as the neurological-oncological-mechanical systemic (NOMS) framework; and  The assessment should be carried out by a multidisciplinary team (MDT), which may be inclusive of, but not limited to, radiation oncologists, spine surgeons and interventional radiologists, among others.
Orthopaedics | Spine - Thoracolumbar (TL) and sacral surgery | TL and sacral fusion and fixation implant | TL pedicle screw - Shank, tulip | NuVasive Inc. | MAS PLIF Shank, 5.0x25mm 3Z | 7095025 | Standalone | DE0013912 | As per HSA registered indication(s) except for radiolucent implants which should be used as follows:  in patients with primary or metastatic spinal tumours who would benefit from post-operative high dose high precision beam therapy upon appropriate and stringent patient selection;  Patient selection should be done via standardised assessment such as the neurological-oncological-mechanical systemic (NOMS) framework; and  The assessment should be carried out by a multidisciplinary team (MDT), which may be inclusive of, but not limited to, radiation oncologists, spine surgeons and interventional radiologists, among others.
Orthopaedics | Spine - Thoracolumbar (TL) and sacral surgery | TL and sacral fusion and fixation implant | TL pedicle screw - Shank, tulip | NuVasive Inc. | MAS PLIF Shank, 5.0x30mm 3Z | 7095030 | Standalone | DE0013912 | As per HSA registered indication(s) except for radiolucent implants which should be used as follows:  in patients with primary or metastatic spinal tumours who would benefit from post-operative high dose high precision beam therapy upon appropriate and stringent patient selection;  Patient selection should be done via standardised assessment such as the neurological-oncological-mechanical systemic (NOMS) framework; and  The assessment should be carried out by a multidisciplinary team (MDT), which may be inclusive of, but not limited to, radiation oncologists, spine surgeons and interventional radiologists, among others.
Orthopaedics | Spine - Thoracolumbar (TL) and sacral surgery | TL and sacral fusion and fixation implant | TL pedicle screw - Shank, tulip | NuVasive Inc. | MAS PLIF Shank, 5.0x35mm 3Z | 7095035 | Standalone | DE0013912 | As per HSA registered indication(s) except for radiolucent implants which should be used as follows:  in patients with primary or metastatic spinal tumours who would benefit from post-operative high dose high precision beam therapy upon appropriate and stringent patient selection;  Patient selection should be done via standardised assessment such as the neurological-oncological-mechanical systemic (NOMS) framework; and  The assessment should be carried out by a multidisciplinary team (MDT), which may be inclusive of, but not limited to, radiation oncologists, spine surgeons and interventional radiologists, among others.
Orthopaedics | Spine - Thoracolumbar (TL) and sacral surgery | TL and sacral fusion and fixation implant | TL pedicle screw - Shank, tulip | NuVasive Inc. | MAS PLIF Shank, 5.0x40mm 3Z | 7095040 | Standalone | DE0013912 | As per HSA registered indication(s) except for radiolucent implants which should be used as follows:  in patients with primary or metastatic spinal tumours who would benefit from post-operative high dose high precision beam therapy upon appropriate and stringent patient selection;  Patient selection should be done via standardised assessment such as the neurological-oncological-mechanical systemic (NOMS) framework; and  The assessment should be carried out by a multidisciplinary team (MDT), which may be inclusive of, but not limited to, radiation oncologists, spine surgeons and interventional radiologists, among others.
Orthopaedics | Spine - Thoracolumbar (TL) and sacral surgery | TL and sacral fusion and fixation implant | TL pedicle screw - Shank, tulip | NuVasive Inc. | MAS PLIF Shank, 5.0x45mm 3Z | 7095045 | Standalone | DE0013912 | As per HSA registered indication(s) except for radiolucent implants which should be used as follows:  in patients with primary or metastatic spinal tumours who would benefit from post-operative high dose high precision beam therapy upon appropriate and stringent patient selection;  Patient selection should be done via standardised assessment such as the neurological-oncological-mechanical systemic (NOMS) framework; and  The assessment should be carried out by a multidisciplinary team (MDT), which may be inclusive of, but not limited to, radiation oncologists, spine surgeons and interventional radiologists, among others.
Orthopaedics | Spine - Thoracolumbar (TL) and sacral surgery | TL and sacral fusion and fixation implant | TL pedicle screw - Shank, tulip | NuVasive Inc. | MAS PLIF Shank, 5.0x50mm 3Z | 7095050 | Standalone | DE0013912 | As per HSA registered indication(s) except for radiolucent implants which should be used as follows:  in patients with primary or metastatic spinal tumours who would benefit from post-operative high dose high precision beam therapy upon appropriate and stringent patient selection;  Patient selection should be done via standardised assessment such as the neurological-oncological-mechanical systemic (NOMS) framework; and  The assessment should be carried out by a multidisciplinary team (MDT), which may be inclusive of, but not limited to, radiation oncologists, spine surgeons and interventional radiologists, among others.
Orthopaedics | Spine - Thoracolumbar (TL) and sacral surgery | TL and sacral fusion and fixation implant | TL pedicle screw - Shank, tulip | NuVasive Inc. | MAS PLIF Shank, 5.5x25mm 3Z | 7095525 | Standalone | DE0013912 | As per HSA registered indication(s) except for radiolucent implants which should be used as follows:  in patients with primary or metastatic spinal tumours who would benefit from post-operative high dose high precision beam therapy upon appropriate and stringent patient selection;  Patient selection should be done via standardised assessment such as the neurological-oncological-mechanical systemic (NOMS) framework; and  The assessment should be carried out by a multidisciplinary team (MDT), which may be inclusive of, but not limited to, radiation oncologists, spine surgeons and interventional radiologists, among others.
Orthopaedics | Spine - Thoracolumbar (TL) and sacral surgery | TL and sacral fusion and fixation implant | TL pedicle screw - Shank, tulip | NuVasive Inc. | MAS PLIF Shank, 5.5x30mm 3Z | 7095530 | Standalone | DE0013912 | As per HSA registered indication(s) except for radiolucent implants which should be used as follows:  in patients with primary or metastatic spinal tumours who would benefit from post-operative high dose high precision beam therapy upon appropriate and stringent patient selection;  Patient selection should be done via standardised assessment such as the neurological-oncological-mechanical systemic (NOMS) framework; and  The assessment should be carried out by a multidisciplinary team (MDT), which may be inclusive of, but not limited to, radiation oncologists, spine surgeons and interventional radiologists, among others.
Orthopaedics | Spine - Thoracolumbar (TL) and sacral surgery | TL and sacral fusion and fixation implant | TL pedicle screw - Shank, tulip | NuVasive Inc. | MAS PLIF Shank, 5.5x35mm 3Z | 7095535 | Standalone | DE0013912 | As per HSA registered indication(s) except for radiolucent implants which should be used as follows:  in patients with primary or metastatic spinal tumours who would benefit from post-operative high dose high precision beam therapy upon appropriate and stringent patient selection;  Patient selection should be done via standardised assessment such as the neurological-oncological-mechanical systemic (NOMS) framework; and  The assessment should be carried out by a multidisciplinary team (MDT), which may be inclusive of, but not limited to, radiation oncologists, spine surgeons and interventional radiologists, among others.
Orthopaedics | Spine - Thoracolumbar (TL) and sacral surgery | TL and sacral fusion and fixation implant | TL pedicle screw - Shank, tulip | NuVasive Inc. | MAS PLIF Shank, 5.5x40mm 3Z | 7095540 | Standalone | DE0013912 | As per HSA registered indication(s) except for radiolucent implants which should be used as follows:  in patients with primary or metastatic spinal tumours who would benefit from post-operative high dose high precision beam therapy upon appropriate and stringent patient selection;  Patient selection should be done via standardised assessment such as the neurological-oncological-mechanical systemic (NOMS) framework; and  The assessment should be carried out by a multidisciplinary team (MDT), which may be inclusive of, but not limited to, radiation oncologists, spine surgeons and interventional radiologists, among others.
Orthopaedics | Spine - Thoracolumbar (TL) and sacral surgery | TL and sacral fusion and fixation implant | TL pedicle screw - Shank, tulip | NuVasive Inc. | MAS PLIF Shank, 5.5x45mm 3Z | 7095545 | Standalone | DE0013912 | As per HSA registered indication(s) except for radiolucent implants which should be used as follows:  in patients with primary or metastatic spinal tumours who would benefit from post-operative high dose high precision beam therapy upon appropriate and stringent patient selection;  Patient selection should be done via standardised assessment such as the neurological-oncological-mechanical systemic (NOMS) framework; and  The assessment should be carried out by a multidisciplinary team (MDT), which may be inclusive of, but not limited to, radiation oncologists, spine surgeons and interventional radiologists, among others.
Orthopaedics | Spine - Thoracolumbar (TL) and sacral surgery | TL and sacral fusion and fixation implant | TL pedicle screw - Shank, tulip | NuVasive Inc. | MAS PLIF Shank, 5.5x50mm 3Z | 7095550 | Standalone | DE0013912 | As per HSA registered indication(s) except for radiolucent implants which should be used as follows:  in patients with primary or metastatic spinal tumours who would benefit from post-operative high dose high precision beam therapy upon appropriate and stringent patient selection;  Patient selection should be done via standardised assessment such as the neurological-oncological-mechanical systemic (NOMS) framework; and  The assessment should be carried out by a multidisciplinary team (MDT), which may be inclusive of, but not limited to, radiation oncologists, spine surgeons and interventional radiologists, among others.
Orthopaedics | Spine - Thoracolumbar (TL) and sacral surgery | TL and sacral fusion and fixation implant | TL pedicle screw - Shank, tulip | NuVasive Inc. | MAS PLIF Shank, 5.5x55mm 3Z | 7095555 | Standalone | DE0013912 | As per HSA registered indication(s) except for radiolucent implants which should be used as follows:  in patients with primary or metastatic spinal tumours who would benefit from post-operative high dose high precision beam therapy upon appropriate and stringent patient selection;  Patient selection should be done via standardised assessment such as the neurological-oncological-mechanical systemic (NOMS) framework; and  The assessment should be carried out by a multidisciplinary team (MDT), which may be inclusive of, but not limited to, radiation oncologists, spine surgeons and interventional radiologists, among others.
Orthopaedics | Spine - Thoracolumbar (TL) and sacral surgery | TL and sacral fusion and fixation implant | TL pedicle screw - Shank, tulip | NuVasive Inc. | MAS PLIF Shank, 6.5x25mm 3Z | 7096525 | Standalone | DE0013912 | As per HSA registered indication(s) except for radiolucent implants which should be used as follows:  in patients with primary or metastatic spinal tumours who would benefit from post-operative high dose high precision beam therapy upon appropriate and stringent patient selection;  Patient selection should be done via standardised assessment such as the neurological-oncological-mechanical systemic (NOMS) framework; and  The assessment should be carried out by a multidisciplinary team (MDT), which may be inclusive of, but not limited to, radiation oncologists, spine surgeons and interventional radiologists, among others.
Orthopaedics | Spine - Thoracolumbar (TL) and sacral surgery | TL and sacral fusion and fixation implant | TL pedicle screw - Shank, tulip | NuVasive Inc. | MAS PLIF Shank, 6.5x30mm 3Z | 7096530 | Standalone | DE0013912 | As per HSA registered indication(s) except for radiolucent implants which should be used as follows:  in patients with primary or metastatic spinal tumours who would benefit from post-operative high dose high precision beam therapy upon appropriate and stringent patient selection;  Patient selection should be done via standardised assessment such as the neurological-oncological-mechanical systemic (NOMS) framework; and  The assessment should be carried out by a multidisciplinary team (MDT), which may be inclusive of, but not limited to, radiation oncologists, spine surgeons and interventional radiologists, among others.
Orthopaedics | Spine - Thoracolumbar (TL) and sacral surgery | TL and sacral fusion and fixation implant | TL pedicle screw - Shank, tulip | NuVasive Inc. | MAS PLIF Shank, 6.5x35mm 3Z | 7096535 | Standalone | DE0013912 | As per HSA registered indication(s) except for radiolucent implants which should be used as follows:  in patients with primary or metastatic spinal tumours who would benefit from post-operative high dose high precision beam therapy upon appropriate and stringent patient selection;  Patient selection should be done via standardised assessment such as the neurological-oncological-mechanical systemic (NOMS) framework; and  The assessment should be carried out by a multidisciplinary team (MDT), which may be inclusive of, but not limited to, radiation oncologists, spine surgeons and interventional radiologists, among others.
Orthopaedics | Spine - Thoracolumbar (TL) and sacral surgery | TL and sacral fusion and fixation implant | TL pedicle screw - Shank, tulip | NuVasive Inc. | MAS PLIF Shank, 6.5x40mm 3Z | 7096540 | Standalone | DE0013912 | As per HSA registered indication(s) except for radiolucent implants which should be used as follows:  in patients with primary or metastatic spinal tumours who would benefit from post-operative high dose high precision beam therapy upon appropriate and stringent patient selection;  Patient selection should be done via standardised assessment such as the neurological-oncological-mechanical systemic (NOMS) framework; and  The assessment should be carried out by a multidisciplinary team (MDT), which may be inclusive of, but not limited to, radiation oncologists, spine surgeons and interventional radiologists, among others.
Orthopaedics | Spine - Thoracolumbar (TL) and sacral surgery | TL and sacral fusion and fixation implant | TL pedicle screw - Shank, tulip | NuVasive Inc. | MAS PLIF Shank, 6.5x45mm 3Z | 7096545 | Standalone | DE0013912 | As per HSA registered indication(s) except for radiolucent implants which should be used as follows:  in patients with primary or metastatic spinal tumours who would benefit from post-operative high dose high precision beam therapy upon appropriate and stringent patient selection;  Patient selection should be done via standardised assessment such as the neurological-oncological-mechanical systemic (NOMS) framework; and  The assessment should be carried out by a multidisciplinary team (MDT), which may be inclusive of, but not limited to, radiation oncologists, spine surgeons and interventional radiologists, among others.
Orthopaedics | Spine - Thoracolumbar (TL) and sacral surgery | TL and sacral fusion and fixation implant | TL pedicle screw - Shank, tulip | NuVasive Inc. | MAS PLIF Shank, 6.5x50mm 3Z | 7096550 | Standalone | DE0013912 | As per HSA registered indication(s) except for radiolucent implants which should be used as follows:  in patients with primary or metastatic spinal tumours who would benefit from post-operative high dose high precision beam therapy upon appropriate and stringent patient selection;  Patient selection should be done via standardised assessment such as the neurological-oncological-mechanical systemic (NOMS) framework; and  The assessment should be carried out by a multidisciplinary team (MDT), which may be inclusive of, but not limited to, radiation oncologists, spine surgeons and interventional radiologists, among others.
Orthopaedics | Spine - Thoracolumbar (TL) and sacral surgery | TL and sacral fusion and fixation implant | TL pedicle screw - Shank, tulip | NuVasive Inc. | MAS PLIF Shank, 6.5x55mm 3Z | 7096555 | Standalone | DE0013912 | As per HSA registered indication(s) except for radiolucent implants which should be used as follows:  in patients with primary or metastatic spinal tumours who would benefit from post-operative high dose high precision beam therapy upon appropriate and stringent patient selection;  Patient selection should be done via standardised assessment such as the neurological-oncological-mechanical systemic (NOMS) framework; and  The assessment should be carried out by a multidisciplinary team (MDT), which may be inclusive of, but not limited to, radiation oncologists, spine surgeons and interventional radiologists, among others.
Orthopaedics | Spine - Thoracolumbar (TL) and sacral surgery | TL and sacral fusion and fixation implant | TL pedicle screw - Shank, tulip | NuVasive Inc. | MAS PLIF Shank, 7.5 x 30mm 3Z | 7097530006 | Standalone | DE0013912 | As per HSA registered indication(s) except for radiolucent implants which should be used as follows:  in patients with primary or metastatic spinal tumours who would benefit from post-operative high dose high precision beam therapy upon appropriate and stringent patient selection;  Patient selection should be done via standardised assessment such as the neurological-oncological-mechanical systemic (NOMS) framework; and  The assessment should be carried out by a multidisciplinary team (MDT), which may be inclusive of, but not limited to, radiation oncologists, spine surgeons and interventional radiologists, among others.
Orthopaedics | Spine - Thoracolumbar (TL) and sacral surgery | TL and sacral fusion and fixation implant | TL pedicle screw - Shank, tulip | NuVasive Inc. | MAS PLIF Shank, 7.5 x 35mm 3Z | 7097535006 | Standalone | DE0013912 | As per HSA registered indication(s) except for radiolucent implants which should be used as follows:  in patients with primary or metastatic spinal tumours who would benefit from post-operative high dose high precision beam therapy upon appropriate and stringent patient selection;  Patient selection should be done via standardised assessment such as the neurological-oncological-mechanical systemic (NOMS) framework; and  The assessment should be carried out by a multidisciplinary team (MDT), which may be inclusive of, but not limited to, radiation oncologists, spine surgeons and interventional radiologists, among others.
Orthopaedics | Spine - Thoracolumbar (TL) and sacral surgery | TL and sacral fusion and fixation implant | TL pedicle screw - Shank, tulip | NuVasive Inc. | MAS PLIF Shank, 7.5 x 40mm 3Z | 7097540006 | Standalone | DE0013912 | As per HSA registered indication(s) except for radiolucent implants which should be used as follows:  in patients with primary or metastatic spinal tumours who would benefit from post-operative high dose high precision beam therapy upon appropriate and stringent patient selection;  Patient selection should be done via standardised assessment such as the neurological-oncological-mechanical systemic (NOMS) framework; and  The assessment should be carried out by a multidisciplinary team (MDT), which may be inclusive of, but not limited to, radiation oncologists, spine surgeons and interventional radiologists, among others.
Orthopaedics | Spine - Thoracolumbar (TL) and sacral surgery | TL and sacral fusion and fixation implant | TL pedicle screw - Shank, tulip | NuVasive Inc. | MAS PLIF Shank, 7.5 x 45mm 3Z | 7097545006 | Standalone | DE0013912 | As per HSA registered indication(s) except for radiolucent implants which should be used as follows:  in patients with primary or metastatic spinal tumours who would benefit from post-operative high dose high precision beam therapy upon appropriate and stringent patient selection;  Patient selection should be done via standardised assessment such as the neurological-oncological-mechanical systemic (NOMS) framework; and  The assessment should be carried out by a multidisciplinary team (MDT), which may be inclusive of, but not limited to, radiation oncologists, spine surgeons and interventional radiologists, among others.
Orthopaedics | Spine - Thoracolumbar (TL) and sacral surgery | TL and sacral fusion and fixation implant | TL pedicle screw - Shank, tulip | NuVasive Inc. | MAS PLIF Shank, 7.5 x 50mm 3Z | 7097550006 | Standalone | DE0013912 | As per HSA registered indication(s) except for radiolucent implants which should be used as follows:  in patients with primary or metastatic spinal tumours who would benefit from post-operative high dose high precision beam therapy upon appropriate and stringent patient selection;  Patient selection should be done via standardised assessment such as the neurological-oncological-mechanical systemic (NOMS) framework; and  The assessment should be carried out by a multidisciplinary team (MDT), which may be inclusive of, but not limited to, radiation oncologists, spine surgeons and interventional radiologists, among others.
Orthopaedics | Spine - Thoracolumbar (TL) and sacral surgery | TL and sacral fusion and fixation implant | TL pedicle screw - Shank, tulip | NuVasive Inc. | MAS PLIF Shank, 7.5 x 55mm 3Z | 7097555006 | Standalone | DE0013912 | As per HSA registered indication(s) except for radiolucent implants which should be used as follows:  in patients with primary or metastatic spinal tumours who would benefit from post-operative high dose high precision beam therapy upon appropriate and stringent patient selection;  Patient selection should be done via standardised assessment such as the neurological-oncological-mechanical systemic (NOMS) framework; and  The assessment should be carried out by a multidisciplinary team (MDT), which may be inclusive of, but not limited to, radiation oncologists, spine surgeons and interventional radiologists, among others.
Orthopaedics | Spine - Thoracolumbar (TL) and sacral surgery | TL and sacral fusion and fixation implant | TL pedicle screw - Shank, tulip | NuVasive Inc. | MAS PLIF Shank, 7.5 x 60mm 3Z | 7097560006 | Standalone | DE0013912 | As per HSA registered indication(s) except for radiolucent implants which should be used as follows:  in patients with primary or metastatic spinal tumours who would benefit from post-operative high dose high precision beam therapy upon appropriate and stringent patient selection;  Patient selection should be done via standardised assessment such as the neurological-oncological-mechanical systemic (NOMS) framework; and  The assessment should be carried out by a multidisciplinary team (MDT), which may be inclusive of, but not limited to, radiation oncologists, spine surgeons and interventional radiologists, among others.
Orthopaedics | Spine - Thoracolumbar (TL) and sacral surgery | TL and sacral fusion and fixation implant | TL pedicle screw - Shank, tulip | NuVasive Inc. | MAS PLIF Shank, 8.5 x 35mm 3Z | 7098535006 | Standalone | DE0013912 | As per HSA registered indication(s) except for radiolucent implants which should be used as follows:  in patients with primary or metastatic spinal tumours who would benefit from post-operative high dose high precision beam therapy upon appropriate and stringent patient selection;  Patient selection should be done via standardised assessment such as the neurological-oncological-mechanical systemic (NOMS) framework; and  The assessment should be carried out by a multidisciplinary team (MDT), which may be inclusive of, but not limited to, radiation oncologists, spine surgeons and interventional radiologists, among others.
Orthopaedics | Spine - Thoracolumbar (TL) and sacral surgery | TL and sacral fusion and fixation implant | TL pedicle screw - Shank, tulip | NuVasive Inc. | MAS PLIF Shank, 8.5 x 40mm 3Z | 7098540006 | Standalone | DE0013912 | As per HSA registered indication(s) except for radiolucent implants which should be used as follows:  in patients with primary or metastatic spinal tumours who would benefit from post-operative high dose high precision beam therapy upon appropriate and stringent patient selection;  Patient selection should be done via standardised assessment such as the neurological-oncological-mechanical systemic (NOMS) framework; and  The assessment should be carried out by a multidisciplinary team (MDT), which may be inclusive of, but not limited to, radiation oncologists, spine surgeons and interventional radiologists, among others.
Orthopaedics | Spine - Thoracolumbar (TL) and sacral surgery | TL and sacral fusion and fixation implant | TL pedicle screw - Shank, tulip | NuVasive Inc. | MAS PLIF Shank, 8.5 x 45mm 3Z | 7098545006 | Standalone | DE0013912 | As per HSA registered indication(s) except for radiolucent implants which should be used as follows:  in patients with primary or metastatic spinal tumours who would benefit from post-operative high dose high precision beam therapy upon appropriate and stringent patient selection;  Patient selection should be done via standardised assessment such as the neurological-oncological-mechanical systemic (NOMS) framework; and  The assessment should be carried out by a multidisciplinary team (MDT), which may be inclusive of, but not limited to, radiation oncologists, spine surgeons and interventional radiologists, among others.
Orthopaedics | Spine - Thoracolumbar (TL) and sacral surgery | TL and sacral fusion and fixation implant | TL pedicle screw - Shank, tulip | NuVasive Inc. | MAS PLIF Shank, 8.5 x 50mm 3Z | 7098550006 | Standalone | DE0013912 | As per HSA registered indication(s) except for radiolucent implants which should be used as follows:  in patients with primary or metastatic spinal tumours who would benefit from post-operative high dose high precision beam therapy upon appropriate and stringent patient selection;  Patient selection should be done via standardised assessment such as the neurological-oncological-mechanical systemic (NOMS) framework; and  The assessment should be carried out by a multidisciplinary team (MDT), which may be inclusive of, but not limited to, radiation oncologists, spine surgeons and interventional radiologists, among others.
Orthopaedics | Spine - Thoracolumbar (TL) and sacral surgery | TL and sacral fusion and fixation implant | TL pedicle screw - Shank, tulip | NuVasive Inc. | MAS PLIF Shank, 8.5 x 55mm 3Z | 7098555006 | Standalone | DE0013912 | As per HSA registered indication(s) except for radiolucent implants which should be used as follows:  in patients with primary or metastatic spinal tumours who would benefit from post-operative high dose high precision beam therapy upon appropriate and stringent patient selection;  Patient selection should be done via standardised assessment such as the neurological-oncological-mechanical systemic (NOMS) framework; and  The assessment should be carried out by a multidisciplinary team (MDT), which may be inclusive of, but not limited to, radiation oncologists, spine surgeons and interventional radiologists, among others.
Orthopaedics | Spine - Thoracolumbar (TL) and sacral surgery | TL and sacral fusion and fixation implant | TL pedicle screw - Shank, tulip | NuVasive Inc. | MAS PLIF Shank, 8.5 x 60mm 3Z | 7098560006 | Standalone | DE0013912 | As per HSA registered indication(s) except for radiolucent implants which should be used as follows:  in patients with primary or metastatic spinal tumours who would benefit from post-operative high dose high precision beam therapy upon appropriate and stringent patient selection;  Patient selection should be done via standardised assessment such as the neurological-oncological-mechanical systemic (NOMS) framework; and  The assessment should be carried out by a multidisciplinary team (MDT), which may be inclusive of, but not limited to, radiation oncologists, spine surgeons and interventional radiologists, among others.
Orthopaedics | Spine - Thoracolumbar (TL) and sacral surgery | TL and sacral fusion and fixation implant | TL pedicle screw - Shank, tulip | NuVasive Inc. | MAS PLIF Tulip, Modular | 7070000 | Standalone | DE0013912 | As per HSA registered indication(s) except for radiolucent implants which should be used as follows:  in patients with primary or metastatic spinal tumours who would benefit from post-operative high dose high precision beam therapy upon appropriate and stringent patient selection;  Patient selection should be done via standardised assessment such as the neurological-oncological-mechanical systemic (NOMS) framework; and  The assessment should be carried out by a multidisciplinary team (MDT), which may be inclusive of, but not limited to, radiation oncologists, spine surgeons and interventional radiologists, among others.
Orthopaedics | Spine - Occipito-cervical (OC) surgery | OC fusion and fixation implant | Occipital plate | Zimmer Biomet | MED OCCIPITAL PLATE VIRAGE | 07.01693.005 | Standalone | DE0506515 | As per HSA registered indication(s)
Orthopaedics | Spine - Thoracolumbar (TL) and sacral surgery | TL and sacral fusion and fixation implant | TL pedicle screw - Shank, tulip | K2M | MESA 2 Deformity Polyaxial, 4.5 mm x 25 mm | 6201-04525 | Standalone | DE0016949 | As per HSA registered indication(s) except for radiolucent implants which should be used as follows:  in patients with primary or metastatic spinal tumours who would benefit from post-operative high dose high precision beam therapy upon appropriate and stringent patient selection;  Patient selection should be done via standardised assessment such as the neurological-oncological-mechanical systemic (NOMS) framework; and  The assessment should be carried out by a multidisciplinary team (MDT), which may be inclusive of, but not limited to, radiation oncologists, spine surgeons and interventional radiologists, among others.
Orthopaedics | Spine - Thoracolumbar (TL) and sacral surgery | TL and sacral fusion and fixation implant | TL pedicle screw - Shank, tulip | K2M | MESA 2 Deformity Polyaxial, 4.5 mm x 30 mm | 6201-04530 | Standalone | DE0016949 | As per HSA registered indication(s) except for radiolucent implants which should be used as follows:  in patients with primary or metastatic spinal tumours who would benefit from post-operative high dose high precision beam therapy upon appropriate and stringent patient selection;  Patient selection should be done via standardised assessment such as the neurological-oncological-mechanical systemic (NOMS) framework; and  The assessment should be carried out by a multidisciplinary team (MDT), which may be inclusive of, but not limited to, radiation oncologists, spine surgeons and interventional radiologists, among others.
Orthopaedics | Spine - Thoracolumbar (TL) and sacral surgery | TL and sacral fusion and fixation implant | TL pedicle screw - Shank, tulip | K2M | MESA 2 Deformity Polyaxial, 4.5 mm x 35 mm | 6201-04535 | Standalone | DE0016949 | As per HSA registered indication(s) except for radiolucent implants which should be used as follows:  in patients with primary or metastatic spinal tumours who would benefit from post-operative high dose high precision beam therapy upon appropriate and stringent patient selection;  Patient selection should be done via standardised assessment such as the neurological-oncological-mechanical systemic (NOMS) framework; and  The assessment should be carried out by a multidisciplinary team (MDT), which may be inclusive of, but not limited to, radiation oncologists, spine surgeons and interventional radiologists, among others.
Orthopaedics | Spine - Thoracolumbar (TL) and sacral surgery | TL and sacral fusion and fixation implant | TL pedicle screw - Shank, tulip | K2M | MESA 2 Deformity Polyaxial, 4.5 mm x 40 mm | 6201-04540 | Standalone | DE0016949 | As per HSA registered indication(s) except for radiolucent implants which should be used as follows:  in patients with primary or metastatic spinal tumours who would benefit from post-operative high dose high precision beam therapy upon appropriate and stringent patient selection;  Patient selection should be done via standardised assessment such as the neurological-oncological-mechanical systemic (NOMS) framework; and  The assessment should be carried out by a multidisciplinary team (MDT), which may be inclusive of, but not limited to, radiation oncologists, spine surgeons and interventional radiologists, among others.
Orthopaedics | Spine - Thoracolumbar (TL) and sacral surgery | TL and sacral fusion and fixation implant | TL pedicle screw - Shank, tulip | K2M | MESA 2 Deformity Polyaxial, 4.5 mm x 45 mm | 6201-04545 | Standalone | DE0016949 | As per HSA registered indication(s) except for radiolucent implants which should be used as follows:  in patients with primary or metastatic spinal tumours who would benefit from post-operative high dose high precision beam therapy upon appropriate and stringent patient selection;  Patient selection should be done via standardised assessment such as the neurological-oncological-mechanical systemic (NOMS) framework; and  The assessment should be carried out by a multidisciplinary team (MDT), which may be inclusive of, but not limited to, radiation oncologists, spine surgeons and interventional radiologists, among others.
Orthopaedics | Spine - Thoracolumbar (TL) and sacral surgery | TL and sacral fusion and fixation implant | TL pedicle screw - Shank, tulip | K2M | MESA 2 Deformity Polyaxial, 4.5 mm x 50 mm | 6201-04550 | Standalone | DE0016949 | As per HSA registered indication(s) except for radiolucent implants which should be used as follows:  in patients with primary or metastatic spinal tumours who would benefit from post-operative high dose high precision beam therapy upon appropriate and stringent patient selection;  Patient selection should be done via standardised assessment such as the neurological-oncological-mechanical systemic (NOMS) framework; and  The assessment should be carried out by a multidisciplinary team (MDT), which may be inclusive of, but not limited to, radiation oncologists, spine surgeons and interventional radiologists, among others.
Orthopaedics | Spine - Thoracolumbar (TL) and sacral surgery | TL and sacral fusion and fixation implant | TL pedicle screw - Shank, tulip | K2M | MESA 2 Deformity Polyaxial, 5.5 mm x 25 mm | 6201-05525 | Standalone | DE0016949 | As per HSA registered indication(s) except for radiolucent implants which should be used as follows:  in patients with primary or metastatic spinal tumours who would benefit from post-operative high dose high precision beam therapy upon appropriate and stringent patient selection;  Patient selection should be done via standardised assessment such as the neurological-oncological-mechanical systemic (NOMS) framework; and  The assessment should be carried out by a multidisciplinary team (MDT), which may be inclusive of, but not limited to, radiation oncologists, spine surgeons and interventional radiologists, among others.
Orthopaedics | Spine - Thoracolumbar (TL) and sacral surgery | TL and sacral fusion and fixation implant | TL pedicle screw - Shank, tulip | K2M | MESA 2 Deformity Polyaxial, 5.5 mm x 30 mm | 6201-05530 | Standalone | DE0016949 | As per HSA registered indication(s) except for radiolucent implants which should be used as follows:  in patients with primary or metastatic spinal tumours who would benefit from post-operative high dose high precision beam therapy upon appropriate and stringent patient selection;  Patient selection should be done via standardised assessment such as the neurological-oncological-mechanical systemic (NOMS) framework; and  The assessment should be carried out by a multidisciplinary team (MDT), which may be inclusive of, but not limited to, radiation oncologists, spine surgeons and interventional radiologists, among others.
Orthopaedics | Spine - Thoracolumbar (TL) and sacral surgery | TL and sacral fusion and fixation implant | TL pedicle screw - Shank, tulip | K2M | MESA 2 Deformity Polyaxial, 5.5 mm x 35 mm | 6201-05535 | Standalone | DE0016949 | As per HSA registered indication(s) except for radiolucent implants which should be used as follows:  in patients with primary or metastatic spinal tumours who would benefit from post-operative high dose high precision beam therapy upon appropriate and stringent patient selection;  Patient selection should be done via standardised assessment such as the neurological-oncological-mechanical systemic (NOMS) framework; and  The assessment should be carried out by a multidisciplinary team (MDT), which may be inclusive of, but not limited to, radiation oncologists, spine surgeons and interventional radiologists, among others.
Orthopaedics | Spine - Thoracolumbar (TL) and sacral surgery | TL and sacral fusion and fixation implant | TL pedicle screw - Shank, tulip | K2M | MESA 2 Deformity Polyaxial, 5.5 mm x 40 mm | 6201-05540 | Standalone | DE0016949 | As per HSA registered indication(s) except for radiolucent implants which should be used as follows:  in patients with primary or metastatic spinal tumours who would benefit from post-operative high dose high precision beam therapy upon appropriate and stringent patient selection;  Patient selection should be done via standardised assessment such as the neurological-oncological-mechanical systemic (NOMS) framework; and  The assessment should be carried out by a multidisciplinary team (MDT), which may be inclusive of, but not limited to, radiation oncologists, spine surgeons and interventional radiologists, among others.
Orthopaedics | Spine - Thoracolumbar (TL) and sacral surgery | TL and sacral fusion and fixation implant | TL pedicle screw - Shank, tulip | K2M | MESA 2 Deformity Polyaxial, 5.5 mm x 45 mm | 6201-05545 | Standalone | DE0016949 | As per HSA registered indication(s) except for radiolucent implants which should be used as follows:  in patients with primary or metastatic spinal tumours who would benefit from post-operative high dose high precision beam therapy upon appropriate and stringent patient selection;  Patient selection should be done via standardised assessment such as the neurological-oncological-mechanical systemic (NOMS) framework; and  The assessment should be carried out by a multidisciplinary team (MDT), which may be inclusive of, but not limited to, radiation oncologists, spine surgeons and interventional radiologists, among others.
Orthopaedics | Spine - Thoracolumbar (TL) and sacral surgery | TL and sacral fusion and fixation implant | TL pedicle screw - Shank, tulip | K2M | MESA 2 Deformity Polyaxial, 5.5 mm x 50 mm | 6201-05550 | Standalone | DE0016949 | As per HSA registered indication(s) except for radiolucent implants which should be used as follows:  in patients with primary or metastatic spinal tumours who would benefit from post-operative high dose high precision beam therapy upon appropriate and stringent patient selection;  Patient selection should be done via standardised assessment such as the neurological-oncological-mechanical systemic (NOMS) framework; and  The assessment should be carried out by a multidisciplinary team (MDT), which may be inclusive of, but not limited to, radiation oncologists, spine surgeons and interventional radiologists, among others.
Orthopaedics | Spine - Thoracolumbar (TL) and sacral surgery | TL and sacral fusion and fixation implant | TL pedicle screw - Shank, tulip | K2M | MESA 2 Deformity Polyaxial, 5.5 mm x 55 mm | 6201-05555 | Standalone | DE0016949 | As per HSA registered indication(s) except for radiolucent implants which should be used as follows:  in patients with primary or metastatic spinal tumours who would benefit from post-operative high dose high precision beam therapy upon appropriate and stringent patient selection;  Patient selection should be done via standardised assessment such as the neurological-oncological-mechanical systemic (NOMS) framework; and  The assessment should be carried out by a multidisciplinary team (MDT), which may be inclusive of, but not limited to, radiation oncologists, spine surgeons and interventional radiologists, among others.
Orthopaedics | Spine - Thoracolumbar (TL) and sacral surgery | TL and sacral fusion and fixation implant | TL pedicle screw - Shank, tulip | K2M | MESA 2 Deformity Polyaxial, 6.5 mm x 25 mm | 6201-06525 | Standalone | DE0016949 | As per HSA registered indication(s) except for radiolucent implants which should be used as follows:  in patients with primary or metastatic spinal tumours who would benefit from post-operative high dose high precision beam therapy upon appropriate and stringent patient selection;  Patient selection should be done via standardised assessment such as the neurological-oncological-mechanical systemic (NOMS) framework; and  The assessment should be carried out by a multidisciplinary team (MDT), which may be inclusive of, but not limited to, radiation oncologists, spine surgeons and interventional radiologists, among others.
Orthopaedics | Spine - Thoracolumbar (TL) and sacral surgery | TL and sacral fusion and fixation implant | TL pedicle screw - Shank, tulip | K2M | MESA 2 Deformity Polyaxial, 6.5 mm x 30 mm | 6201-06530 | Standalone | DE0016949 | As per HSA registered indication(s) except for radiolucent implants which should be used as follows:  in patients with primary or metastatic spinal tumours who would benefit from post-operative high dose high precision beam therapy upon appropriate and stringent patient selection;  Patient selection should be done via standardised assessment such as the neurological-oncological-mechanical systemic (NOMS) framework; and  The assessment should be carried out by a multidisciplinary team (MDT), which may be inclusive of, but not limited to, radiation oncologists, spine surgeons and interventional radiologists, among others.
Orthopaedics | Spine - Thoracolumbar (TL) and sacral surgery | TL and sacral fusion and fixation implant | TL pedicle screw - Shank, tulip | K2M | MESA 2 Deformity Polyaxial, 6.5 mm x 35 mm | 6201-06535 | Standalone | DE0016949 | As per HSA registered indication(s) except for radiolucent implants which should be used as follows:  in patients with primary or metastatic spinal tumours who would benefit from post-operative high dose high precision beam therapy upon appropriate and stringent patient selection;  Patient selection should be done via standardised assessment such as the neurological-oncological-mechanical systemic (NOMS) framework; and  The assessment should be carried out by a multidisciplinary team (MDT), which may be inclusive of, but not limited to, radiation oncologists, spine surgeons and interventional radiologists, among others.
Orthopaedics | Spine - Thoracolumbar (TL) and sacral surgery | TL and sacral fusion and fixation implant | TL pedicle screw - Shank, tulip | K2M | MESA 2 Deformity Polyaxial, 6.5 mm x 40 mm | 6201-06540 | Standalone | DE0016949 | As per HSA registered indication(s) except for radiolucent implants which should be used as follows:  in patients with primary or metastatic spinal tumours who would benefit from post-operative high dose high precision beam therapy upon appropriate and stringent patient selection;  Patient selection should be done via standardised assessment such as the neurological-oncological-mechanical systemic (NOMS) framework; and  The assessment should be carried out by a multidisciplinary team (MDT), which may be inclusive of, but not limited to, radiation oncologists, spine surgeons and interventional radiologists, among others.
Orthopaedics | Spine - Thoracolumbar (TL) and sacral surgery | TL and sacral fusion and fixation implant | TL pedicle screw - Shank, tulip | K2M | MESA 2 Deformity Polyaxial, 6.5 mm x 45 mm | 6201-06545 | Standalone | DE0016949 | As per HSA registered indication(s) except for radiolucent implants which should be used as follows:  in patients with primary or metastatic spinal tumours who would benefit from post-operative high dose high precision beam therapy upon appropriate and stringent patient selection;  Patient selection should be done via standardised assessment such as the neurological-oncological-mechanical systemic (NOMS) framework; and  The assessment should be carried out by a multidisciplinary team (MDT), which may be inclusive of, but not limited to, radiation oncologists, spine surgeons and interventional radiologists, among others.
Orthopaedics | Spine - Thoracolumbar (TL) and sacral surgery | TL and sacral fusion and fixation implant | TL pedicle screw - Shank, tulip | K2M | MESA 2 Deformity Polyaxial, 6.5 mm x 50 mm | 6201-06550 | Standalone | DE0016949 | As per HSA registered indication(s) except for radiolucent implants which should be used as follows:  in patients with primary or metastatic spinal tumours who would benefit from post-operative high dose high precision beam therapy upon appropriate and stringent patient selection;  Patient selection should be done via standardised assessment such as the neurological-oncological-mechanical systemic (NOMS) framework; and  The assessment should be carried out by a multidisciplinary team (MDT), which may be inclusive of, but not limited to, radiation oncologists, spine surgeons and interventional radiologists, among others.
Orthopaedics | Spine - Thoracolumbar (TL) and sacral surgery | TL and sacral fusion and fixation implant | TL pedicle screw - Shank, tulip | K2M | MESA 2 Deformity Polyaxial, 6.5 mm x 55 mm | 6201-06555 | Standalone | DE0016949 | As per HSA registered indication(s) except for radiolucent implants which should be used as follows:  in patients with primary or metastatic spinal tumours who would benefit from post-operative high dose high precision beam therapy upon appropriate and stringent patient selection;  Patient selection should be done via standardised assessment such as the neurological-oncological-mechanical systemic (NOMS) framework; and  The assessment should be carried out by a multidisciplinary team (MDT), which may be inclusive of, but not limited to, radiation oncologists, spine surgeons and interventional radiologists, among others.
Orthopaedics | Spine - Thoracolumbar (TL) and sacral surgery | TL and sacral fusion and fixation implant | TL pedicle screw - Shank, tulip | K2M | MESA 2 Deformity Polyaxial, 6.5 mm x 60 mm | 6201-06560 | Standalone | DE0016949 | As per HSA registered indication(s) except for radiolucent implants which should be used as follows:  in patients with primary or metastatic spinal tumours who would benefit from post-operative high dose high precision beam therapy upon appropriate and stringent patient selection;  Patient selection should be done via standardised assessment such as the neurological-oncological-mechanical systemic (NOMS) framework; and  The assessment should be carried out by a multidisciplinary team (MDT), which may be inclusive of, but not limited to, radiation oncologists, spine surgeons and interventional radiologists, among others.
Orthopaedics | Spine - Thoracolumbar (TL) and sacral surgery | TL and sacral fusion and fixation implant | TL pedicle screw - Shank, tulip | K2M | MESA 2 Deformity Polyaxial, 6.5 mm x 70 mm | 6201-06570 | Standalone | DE0016949 | As per HSA registered indication(s) except for radiolucent implants which should be used as follows:  in patients with primary or metastatic spinal tumours who would benefit from post-operative high dose high precision beam therapy upon appropriate and stringent patient selection;  Patient selection should be done via standardised assessment such as the neurological-oncological-mechanical systemic (NOMS) framework; and  The assessment should be carried out by a multidisciplinary team (MDT), which may be inclusive of, but not limited to, radiation oncologists, spine surgeons and interventional radiologists, among others.
Orthopaedics | Spine - Thoracolumbar (TL) and sacral surgery | TL and sacral fusion and fixation implant | TL pedicle screw - Shank, tulip | K2M | MESA 2 Deformity Polyaxial, 6.5 mm x 80 mm | 6201-06580 | Standalone | DE0016949 | As per HSA registered indication(s) except for radiolucent implants which should be used as follows:  in patients with primary or metastatic spinal tumours who would benefit from post-operative high dose high precision beam therapy upon appropriate and stringent patient selection;  Patient selection should be done via standardised assessment such as the neurological-oncological-mechanical systemic (NOMS) framework; and  The assessment should be carried out by a multidisciplinary team (MDT), which may be inclusive of, but not limited to, radiation oncologists, spine surgeons and interventional radiologists, among others.
Orthopaedics | Spine - Thoracolumbar (TL) and sacral surgery | TL and sacral fusion and fixation implant | TL pedicle screw - Shank, tulip | K2M | MESA 2 Deformity Polyaxial, 7.5 mm x 30 mm | 6201-07530 | Standalone | DE0016949 | As per HSA registered indication(s) except for radiolucent implants which should be used as follows:  in patients with primary or metastatic spinal tumours who would benefit from post-operative high dose high precision beam therapy upon appropriate and stringent patient selection;  Patient selection should be done via standardised assessment such as the neurological-oncological-mechanical systemic (NOMS) framework; and  The assessment should be carried out by a multidisciplinary team (MDT), which may be inclusive of, but not limited to, radiation oncologists, spine surgeons and interventional radiologists, among others.
Orthopaedics | Spine - Thoracolumbar (TL) and sacral surgery | TL and sacral fusion and fixation implant | TL pedicle screw - Shank, tulip | K2M | MESA 2 Deformity Polyaxial, 7.5 mm x 35 mm | 6201-07535 | Standalone | DE0016949 | As per HSA registered indication(s) except for radiolucent implants which should be used as follows:  in patients with primary or metastatic spinal tumours who would benefit from post-operative high dose high precision beam therapy upon appropriate and stringent patient selection;  Patient selection should be done via standardised assessment such as the neurological-oncological-mechanical systemic (NOMS) framework; and  The assessment should be carried out by a multidisciplinary team (MDT), which may be inclusive of, but not limited to, radiation oncologists, spine surgeons and interventional radiologists, among others.
Orthopaedics | Spine - Thoracolumbar (TL) and sacral surgery | TL and sacral fusion and fixation implant | TL pedicle screw - Shank, tulip | K2M | MESA 2 Deformity Polyaxial, 7.5 mm x 40 mm | 6201-07540 | Standalone | DE0016949 | As per HSA registered indication(s) except for radiolucent implants which should be used as follows:  in patients with primary or metastatic spinal tumours who would benefit from post-operative high dose high precision beam therapy upon appropriate and stringent patient selection;  Patient selection should be done via standardised assessment such as the neurological-oncological-mechanical systemic (NOMS) framework; and  The assessment should be carried out by a multidisciplinary team (MDT), which may be inclusive of, but not limited to, radiation oncologists, spine surgeons and interventional radiologists, among others.
Orthopaedics | Spine - Thoracolumbar (TL) and sacral surgery | TL and sacral fusion and fixation implant | TL pedicle screw - Shank, tulip | K2M | MESA 2 Deformity Polyaxial, 7.5 mm x 45 mm | 6201-07545 | Standalone | DE0016949 | As per HSA registered indication(s) except for radiolucent implants which should be used as follows:  in patients with primary or metastatic spinal tumours who would benefit from post-operative high dose high precision beam therapy upon appropriate and stringent patient selection;  Patient selection should be done via standardised assessment such as the neurological-oncological-mechanical systemic (NOMS) framework; and  The assessment should be carried out by a multidisciplinary team (MDT), which may be inclusive of, but not limited to, radiation oncologists, spine surgeons and interventional radiologists, among others.
Orthopaedics | Spine - Thoracolumbar (TL) and sacral surgery | TL and sacral fusion and fixation implant | TL pedicle screw - Shank, tulip | K2M | MESA 2 Deformity Polyaxial, 7.5 mm x 50 mm | 6201-07550 | Standalone | DE0016949 | As per HSA registered indication(s) except for radiolucent implants which should be used as follows:  in patients with primary or metastatic spinal tumours who would benefit from post-operative high dose high precision beam therapy upon appropriate and stringent patient selection;  Patient selection should be done via standardised assessment such as the neurological-oncological-mechanical systemic (NOMS) framework; and  The assessment should be carried out by a multidisciplinary team (MDT), which may be inclusive of, but not limited to, radiation oncologists, spine surgeons and interventional radiologists, among others.
Orthopaedics | Spine - Thoracolumbar (TL) and sacral surgery | TL and sacral fusion and fixation implant | TL pedicle screw - Shank, tulip | K2M | MESA 2 Deformity Polyaxial, 7.5 mm x 55 mm | 6201-07555 | Standalone | DE0016949 | As per HSA registered indication(s) except for radiolucent implants which should be used as follows:  in patients with primary or metastatic spinal tumours who would benefit from post-operative high dose high precision beam therapy upon appropriate and stringent patient selection;  Patient selection should be done via standardised assessment such as the neurological-oncological-mechanical systemic (NOMS) framework; and  The assessment should be carried out by a multidisciplinary team (MDT), which may be inclusive of, but not limited to, radiation oncologists, spine surgeons and interventional radiologists, among others.
Orthopaedics | Spine - Thoracolumbar (TL) and sacral surgery | TL and sacral fusion and fixation implant | TL pedicle screw - Shank, tulip | K2M | MESA 2 Deformity Polyaxial, 7.5 mm x 60 mm | 6201-07560 | Standalone | DE0016949 | As per HSA registered indication(s) except for radiolucent implants which should be used as follows:  in patients with primary or metastatic spinal tumours who would benefit from post-operative high dose high precision beam therapy upon appropriate and stringent patient selection;  Patient selection should be done via standardised assessment such as the neurological-oncological-mechanical systemic (NOMS) framework; and  The assessment should be carried out by a multidisciplinary team (MDT), which may be inclusive of, but not limited to, radiation oncologists, spine surgeons and interventional radiologists, among others.
Orthopaedics | Spine - Thoracolumbar (TL) and sacral surgery | TL and sacral fusion and fixation implant | TL pedicle screw - Shank, tulip | K2M | MESA 2 Deformity Polyaxial, 7.5 mm x 70 mm | 6201-07570 | Standalone | DE0016949 | As per HSA registered indication(s) except for radiolucent implants which should be used as follows:  in patients with primary or metastatic spinal tumours who would benefit from post-operative high dose high precision beam therapy upon appropriate and stringent patient selection;  Patient selection should be done via standardised assessment such as the neurological-oncological-mechanical systemic (NOMS) framework; and  The assessment should be carried out by a multidisciplinary team (MDT), which may be inclusive of, but not limited to, radiation oncologists, spine surgeons and interventional radiologists, among others.
Orthopaedics | Spine - Thoracolumbar (TL) and sacral surgery | TL and sacral fusion and fixation implant | TL pedicle screw - Shank, tulip | K2M | MESA 2 Deformity Polyaxial, 7.5 mm x 80 mm | 6201-07580 | Standalone | DE0016949 | As per HSA registered indication(s) except for radiolucent implants which should be used as follows:  in patients with primary or metastatic spinal tumours who would benefit from post-operative high dose high precision beam therapy upon appropriate and stringent patient selection;  Patient selection should be done via standardised assessment such as the neurological-oncological-mechanical systemic (NOMS) framework; and  The assessment should be carried out by a multidisciplinary team (MDT), which may be inclusive of, but not limited to, radiation oncologists, spine surgeons and interventional radiologists, among others.
Orthopaedics | Spine - Thoracolumbar (TL) and sacral surgery | TL and sacral fusion and fixation implant | TL pedicle screw - Shank, tulip | K2M | MESA 2 Deformity Polyaxial, 7.5 mm x 90 mm | 6201-07590 | Standalone | DE0016949 | As per HSA registered indication(s) except for radiolucent implants which should be used as follows:  in patients with primary or metastatic spinal tumours who would benefit from post-operative high dose high precision beam therapy upon appropriate and stringent patient selection;  Patient selection should be done via standardised assessment such as the neurological-oncological-mechanical systemic (NOMS) framework; and  The assessment should be carried out by a multidisciplinary team (MDT), which may be inclusive of, but not limited to, radiation oncologists, spine surgeons and interventional radiologists, among others.
Orthopaedics | Spine - Thoracolumbar (TL) and sacral surgery | TL and sacral fusion and fixation implant | TL pedicle screw - Shank, tulip | K2M | MESA 2 Deformity Polyaxial, 8.5 mm x 100 mm | 6201-085100 | Standalone | DE0016949 | As per HSA registered indication(s) except for radiolucent implants which should be used as follows:  in patients with primary or metastatic spinal tumours who would benefit from post-operative high dose high precision beam therapy upon appropriate and stringent patient selection;  Patient selection should be done via standardised assessment such as the neurological-oncological-mechanical systemic (NOMS) framework; and  The assessment should be carried out by a multidisciplinary team (MDT), which may be inclusive of, but not limited to, radiation oncologists, spine surgeons and interventional radiologists, among others.
Orthopaedics | Spine - Thoracolumbar (TL) and sacral surgery | TL and sacral fusion and fixation implant | TL pedicle screw - Shank, tulip | K2M | MESA 2 Deformity Polyaxial, 8.5 mm x 110 mm | 6201-085110 | Standalone | DE0016949 | As per HSA registered indication(s) except for radiolucent implants which should be used as follows:  in patients with primary or metastatic spinal tumours who would benefit from post-operative high dose high precision beam therapy upon appropriate and stringent patient selection;  Patient selection should be done via standardised assessment such as the neurological-oncological-mechanical systemic (NOMS) framework; and  The assessment should be carried out by a multidisciplinary team (MDT), which may be inclusive of, but not limited to, radiation oncologists, spine surgeons and interventional radiologists, among others.
Orthopaedics | Spine - Thoracolumbar (TL) and sacral surgery | TL and sacral fusion and fixation implant | TL pedicle screw - Shank, tulip | K2M | MESA 2 Deformity Polyaxial, 8.5 mm x 30 mm | 6201-08530 | Standalone | DE0016949 | As per HSA registered indication(s) except for radiolucent implants which should be used as follows:  in patients with primary or metastatic spinal tumours who would benefit from post-operative high dose high precision beam therapy upon appropriate and stringent patient selection;  Patient selection should be done via standardised assessment such as the neurological-oncological-mechanical systemic (NOMS) framework; and  The assessment should be carried out by a multidisciplinary team (MDT), which may be inclusive of, but not limited to, radiation oncologists, spine surgeons and interventional radiologists, among others.
Orthopaedics | Spine - Thoracolumbar (TL) and sacral surgery | TL and sacral fusion and fixation implant | TL pedicle screw - Shank, tulip | K2M | MESA 2 Deformity Polyaxial, 8.5 mm x 35 mm | 6201-08535 | Standalone | DE0016949 | As per HSA registered indication(s) except for radiolucent implants which should be used as follows:  in patients with primary or metastatic spinal tumours who would benefit from post-operative high dose high precision beam therapy upon appropriate and stringent patient selection;  Patient selection should be done via standardised assessment such as the neurological-oncological-mechanical systemic (NOMS) framework; and  The assessment should be carried out by a multidisciplinary team (MDT), which may be inclusive of, but not limited to, radiation oncologists, spine surgeons and interventional radiologists, among others.
Orthopaedics | Spine - Thoracolumbar (TL) and sacral surgery | TL and sacral fusion and fixation implant | TL pedicle screw - Shank, tulip | K2M | MESA 2 Deformity Polyaxial, 8.5 mm x 40 mm | 6201-08540 | Standalone | DE0016949 | As per HSA registered indication(s) except for radiolucent implants which should be used as follows:  in patients with primary or metastatic spinal tumours who would benefit from post-operative high dose high precision beam therapy upon appropriate and stringent patient selection;  Patient selection should be done via standardised assessment such as the neurological-oncological-mechanical systemic (NOMS) framework; and  The assessment should be carried out by a multidisciplinary team (MDT), which may be inclusive of, but not limited to, radiation oncologists, spine surgeons and interventional radiologists, among others.
Orthopaedics | Spine - Thoracolumbar (TL) and sacral surgery | TL and sacral fusion and fixation implant | TL pedicle screw - Shank, tulip | K2M | MESA 2 Deformity Polyaxial, 8.5 mm x 45 mm | 6201-08545 | Standalone | DE0016949 | As per HSA registered indication(s) except for radiolucent implants which should be used as follows:  in patients with primary or metastatic spinal tumours who would benefit from post-operative high dose high precision beam therapy upon appropriate and stringent patient selection;  Patient selection should be done via standardised assessment such as the neurological-oncological-mechanical systemic (NOMS) framework; and  The assessment should be carried out by a multidisciplinary team (MDT), which may be inclusive of, but not limited to, radiation oncologists, spine surgeons and interventional radiologists, among others.
Orthopaedics | Spine - Thoracolumbar (TL) and sacral surgery | TL and sacral fusion and fixation implant | TL pedicle screw - Shank, tulip | K2M | MESA 2 Deformity Polyaxial, 8.5 mm x 50 mm | 6201-08550 | Standalone | DE0016949 | As per HSA registered indication(s) except for radiolucent implants which should be used as follows:  in patients with primary or metastatic spinal tumours who would benefit from post-operative high dose high precision beam therapy upon appropriate and stringent patient selection;  Patient selection should be done via standardised assessment such as the neurological-oncological-mechanical systemic (NOMS) framework; and  The assessment should be carried out by a multidisciplinary team (MDT), which may be inclusive of, but not limited to, radiation oncologists, spine surgeons and interventional radiologists, among others.
Orthopaedics | Spine - Thoracolumbar (TL) and sacral surgery | TL and sacral fusion and fixation implant | TL pedicle screw - Shank, tulip | K2M | MESA 2 Deformity Polyaxial, 8.5 mm x 55 mm | 6201-08555 | Standalone | DE0016949 | As per HSA registered indication(s) except for radiolucent implants which should be used as follows:  in patients with primary or metastatic spinal tumours who would benefit from post-operative high dose high precision beam therapy upon appropriate and stringent patient selection;  Patient selection should be done via standardised assessment such as the neurological-oncological-mechanical systemic (NOMS) framework; and  The assessment should be carried out by a multidisciplinary team (MDT), which may be inclusive of, but not limited to, radiation oncologists, spine surgeons and interventional radiologists, among others.
Orthopaedics | Spine - Thoracolumbar (TL) and sacral surgery | TL and sacral fusion and fixation implant | TL pedicle screw - Shank, tulip | K2M | MESA 2 Deformity Polyaxial, 8.5 mm x 60 mm | 6201-08560 | Standalone | DE0016949 | As per HSA registered indication(s) except for radiolucent implants which should be used as follows:  in patients with primary or metastatic spinal tumours who would benefit from post-operative high dose high precision beam therapy upon appropriate and stringent patient selection;  Patient selection should be done via standardised assessment such as the neurological-oncological-mechanical systemic (NOMS) framework; and  The assessment should be carried out by a multidisciplinary team (MDT), which may be inclusive of, but not limited to, radiation oncologists, spine surgeons and interventional radiologists, among others.
Orthopaedics | Spine - Thoracolumbar (TL) and sacral surgery | TL and sacral fusion and fixation implant | TL pedicle screw - Shank, tulip | K2M | MESA 2 Deformity Polyaxial, 8.5 mm x 70 mm | 6201-08570 | Standalone | DE0016949 | As per HSA registered indication(s) except for radiolucent implants which should be used as follows:  in patients with primary or metastatic spinal tumours who would benefit from post-operative high dose high precision beam therapy upon appropriate and stringent patient selection;  Patient selection should be done via standardised assessment such as the neurological-oncological-mechanical systemic (NOMS) framework; and  The assessment should be carried out by a multidisciplinary team (MDT), which may be inclusive of, but not limited to, radiation oncologists, spine surgeons and interventional radiologists, among others.
Orthopaedics | Spine - Thoracolumbar (TL) and sacral surgery | TL and sacral fusion and fixation implant | TL pedicle screw - Shank, tulip | K2M | MESA 2 Deformity Polyaxial, 8.5 mm x 80 mm | 6201-08580 | Standalone | DE0016949 | As per HSA registered indication(s) except for radiolucent implants which should be used as follows:  in patients with primary or metastatic spinal tumours who would benefit from post-operative high dose high precision beam therapy upon appropriate and stringent patient selection;  Patient selection should be done via standardised assessment such as the neurological-oncological-mechanical systemic (NOMS) framework; and  The assessment should be carried out by a multidisciplinary team (MDT), which may be inclusive of, but not limited to, radiation oncologists, spine surgeons and interventional radiologists, among others.
Orthopaedics | Spine - Thoracolumbar (TL) and sacral surgery | TL and sacral fusion and fixation implant | TL pedicle screw - Shank, tulip | K2M | MESA 2 Deformity Polyaxial, 8.5 mm x 90 mm | 6201-08590 | Standalone | DE0016949 | As per HSA registered indication(s) except for radiolucent implants which should be used as follows:  in patients with primary or metastatic spinal tumours who would benefit from post-operative high dose high precision beam therapy upon appropriate and stringent patient selection;  Patient selection should be done via standardised assessment such as the neurological-oncological-mechanical systemic (NOMS) framework; and  The assessment should be carried out by a multidisciplinary team (MDT), which may be inclusive of, but not limited to, radiation oncologists, spine surgeons and interventional radiologists, among others.
Orthopaedics | Spine - Thoracolumbar (TL) and sacral surgery | TL and sacral fusion and fixation implant | TL pedicle screw - Shank, tulip | K2M | MESA 2 Deformity Polyaxial, 9.5 mm x 100 mm | 6201-095100 | Standalone | DE0016949 | As per HSA registered indication(s) except for radiolucent implants which should be used as follows:  in patients with primary or metastatic spinal tumours who would benefit from post-operative high dose high precision beam therapy upon appropriate and stringent patient selection;  Patient selection should be done via standardised assessment such as the neurological-oncological-mechanical systemic (NOMS) framework; and  The assessment should be carried out by a multidisciplinary team (MDT), which may be inclusive of, but not limited to, radiation oncologists, spine surgeons and interventional radiologists, among others.
Orthopaedics | Spine - Thoracolumbar (TL) and sacral surgery | TL and sacral fusion and fixation implant | TL pedicle screw - Shank, tulip | K2M | MESA 2 Deformity Polyaxial, 9.5 mm x 110 mm | 6201-095110 | Standalone | DE0016949 | As per HSA registered indication(s) except for radiolucent implants which should be used as follows:  in patients with primary or metastatic spinal tumours who would benefit from post-operative high dose high precision beam therapy upon appropriate and stringent patient selection;  Patient selection should be done via standardised assessment such as the neurological-oncological-mechanical systemic (NOMS) framework; and  The assessment should be carried out by a multidisciplinary team (MDT), which may be inclusive of, but not limited to, radiation oncologists, spine surgeons and interventional radiologists, among others.
Orthopaedics | Spine - Thoracolumbar (TL) and sacral surgery | TL and sacral fusion and fixation implant | TL pedicle screw - Shank, tulip | K2M | MESA 2 Deformity Polyaxial, 9.5 mm x 60 mm | 6201-09560 | Standalone | DE0016949 | As per HSA registered indication(s) except for radiolucent implants which should be used as follows:  in patients with primary or metastatic spinal tumours who would benefit from post-operative high dose high precision beam therapy upon appropriate and stringent patient selection;  Patient selection should be done via standardised assessment such as the neurological-oncological-mechanical systemic (NOMS) framework; and  The assessment should be carried out by a multidisciplinary team (MDT), which may be inclusive of, but not limited to, radiation oncologists, spine surgeons and interventional radiologists, among others.
Orthopaedics | Spine - Thoracolumbar (TL) and sacral surgery | TL and sacral fusion and fixation implant | TL pedicle screw - Shank, tulip | K2M | MESA 2 Deformity Polyaxial, 9.5 mm x 70 mm | 6201-09570 | Standalone | DE0016949 | As per HSA registered indication(s) except for radiolucent implants which should be used as follows:  in patients with primary or metastatic spinal tumours who would benefit from post-operative high dose high precision beam therapy upon appropriate and stringent patient selection;  Patient selection should be done via standardised assessment such as the neurological-oncological-mechanical systemic (NOMS) framework; and  The assessment should be carried out by a multidisciplinary team (MDT), which may be inclusive of, but not limited to, radiation oncologists, spine surgeons and interventional radiologists, among others.
Orthopaedics | Spine - Thoracolumbar (TL) and sacral surgery | TL and sacral fusion and fixation implant | TL pedicle screw - Shank, tulip | K2M | MESA 2 Deformity Polyaxial, 9.5 mm x 80 mm | 6201-09580 | Standalone | DE0016949 | As per HSA registered indication(s) except for radiolucent implants which should be used as follows:  in patients with primary or metastatic spinal tumours who would benefit from post-operative high dose high precision beam therapy upon appropriate and stringent patient selection;  Patient selection should be done via standardised assessment such as the neurological-oncological-mechanical systemic (NOMS) framework; and  The assessment should be carried out by a multidisciplinary team (MDT), which may be inclusive of, but not limited to, radiation oncologists, spine surgeons and interventional radiologists, among others.
Orthopaedics | Spine - Thoracolumbar (TL) and sacral surgery | TL and sacral fusion and fixation implant | TL pedicle screw - Shank, tulip | K2M | MESA 2 Deformity Polyaxial, 9.5 mm x 90 mm | 6201-09590 | Standalone | DE0016949 | As per HSA registered indication(s) except for radiolucent implants which should be used as follows:  in patients with primary or metastatic spinal tumours who would benefit from post-operative high dose high precision beam therapy upon appropriate and stringent patient selection;  Patient selection should be done via standardised assessment such as the neurological-oncological-mechanical systemic (NOMS) framework; and  The assessment should be carried out by a multidisciplinary team (MDT), which may be inclusive of, but not limited to, radiation oncologists, spine surgeons and interventional radiologists, among others.
Orthopaedics | Spine - Thoracolumbar (TL) and sacral surgery | TL and sacral fusion and fixation implant | TL pedicle screw - Shank, tulip | K2M | MESA 2 Deformity Uniplanar, 4.5 mm x 25 mm | 6201-34525 | Standalone | DE0016949 | As per HSA registered indication(s) except for radiolucent implants which should be used as follows:  in patients with primary or metastatic spinal tumours who would benefit from post-operative high dose high precision beam therapy upon appropriate and stringent patient selection;  Patient selection should be done via standardised assessment such as the neurological-oncological-mechanical systemic (NOMS) framework; and  The assessment should be carried out by a multidisciplinary team (MDT), which may be inclusive of, but not limited to, radiation oncologists, spine surgeons and interventional radiologists, among others.
Orthopaedics | Spine - Thoracolumbar (TL) and sacral surgery | TL and sacral fusion and fixation implant | TL pedicle screw - Shank, tulip | K2M | MESA 2 Deformity Uniplanar, 4.5 mm x 30 mm | 6201-34530 | Standalone | DE0016949 | As per HSA registered indication(s) except for radiolucent implants which should be used as follows:  in patients with primary or metastatic spinal tumours who would benefit from post-operative high dose high precision beam therapy upon appropriate and stringent patient selection;  Patient selection should be done via standardised assessment such as the neurological-oncological-mechanical systemic (NOMS) framework; and  The assessment should be carried out by a multidisciplinary team (MDT), which may be inclusive of, but not limited to, radiation oncologists, spine surgeons and interventional radiologists, among others.
Orthopaedics | Spine - Thoracolumbar (TL) and sacral surgery | TL and sacral fusion and fixation implant | TL pedicle screw - Shank, tulip | K2M | MESA 2 Deformity Uniplanar, 4.5 mm x 35 mm | 6201-34535 | Standalone | DE0016949 | As per HSA registered indication(s) except for radiolucent implants which should be used as follows:  in patients with primary or metastatic spinal tumours who would benefit from post-operative high dose high precision beam therapy upon appropriate and stringent patient selection;  Patient selection should be done via standardised assessment such as the neurological-oncological-mechanical systemic (NOMS) framework; and  The assessment should be carried out by a multidisciplinary team (MDT), which may be inclusive of, but not limited to, radiation oncologists, spine surgeons and interventional radiologists, among others.
Orthopaedics | Spine - Thoracolumbar (TL) and sacral surgery | TL and sacral fusion and fixation implant | TL pedicle screw - Shank, tulip | K2M | MESA 2 Deformity Uniplanar, 4.5 mm x 40 mm | 6201-34540 | Standalone | DE0016949 | As per HSA registered indication(s) except for radiolucent implants which should be used as follows:  in patients with primary or metastatic spinal tumours who would benefit from post-operative high dose high precision beam therapy upon appropriate and stringent patient selection;  Patient selection should be done via standardised assessment such as the neurological-oncological-mechanical systemic (NOMS) framework; and  The assessment should be carried out by a multidisciplinary team (MDT), which may be inclusive of, but not limited to, radiation oncologists, spine surgeons and interventional radiologists, among others.
Orthopaedics | Spine - Thoracolumbar (TL) and sacral surgery | TL and sacral fusion and fixation implant | TL pedicle screw - Shank, tulip | K2M | MESA 2 Deformity Uniplanar, 5.5 mm x 25 mm | 6201-35525 | Standalone | DE0016949 | As per HSA registered indication(s) except for radiolucent implants which should be used as follows:  in patients with primary or metastatic spinal tumours who would benefit from post-operative high dose high precision beam therapy upon appropriate and stringent patient selection;  Patient selection should be done via standardised assessment such as the neurological-oncological-mechanical systemic (NOMS) framework; and  The assessment should be carried out by a multidisciplinary team (MDT), which may be inclusive of, but not limited to, radiation oncologists, spine surgeons and interventional radiologists, among others.
Orthopaedics | Spine - Thoracolumbar (TL) and sacral surgery | TL and sacral fusion and fixation implant | TL pedicle screw - Shank, tulip | K2M | MESA 2 Deformity Uniplanar, 5.5 mm x 30 mm | 6201-35530 | Standalone | DE0016949 | As per HSA registered indication(s) except for radiolucent implants which should be used as follows:  in patients with primary or metastatic spinal tumours who would benefit from post-operative high dose high precision beam therapy upon appropriate and stringent patient selection;  Patient selection should be done via standardised assessment such as the neurological-oncological-mechanical systemic (NOMS) framework; and  The assessment should be carried out by a multidisciplinary team (MDT), which may be inclusive of, but not limited to, radiation oncologists, spine surgeons and interventional radiologists, among others.
Orthopaedics | Spine - Thoracolumbar (TL) and sacral surgery | TL and sacral fusion and fixation implant | TL pedicle screw - Shank, tulip | K2M | MESA 2 Deformity Uniplanar, 5.5 mm x 35 mm | 6201-35535 | Standalone | DE0016949 | As per HSA registered indication(s) except for radiolucent implants which should be used as follows:  in patients with primary or metastatic spinal tumours who would benefit from post-operative high dose high precision beam therapy upon appropriate and stringent patient selection;  Patient selection should be done via standardised assessment such as the neurological-oncological-mechanical systemic (NOMS) framework; and  The assessment should be carried out by a multidisciplinary team (MDT), which may be inclusive of, but not limited to, radiation oncologists, spine surgeons and interventional radiologists, among others.
Orthopaedics | Spine - Thoracolumbar (TL) and sacral surgery | TL and sacral fusion and fixation implant | TL pedicle screw - Shank, tulip | K2M | MESA 2 Deformity Uniplanar, 5.5 mm x 40 mm | 6201-35540 | Standalone | DE0016949 | As per HSA registered indication(s) except for radiolucent implants which should be used as follows:  in patients with primary or metastatic spinal tumours who would benefit from post-operative high dose high precision beam therapy upon appropriate and stringent patient selection;  Patient selection should be done via standardised assessment such as the neurological-oncological-mechanical systemic (NOMS) framework; and  The assessment should be carried out by a multidisciplinary team (MDT), which may be inclusive of, but not limited to, radiation oncologists, spine surgeons and interventional radiologists, among others.
Orthopaedics | Spine - Thoracolumbar (TL) and sacral surgery | TL and sacral fusion and fixation implant | TL pedicle screw - Shank, tulip | K2M | MESA 2 Deformity Uniplanar, 5.5 mm x 45 mm | 6201-35545 | Standalone | DE0016949 | As per HSA registered indication(s) except for radiolucent implants which should be used as follows:  in patients with primary or metastatic spinal tumours who would benefit from post-operative high dose high precision beam therapy upon appropriate and stringent patient selection;  Patient selection should be done via standardised assessment such as the neurological-oncological-mechanical systemic (NOMS) framework; and  The assessment should be carried out by a multidisciplinary team (MDT), which may be inclusive of, but not limited to, radiation oncologists, spine surgeons and interventional radiologists, among others.
Orthopaedics | Spine - Thoracolumbar (TL) and sacral surgery | TL and sacral fusion and fixation implant | TL pedicle screw - Shank, tulip | K2M | MESA 2 Deformity Uniplanar, 5.5 mm x 50 mm | 6201-35550 | Standalone | DE0016949 | As per HSA registered indication(s) except for radiolucent implants which should be used as follows:  in patients with primary or metastatic spinal tumours who would benefit from post-operative high dose high precision beam therapy upon appropriate and stringent patient selection;  Patient selection should be done via standardised assessment such as the neurological-oncological-mechanical systemic (NOMS) framework; and  The assessment should be carried out by a multidisciplinary team (MDT), which may be inclusive of, but not limited to, radiation oncologists, spine surgeons and interventional radiologists, among others.
Orthopaedics | Spine - Thoracolumbar (TL) and sacral surgery | TL and sacral fusion and fixation implant | TL pedicle screw - Shank, tulip | K2M | MESA 2 Deformity Uniplanar, 6.5 mm x 30 mm | 6201-36530 | Standalone | DE0016949 | As per HSA registered indication(s) except for radiolucent implants which should be used as follows:  in patients with primary or metastatic spinal tumours who would benefit from post-operative high dose high precision beam therapy upon appropriate and stringent patient selection;  Patient selection should be done via standardised assessment such as the neurological-oncological-mechanical systemic (NOMS) framework; and  The assessment should be carried out by a multidisciplinary team (MDT), which may be inclusive of, but not limited to, radiation oncologists, spine surgeons and interventional radiologists, among others.
Orthopaedics | Spine - Thoracolumbar (TL) and sacral surgery | TL and sacral fusion and fixation implant | TL pedicle screw - Shank, tulip | K2M | MESA 2 Deformity Uniplanar, 6.5 mm x 35 mm | 6201-36535 | Standalone | DE0016949 | As per HSA registered indication(s) except for radiolucent implants which should be used as follows:  in patients with primary or metastatic spinal tumours who would benefit from post-operative high dose high precision beam therapy upon appropriate and stringent patient selection;  Patient selection should be done via standardised assessment such as the neurological-oncological-mechanical systemic (NOMS) framework; and  The assessment should be carried out by a multidisciplinary team (MDT), which may be inclusive of, but not limited to, radiation oncologists, spine surgeons and interventional radiologists, among others.
Orthopaedics | Spine - Thoracolumbar (TL) and sacral surgery | TL and sacral fusion and fixation implant | TL pedicle screw - Shank, tulip | K2M | MESA 2 Deformity Uniplanar, 6.5 mm x 40 mm | 6201-36540 | Standalone | DE0016949 | As per HSA registered indication(s) except for radiolucent implants which should be used as follows:  in patients with primary or metastatic spinal tumours who would benefit from post-operative high dose high precision beam therapy upon appropriate and stringent patient selection;  Patient selection should be done via standardised assessment such as the neurological-oncological-mechanical systemic (NOMS) framework; and  The assessment should be carried out by a multidisciplinary team (MDT), which may be inclusive of, but not limited to, radiation oncologists, spine surgeons and interventional radiologists, among others.
Orthopaedics | Spine - Thoracolumbar (TL) and sacral surgery | TL and sacral fusion and fixation implant | TL pedicle screw - Shank, tulip | K2M | MESA 2 Deformity Uniplanar, 6.5 mm x 45 mm | 6201-36545 | Standalone | DE0016949 | As per HSA registered indication(s) except for radiolucent implants which should be used as follows:  in patients with primary or metastatic spinal tumours who would benefit from post-operative high dose high precision beam therapy upon appropriate and stringent patient selection;  Patient selection should be done via standardised assessment such as the neurological-oncological-mechanical systemic (NOMS) framework; and  The assessment should be carried out by a multidisciplinary team (MDT), which may be inclusive of, but not limited to, radiation oncologists, spine surgeons and interventional radiologists, among others.
Orthopaedics | Spine - Thoracolumbar (TL) and sacral surgery | TL and sacral fusion and fixation implant | TL pedicle screw - Shank, tulip | K2M | MESA 2 Deformity Uniplanar, 6.5 mm x 50 mm | 6201-36550 | Standalone | DE0016949 | As per HSA registered indication(s) except for radiolucent implants which should be used as follows:  in patients with primary or metastatic spinal tumours who would benefit from post-operative high dose high precision beam therapy upon appropriate and stringent patient selection;  Patient selection should be done via standardised assessment such as the neurological-oncological-mechanical systemic (NOMS) framework; and  The assessment should be carried out by a multidisciplinary team (MDT), which may be inclusive of, but not limited to, radiation oncologists, spine surgeons and interventional radiologists, among others.
Orthopaedics | Spine - Thoracolumbar (TL) and sacral surgery | TL and sacral fusion and fixation implant | TL pedicle screw - Shank, tulip | K2M | MESA 2 Deformity Uniplanar, 6.5 mm x 55 mm | 6201-36555 | Standalone | DE0016949 | As per HSA registered indication(s) except for radiolucent implants which should be used as follows:  in patients with primary or metastatic spinal tumours who would benefit from post-operative high dose high precision beam therapy upon appropriate and stringent patient selection;  Patient selection should be done via standardised assessment such as the neurological-oncological-mechanical systemic (NOMS) framework; and  The assessment should be carried out by a multidisciplinary team (MDT), which may be inclusive of, but not limited to, radiation oncologists, spine surgeons and interventional radiologists, among others.
Orthopaedics | Spine - Thoracolumbar (TL) and sacral surgery | TL and sacral fusion and fixation implant | TL pedicle screw - Shank, tulip | K2M | MESA 2 Deformity Uniplanar, 7.5 mm x 30 mm | 6201-37530 | Standalone | DE0016949 | As per HSA registered indication(s) except for radiolucent implants which should be used as follows:  in patients with primary or metastatic spinal tumours who would benefit from post-operative high dose high precision beam therapy upon appropriate and stringent patient selection;  Patient selection should be done via standardised assessment such as the neurological-oncological-mechanical systemic (NOMS) framework; and  The assessment should be carried out by a multidisciplinary team (MDT), which may be inclusive of, but not limited to, radiation oncologists, spine surgeons and interventional radiologists, among others.
Orthopaedics | Spine - Thoracolumbar (TL) and sacral surgery | TL and sacral fusion and fixation implant | TL pedicle screw - Shank, tulip | K2M | MESA 2 Deformity Uniplanar, 7.5 mm x 35 mm | 6201-37535 | Standalone | DE0016949 | As per HSA registered indication(s) except for radiolucent implants which should be used as follows:  in patients with primary or metastatic spinal tumours who would benefit from post-operative high dose high precision beam therapy upon appropriate and stringent patient selection;  Patient selection should be done via standardised assessment such as the neurological-oncological-mechanical systemic (NOMS) framework; and  The assessment should be carried out by a multidisciplinary team (MDT), which may be inclusive of, but not limited to, radiation oncologists, spine surgeons and interventional radiologists, among others.
Orthopaedics | Spine - Thoracolumbar (TL) and sacral surgery | TL and sacral fusion and fixation implant | TL pedicle screw - Shank, tulip | K2M | MESA 2 Deformity Uniplanar, 7.5 mm x 40 mm | 6201-37540 | Standalone | DE0016949 | As per HSA registered indication(s) except for radiolucent implants which should be used as follows:  in patients with primary or metastatic spinal tumours who would benefit from post-operative high dose high precision beam therapy upon appropriate and stringent patient selection;  Patient selection should be done via standardised assessment such as the neurological-oncological-mechanical systemic (NOMS) framework; and  The assessment should be carried out by a multidisciplinary team (MDT), which may be inclusive of, but not limited to, radiation oncologists, spine surgeons and interventional radiologists, among others.
Orthopaedics | Spine - Thoracolumbar (TL) and sacral surgery | TL and sacral fusion and fixation implant | TL pedicle screw - Shank, tulip | K2M | MESA 2 Deformity Uniplanar, 7.5 mm x 45 mm | 6201-37545 | Standalone | DE0016949 | As per HSA registered indication(s) except for radiolucent implants which should be used as follows:  in patients with primary or metastatic spinal tumours who would benefit from post-operative high dose high precision beam therapy upon appropriate and stringent patient selection;  Patient selection should be done via standardised assessment such as the neurological-oncological-mechanical systemic (NOMS) framework; and  The assessment should be carried out by a multidisciplinary team (MDT), which may be inclusive of, but not limited to, radiation oncologists, spine surgeons and interventional radiologists, among others.
Orthopaedics | Spine - Thoracolumbar (TL) and sacral surgery | TL and sacral fusion and fixation implant | TL pedicle screw - Shank, tulip | K2M | MESA 2 Deformity Uniplanar, 7.5 mm x 50 mm | 6201-37550 | Standalone | DE0016949 | As per HSA registered indication(s) except for radiolucent implants which should be used as follows:  in patients with primary or metastatic spinal tumours who would benefit from post-operative high dose high precision beam therapy upon appropriate and stringent patient selection;  Patient selection should be done via standardised assessment such as the neurological-oncological-mechanical systemic (NOMS) framework; and  The assessment should be carried out by a multidisciplinary team (MDT), which may be inclusive of, but not limited to, radiation oncologists, spine surgeons and interventional radiologists, among others.
Orthopaedics | Spine - Thoracolumbar (TL) and sacral surgery | TL and sacral fusion and fixation implant | TL pedicle screw - Shank, tulip | K2M | MESA 2 Deformity Uniplanar, 7.5 mm x 55 mm | 6201-37555 | Standalone | DE0016949 | As per HSA registered indication(s) except for radiolucent implants which should be used as follows:  in patients with primary or metastatic spinal tumours who would benefit from post-operative high dose high precision beam therapy upon appropriate and stringent patient selection;  Patient selection should be done via standardised assessment such as the neurological-oncological-mechanical systemic (NOMS) framework; and  The assessment should be carried out by a multidisciplinary team (MDT), which may be inclusive of, but not limited to, radiation oncologists, spine surgeons and interventional radiologists, among others.
Orthopaedics | Spine - Thoracolumbar (TL) and sacral surgery | TL and sacral fusion and fixation implant | TL pedicle screw - Shank, tulip | K2M | MESA Deformity Uniplanar, 4.0 mm x 25 mm | 801-34025M | Standalone | DE0016949 | As per HSA registered indication(s) except for radiolucent implants which should be used as follows:  in patients with primary or metastatic spinal tumours who would benefit from post-operative high dose high precision beam therapy upon appropriate and stringent patient selection;  Patient selection should be done via standardised assessment such as the neurological-oncological-mechanical systemic (NOMS) framework; and  The assessment should be carried out by a multidisciplinary team (MDT), which may be inclusive of, but not limited to, radiation oncologists, spine surgeons and interventional radiologists, among others.
Orthopaedics | Spine - Thoracolumbar (TL) and sacral surgery | TL and sacral fusion and fixation implant | TL pedicle screw - Shank, tulip | K2M | MESA Deformity Uniplanar, 4.0 mm x 30 mm | 801-34030M | Standalone | DE0016949 | As per HSA registered indication(s) except for radiolucent implants which should be used as follows:  in patients with primary or metastatic spinal tumours who would benefit from post-operative high dose high precision beam therapy upon appropriate and stringent patient selection;  Patient selection should be done via standardised assessment such as the neurological-oncological-mechanical systemic (NOMS) framework; and  The assessment should be carried out by a multidisciplinary team (MDT), which may be inclusive of, but not limited to, radiation oncologists, spine surgeons and interventional radiologists, among others.
Orthopaedics | Spine - Thoracolumbar (TL) and sacral surgery | TL and sacral fusion and fixation implant | TL pedicle screw - Shank, tulip | K2M | MESA Deformity Uniplanar, 4.0 mm x 35 mm | 801-34035M | Standalone | DE0016949 | As per HSA registered indication(s) except for radiolucent implants which should be used as follows:  in patients with primary or metastatic spinal tumours who would benefit from post-operative high dose high precision beam therapy upon appropriate and stringent patient selection;  Patient selection should be done via standardised assessment such as the neurological-oncological-mechanical systemic (NOMS) framework; and  The assessment should be carried out by a multidisciplinary team (MDT), which may be inclusive of, but not limited to, radiation oncologists, spine surgeons and interventional radiologists, among others.
Orthopaedics | Spine - Thoracolumbar (TL) and sacral surgery | TL and sacral fusion and fixation implant | TL pedicle screw - Shank, tulip | K2M | MESA Deformity Uniplanar, 4.0 mm x 40 mm | 801-34040M | Standalone | DE0016949 | As per HSA registered indication(s) except for radiolucent implants which should be used as follows:  in patients with primary or metastatic spinal tumours who would benefit from post-operative high dose high precision beam therapy upon appropriate and stringent patient selection;  Patient selection should be done via standardised assessment such as the neurological-oncological-mechanical systemic (NOMS) framework; and  The assessment should be carried out by a multidisciplinary team (MDT), which may be inclusive of, but not limited to, radiation oncologists, spine surgeons and interventional radiologists, among others.
Orthopaedics | Spine - Thoracolumbar (TL) and sacral surgery | TL and sacral fusion and fixation implant | TL pedicle screw - Shank, tulip | K2M | MESA Deformity Uniplanar, 4.5 mm x 25 mm | 801-34525M | Standalone | DE0016949 | As per HSA registered indication(s) except for radiolucent implants which should be used as follows:  in patients with primary or metastatic spinal tumours who would benefit from post-operative high dose high precision beam therapy upon appropriate and stringent patient selection;  Patient selection should be done via standardised assessment such as the neurological-oncological-mechanical systemic (NOMS) framework; and  The assessment should be carried out by a multidisciplinary team (MDT), which may be inclusive of, but not limited to, radiation oncologists, spine surgeons and interventional radiologists, among others.
Orthopaedics | Spine - Thoracolumbar (TL) and sacral surgery | TL and sacral fusion and fixation implant | TL pedicle screw - Shank, tulip | K2M | MESA Deformity Uniplanar, 4.5 mm x 30 mm | 801-34530M | Standalone | DE0016949 | As per HSA registered indication(s) except for radiolucent implants which should be used as follows:  in patients with primary or metastatic spinal tumours who would benefit from post-operative high dose high precision beam therapy upon appropriate and stringent patient selection;  Patient selection should be done via standardised assessment such as the neurological-oncological-mechanical systemic (NOMS) framework; and  The assessment should be carried out by a multidisciplinary team (MDT), which may be inclusive of, but not limited to, radiation oncologists, spine surgeons and interventional radiologists, among others.
Orthopaedics | Spine - Thoracolumbar (TL) and sacral surgery | TL and sacral fusion and fixation implant | TL pedicle screw - Shank, tulip | K2M | MESA Deformity Uniplanar, 4.5 mm x 35 mm | 801-34535M | Standalone | DE0016949 | As per HSA registered indication(s) except for radiolucent implants which should be used as follows:  in patients with primary or metastatic spinal tumours who would benefit from post-operative high dose high precision beam therapy upon appropriate and stringent patient selection;  Patient selection should be done via standardised assessment such as the neurological-oncological-mechanical systemic (NOMS) framework; and  The assessment should be carried out by a multidisciplinary team (MDT), which may be inclusive of, but not limited to, radiation oncologists, spine surgeons and interventional radiologists, among others.
Orthopaedics | Spine - Thoracolumbar (TL) and sacral surgery | TL and sacral fusion and fixation implant | TL pedicle screw - Shank, tulip | K2M | MESA Deformity Uniplanar, 4.5 mm x 40 mm | 801-34540M | Standalone | DE0016949 | As per HSA registered indication(s) except for radiolucent implants which should be used as follows:  in patients with primary or metastatic spinal tumours who would benefit from post-operative high dose high precision beam therapy upon appropriate and stringent patient selection;  Patient selection should be done via standardised assessment such as the neurological-oncological-mechanical systemic (NOMS) framework; and  The assessment should be carried out by a multidisciplinary team (MDT), which may be inclusive of, but not limited to, radiation oncologists, spine surgeons and interventional radiologists, among others.
Orthopaedics | Spine - Thoracolumbar (TL) and sacral surgery | TL and sacral fusion and fixation implant | TL pedicle screw - Shank, tulip | K2M | MESA Deformity Uniplanar, 4.5 mm x 45 mm | 801-34545M | Standalone | DE0016949 | As per HSA registered indication(s) except for radiolucent implants which should be used as follows:  in patients with primary or metastatic spinal tumours who would benefit from post-operative high dose high precision beam therapy upon appropriate and stringent patient selection;  Patient selection should be done via standardised assessment such as the neurological-oncological-mechanical systemic (NOMS) framework; and  The assessment should be carried out by a multidisciplinary team (MDT), which may be inclusive of, but not limited to, radiation oncologists, spine surgeons and interventional radiologists, among others.
Orthopaedics | Spine - Thoracolumbar (TL) and sacral surgery | TL and sacral fusion and fixation implant | TL pedicle screw - Shank, tulip | K2M | MESA Deformity Uniplanar, 5.5 mm x 25 mm | 801-35525M | Standalone | DE0016949 | As per HSA registered indication(s) except for radiolucent implants which should be used as follows:  in patients with primary or metastatic spinal tumours who would benefit from post-operative high dose high precision beam therapy upon appropriate and stringent patient selection;  Patient selection should be done via standardised assessment such as the neurological-oncological-mechanical systemic (NOMS) framework; and  The assessment should be carried out by a multidisciplinary team (MDT), which may be inclusive of, but not limited to, radiation oncologists, spine surgeons and interventional radiologists, among others.
Orthopaedics | Spine - Thoracolumbar (TL) and sacral surgery | TL and sacral fusion and fixation implant | TL pedicle screw - Shank, tulip | K2M | MESA Deformity Uniplanar, 5.5 mm x 30 mm | 801-35530M | Standalone | DE0016949 | As per HSA registered indication(s) except for radiolucent implants which should be used as follows:  in patients with primary or metastatic spinal tumours who would benefit from post-operative high dose high precision beam therapy upon appropriate and stringent patient selection;  Patient selection should be done via standardised assessment such as the neurological-oncological-mechanical systemic (NOMS) framework; and  The assessment should be carried out by a multidisciplinary team (MDT), which may be inclusive of, but not limited to, radiation oncologists, spine surgeons and interventional radiologists, among others.
Orthopaedics | Spine - Thoracolumbar (TL) and sacral surgery | TL and sacral fusion and fixation implant | TL pedicle screw - Shank, tulip | K2M | MESA Deformity Uniplanar, 5.5 mm x 35 mm | 801-35535M | Standalone | DE0016949 | As per HSA registered indication(s) except for radiolucent implants which should be used as follows:  in patients with primary or metastatic spinal tumours who would benefit from post-operative high dose high precision beam therapy upon appropriate and stringent patient selection;  Patient selection should be done via standardised assessment such as the neurological-oncological-mechanical systemic (NOMS) framework; and  The assessment should be carried out by a multidisciplinary team (MDT), which may be inclusive of, but not limited to, radiation oncologists, spine surgeons and interventional radiologists, among others.
Orthopaedics | Spine - Thoracolumbar (TL) and sacral surgery | TL and sacral fusion and fixation implant | TL pedicle screw - Shank, tulip | K2M | MESA Deformity Uniplanar, 5.5 mm x 40 mm | 801-35540M | Standalone | DE0016949 | As per HSA registered indication(s) except for radiolucent implants which should be used as follows:  in patients with primary or metastatic spinal tumours who would benefit from post-operative high dose high precision beam therapy upon appropriate and stringent patient selection;  Patient selection should be done via standardised assessment such as the neurological-oncological-mechanical systemic (NOMS) framework; and  The assessment should be carried out by a multidisciplinary team (MDT), which may be inclusive of, but not limited to, radiation oncologists, spine surgeons and interventional radiologists, among others.
Orthopaedics | Spine - Thoracolumbar (TL) and sacral surgery | TL and sacral fusion and fixation implant | TL pedicle screw - Shank, tulip | K2M | MESA Deformity Uniplanar, 5.5 mm x 45 mm | 801-35545M | Standalone | DE0016949 | As per HSA registered indication(s) except for radiolucent implants which should be used as follows:  in patients with primary or metastatic spinal tumours who would benefit from post-operative high dose high precision beam therapy upon appropriate and stringent patient selection;  Patient selection should be done via standardised assessment such as the neurological-oncological-mechanical systemic (NOMS) framework; and  The assessment should be carried out by a multidisciplinary team (MDT), which may be inclusive of, but not limited to, radiation oncologists, spine surgeons and interventional radiologists, among others.
Orthopaedics | Spine - Thoracolumbar (TL) and sacral surgery | TL and sacral fusion and fixation implant | TL pedicle screw - Shank, tulip | K2M | MESA Deformity Uniplanar, 5.5 mm x 50 mm | 801-35550M | Standalone | DE0016949 | As per HSA registered indication(s) except for radiolucent implants which should be used as follows:  in patients with primary or metastatic spinal tumours who would benefit from post-operative high dose high precision beam therapy upon appropriate and stringent patient selection;  Patient selection should be done via standardised assessment such as the neurological-oncological-mechanical systemic (NOMS) framework; and  The assessment should be carried out by a multidisciplinary team (MDT), which may be inclusive of, but not limited to, radiation oncologists, spine surgeons and interventional radiologists, among others.
Orthopaedics | Spine - Thoracolumbar (TL) and sacral surgery | TL and sacral fusion and fixation implant | TL pedicle screw - Shank, tulip | K2M | MESA Deformity Uniplanar, 5.5 mm x 55 mm | 801-35555M | Standalone | DE0016949 | As per HSA registered indication(s) except for radiolucent implants which should be used as follows:  in patients with primary or metastatic spinal tumours who would benefit from post-operative high dose high precision beam therapy upon appropriate and stringent patient selection;  Patient selection should be done via standardised assessment such as the neurological-oncological-mechanical systemic (NOMS) framework; and  The assessment should be carried out by a multidisciplinary team (MDT), which may be inclusive of, but not limited to, radiation oncologists, spine surgeons and interventional radiologists, among others.
Orthopaedics | Spine - Thoracolumbar (TL) and sacral surgery | TL and sacral fusion and fixation implant | TL pedicle screw - Shank, tulip | K2M | MESA Deformity Uniplanar, 6.5 mm x 30 mm | 801-36530M | Standalone | DE0016949 | As per HSA registered indication(s) except for radiolucent implants which should be used as follows:  in patients with primary or metastatic spinal tumours who would benefit from post-operative high dose high precision beam therapy upon appropriate and stringent patient selection;  Patient selection should be done via standardised assessment such as the neurological-oncological-mechanical systemic (NOMS) framework; and  The assessment should be carried out by a multidisciplinary team (MDT), which may be inclusive of, but not limited to, radiation oncologists, spine surgeons and interventional radiologists, among others.
Orthopaedics | Spine - Thoracolumbar (TL) and sacral surgery | TL and sacral fusion and fixation implant | TL pedicle screw - Shank, tulip | K2M | MESA Deformity Uniplanar, 6.5 mm x 35 mm | 801-36535M | Standalone | DE0016949 | As per HSA registered indication(s) except for radiolucent implants which should be used as follows:  in patients with primary or metastatic spinal tumours who would benefit from post-operative high dose high precision beam therapy upon appropriate and stringent patient selection;  Patient selection should be done via standardised assessment such as the neurological-oncological-mechanical systemic (NOMS) framework; and  The assessment should be carried out by a multidisciplinary team (MDT), which may be inclusive of, but not limited to, radiation oncologists, spine surgeons and interventional radiologists, among others.
Orthopaedics | Spine - Thoracolumbar (TL) and sacral surgery | TL and sacral fusion and fixation implant | TL pedicle screw - Shank, tulip | K2M | MESA Deformity Uniplanar, 6.5 mm x 40 mm | 801-36540M | Standalone | DE0016949 | As per HSA registered indication(s) except for radiolucent implants which should be used as follows:  in patients with primary or metastatic spinal tumours who would benefit from post-operative high dose high precision beam therapy upon appropriate and stringent patient selection;  Patient selection should be done via standardised assessment such as the neurological-oncological-mechanical systemic (NOMS) framework; and  The assessment should be carried out by a multidisciplinary team (MDT), which may be inclusive of, but not limited to, radiation oncologists, spine surgeons and interventional radiologists, among others.
Orthopaedics | Spine - Thoracolumbar (TL) and sacral surgery | TL and sacral fusion and fixation implant | TL pedicle screw - Shank, tulip | K2M | MESA Deformity Uniplanar, 6.5 mm x 45 mm | 801-36545M | Standalone | DE0016949 | As per HSA registered indication(s) except for radiolucent implants which should be used as follows:  in patients with primary or metastatic spinal tumours who would benefit from post-operative high dose high precision beam therapy upon appropriate and stringent patient selection;  Patient selection should be done via standardised assessment such as the neurological-oncological-mechanical systemic (NOMS) framework; and  The assessment should be carried out by a multidisciplinary team (MDT), which may be inclusive of, but not limited to, radiation oncologists, spine surgeons and interventional radiologists, among others.
Orthopaedics | Spine - Thoracolumbar (TL) and sacral surgery | TL and sacral fusion and fixation implant | TL pedicle screw - Shank, tulip | K2M | MESA Deformity Uniplanar, 6.5 mm x 50 mm | 801-36550M | Standalone | DE0016949 | As per HSA registered indication(s) except for radiolucent implants which should be used as follows:  in patients with primary or metastatic spinal tumours who would benefit from post-operative high dose high precision beam therapy upon appropriate and stringent patient selection;  Patient selection should be done via standardised assessment such as the neurological-oncological-mechanical systemic (NOMS) framework; and  The assessment should be carried out by a multidisciplinary team (MDT), which may be inclusive of, but not limited to, radiation oncologists, spine surgeons and interventional radiologists, among others.
Orthopaedics | Spine - Thoracolumbar (TL) and sacral surgery | TL and sacral fusion and fixation implant | TL pedicle screw - Shank, tulip | K2M | MESA Deformity Uniplanar, 6.5 mm x 55 mm | 801-36555M | Standalone | DE0016949 | As per HSA registered indication(s) except for radiolucent implants which should be used as follows:  in patients with primary or metastatic spinal tumours who would benefit from post-operative high dose high precision beam therapy upon appropriate and stringent patient selection;  Patient selection should be done via standardised assessment such as the neurological-oncological-mechanical systemic (NOMS) framework; and  The assessment should be carried out by a multidisciplinary team (MDT), which may be inclusive of, but not limited to, radiation oncologists, spine surgeons and interventional radiologists, among others.
Orthopaedics | Spine - Thoracolumbar (TL) and sacral surgery | TL and sacral fusion and fixation implant | TL pedicle screw - Shank, tulip | K2M | MESA Deformity Uniplanar, 7.5 mm x 30 mm | 801-37530M | Standalone | DE0016949 | As per HSA registered indication(s) except for radiolucent implants which should be used as follows:  in patients with primary or metastatic spinal tumours who would benefit from post-operative high dose high precision beam therapy upon appropriate and stringent patient selection;  Patient selection should be done via standardised assessment such as the neurological-oncological-mechanical systemic (NOMS) framework; and  The assessment should be carried out by a multidisciplinary team (MDT), which may be inclusive of, but not limited to, radiation oncologists, spine surgeons and interventional radiologists, among others.
Orthopaedics | Spine - Thoracolumbar (TL) and sacral surgery | TL and sacral fusion and fixation implant | TL pedicle screw - Shank, tulip | K2M | MESA Deformity Uniplanar, 7.5 mm x 35 mm | 801-37535M | Standalone | DE0016949 | As per HSA registered indication(s) except for radiolucent implants which should be used as follows:  in patients with primary or metastatic spinal tumours who would benefit from post-operative high dose high precision beam therapy upon appropriate and stringent patient selection;  Patient selection should be done via standardised assessment such as the neurological-oncological-mechanical systemic (NOMS) framework; and  The assessment should be carried out by a multidisciplinary team (MDT), which may be inclusive of, but not limited to, radiation oncologists, spine surgeons and interventional radiologists, among others.
Orthopaedics | Spine - Thoracolumbar (TL) and sacral surgery | TL and sacral fusion and fixation implant | TL pedicle screw - Shank, tulip | K2M | MESA Deformity Uniplanar, 7.5 mm x 40 mm | 801-37540M | Standalone | DE0016949 | As per HSA registered indication(s) except for radiolucent implants which should be used as follows:  in patients with primary or metastatic spinal tumours who would benefit from post-operative high dose high precision beam therapy upon appropriate and stringent patient selection;  Patient selection should be done via standardised assessment such as the neurological-oncological-mechanical systemic (NOMS) framework; and  The assessment should be carried out by a multidisciplinary team (MDT), which may be inclusive of, but not limited to, radiation oncologists, spine surgeons and interventional radiologists, among others.
Orthopaedics | Spine - Thoracolumbar (TL) and sacral surgery | TL and sacral fusion and fixation implant | TL pedicle screw - Shank, tulip | K2M | MESA Deformity Uniplanar, 7.5 mm x 45 mm | 801-37545M | Standalone | DE0016949 | As per HSA registered indication(s) except for radiolucent implants which should be used as follows:  in patients with primary or metastatic spinal tumours who would benefit from post-operative high dose high precision beam therapy upon appropriate and stringent patient selection;  Patient selection should be done via standardised assessment such as the neurological-oncological-mechanical systemic (NOMS) framework; and  The assessment should be carried out by a multidisciplinary team (MDT), which may be inclusive of, but not limited to, radiation oncologists, spine surgeons and interventional radiologists, among others.
Orthopaedics | Spine - Thoracolumbar (TL) and sacral surgery | TL and sacral fusion and fixation implant | TL pedicle screw - Shank, tulip | K2M | MESA Deformity Uniplanar, 7.5 mm x 50 mm | 801-37550M | Standalone | DE0016949 | As per HSA registered indication(s) except for radiolucent implants which should be used as follows:  in patients with primary or metastatic spinal tumours who would benefit from post-operative high dose high precision beam therapy upon appropriate and stringent patient selection;  Patient selection should be done via standardised assessment such as the neurological-oncological-mechanical systemic (NOMS) framework; and  The assessment should be carried out by a multidisciplinary team (MDT), which may be inclusive of, but not limited to, radiation oncologists, spine surgeons and interventional radiologists, among others.
Orthopaedics | Spine - Thoracolumbar (TL) and sacral surgery | TL and sacral fusion and fixation implant | TL pedicle screw - Shank, tulip | K2M | MESA Deformity Uniplanar, 7.5 mm x 55 mm | 801-37555M | Standalone | DE0016949 | As per HSA registered indication(s) except for radiolucent implants which should be used as follows:  in patients with primary or metastatic spinal tumours who would benefit from post-operative high dose high precision beam therapy upon appropriate and stringent patient selection;  Patient selection should be done via standardised assessment such as the neurological-oncological-mechanical systemic (NOMS) framework; and  The assessment should be carried out by a multidisciplinary team (MDT), which may be inclusive of, but not limited to, radiation oncologists, spine surgeons and interventional radiologists, among others.
Orthopaedics | Spine - Thoracolumbar (TL) and sacral surgery | TL and sacral fusion and fixation implant | TL pedicle screw - Shank, tulip | K2M | MESA Foundation Polyaxial Screw, 4.5 mm x 25 mm | 801-04525D | Standalone | DE0016949 | As per HSA registered indication(s) except for radiolucent implants which should be used as follows:  in patients with primary or metastatic spinal tumours who would benefit from post-operative high dose high precision beam therapy upon appropriate and stringent patient selection;  Patient selection should be done via standardised assessment such as the neurological-oncological-mechanical systemic (NOMS) framework; and  The assessment should be carried out by a multidisciplinary team (MDT), which may be inclusive of, but not limited to, radiation oncologists, spine surgeons and interventional radiologists, among others.
Orthopaedics | Spine - Thoracolumbar (TL) and sacral surgery | TL and sacral fusion and fixation implant | TL pedicle screw - Shank, tulip | K2M | MESA Foundation Polyaxial Screw, 4.5 mm x 30 mm | 801-04530D | Standalone | DE0016949 | As per HSA registered indication(s) except for radiolucent implants which should be used as follows:  in patients with primary or metastatic spinal tumours who would benefit from post-operative high dose high precision beam therapy upon appropriate and stringent patient selection;  Patient selection should be done via standardised assessment such as the neurological-oncological-mechanical systemic (NOMS) framework; and  The assessment should be carried out by a multidisciplinary team (MDT), which may be inclusive of, but not limited to, radiation oncologists, spine surgeons and interventional radiologists, among others.
Orthopaedics | Spine - Thoracolumbar (TL) and sacral surgery | TL and sacral fusion and fixation implant | TL pedicle screw - Shank, tulip | K2M | MESA Foundation Polyaxial Screw, 4.5 mm x 35 mm | 801-04535D | Standalone | DE0016949 | As per HSA registered indication(s) except for radiolucent implants which should be used as follows:  in patients with primary or metastatic spinal tumours who would benefit from post-operative high dose high precision beam therapy upon appropriate and stringent patient selection;  Patient selection should be done via standardised assessment such as the neurological-oncological-mechanical systemic (NOMS) framework; and  The assessment should be carried out by a multidisciplinary team (MDT), which may be inclusive of, but not limited to, radiation oncologists, spine surgeons and interventional radiologists, among others.
Orthopaedics | Spine - Thoracolumbar (TL) and sacral surgery | TL and sacral fusion and fixation implant | TL pedicle screw - Shank, tulip | K2M | MESA Foundation Polyaxial Screw, 4.5 mm x 40 mm | 801-04540D | Standalone | DE0016949 | As per HSA registered indication(s) except for radiolucent implants which should be used as follows:  in patients with primary or metastatic spinal tumours who would benefit from post-operative high dose high precision beam therapy upon appropriate and stringent patient selection;  Patient selection should be done via standardised assessment such as the neurological-oncological-mechanical systemic (NOMS) framework; and  The assessment should be carried out by a multidisciplinary team (MDT), which may be inclusive of, but not limited to, radiation oncologists, spine surgeons and interventional radiologists, among others.
Orthopaedics | Spine - Thoracolumbar (TL) and sacral surgery | TL and sacral fusion and fixation implant | TL pedicle screw - Shank, tulip | K2M | MESA Foundation Polyaxial Screw, 4.5 mm x 45 mm | 801-04545D | Standalone | DE0016949 | As per HSA registered indication(s) except for radiolucent implants which should be used as follows:  in patients with primary or metastatic spinal tumours who would benefit from post-operative high dose high precision beam therapy upon appropriate and stringent patient selection;  Patient selection should be done via standardised assessment such as the neurological-oncological-mechanical systemic (NOMS) framework; and  The assessment should be carried out by a multidisciplinary team (MDT), which may be inclusive of, but not limited to, radiation oncologists, spine surgeons and interventional radiologists, among others.
Orthopaedics | Spine - Thoracolumbar (TL) and sacral surgery | TL and sacral fusion and fixation implant | TL pedicle screw - Shank, tulip | K2M | MESA Foundation Polyaxial Screw, 5.5 mm x 25 mm | 801-05525D | Standalone | DE0016949 | As per HSA registered indication(s) except for radiolucent implants which should be used as follows:  in patients with primary or metastatic spinal tumours who would benefit from post-operative high dose high precision beam therapy upon appropriate and stringent patient selection;  Patient selection should be done via standardised assessment such as the neurological-oncological-mechanical systemic (NOMS) framework; and  The assessment should be carried out by a multidisciplinary team (MDT), which may be inclusive of, but not limited to, radiation oncologists, spine surgeons and interventional radiologists, among others.
Orthopaedics | Spine - Thoracolumbar (TL) and sacral surgery | TL and sacral fusion and fixation implant | TL pedicle screw - Shank, tulip | K2M | MESA Foundation Polyaxial Screw, 5.5 mm x 30 mm | 801-05530D | Standalone | DE0016949 | As per HSA registered indication(s) except for radiolucent implants which should be used as follows:  in patients with primary or metastatic spinal tumours who would benefit from post-operative high dose high precision beam therapy upon appropriate and stringent patient selection;  Patient selection should be done via standardised assessment such as the neurological-oncological-mechanical systemic (NOMS) framework; and  The assessment should be carried out by a multidisciplinary team (MDT), which may be inclusive of, but not limited to, radiation oncologists, spine surgeons and interventional radiologists, among others.
Orthopaedics | Spine - Thoracolumbar (TL) and sacral surgery | TL and sacral fusion and fixation implant | TL pedicle screw - Shank, tulip | K2M | MESA Foundation Polyaxial Screw, 5.5 mm x 35 mm | 801-05535D | Standalone | DE0016949 | As per HSA registered indication(s) except for radiolucent implants which should be used as follows:  in patients with primary or metastatic spinal tumours who would benefit from post-operative high dose high precision beam therapy upon appropriate and stringent patient selection;  Patient selection should be done via standardised assessment such as the neurological-oncological-mechanical systemic (NOMS) framework; and  The assessment should be carried out by a multidisciplinary team (MDT), which may be inclusive of, but not limited to, radiation oncologists, spine surgeons and interventional radiologists, among others.
Orthopaedics | Spine - Thoracolumbar (TL) and sacral surgery | TL and sacral fusion and fixation implant | TL pedicle screw - Shank, tulip | K2M | MESA Foundation Polyaxial Screw, 5.5 mm x 40 mm | 801-05540D | Standalone | DE0016949 | As per HSA registered indication(s) except for radiolucent implants which should be used as follows:  in patients with primary or metastatic spinal tumours who would benefit from post-operative high dose high precision beam therapy upon appropriate and stringent patient selection;  Patient selection should be done via standardised assessment such as the neurological-oncological-mechanical systemic (NOMS) framework; and  The assessment should be carried out by a multidisciplinary team (MDT), which may be inclusive of, but not limited to, radiation oncologists, spine surgeons and interventional radiologists, among others.
Orthopaedics | Spine - Thoracolumbar (TL) and sacral surgery | TL and sacral fusion and fixation implant | TL pedicle screw - Shank, tulip | K2M | MESA Foundation Polyaxial Screw, 5.5 mm x 45 mm | 801-05545D | Standalone | DE0016949 | As per HSA registered indication(s) except for radiolucent implants which should be used as follows:  in patients with primary or metastatic spinal tumours who would benefit from post-operative high dose high precision beam therapy upon appropriate and stringent patient selection;  Patient selection should be done via standardised assessment such as the neurological-oncological-mechanical systemic (NOMS) framework; and  The assessment should be carried out by a multidisciplinary team (MDT), which may be inclusive of, but not limited to, radiation oncologists, spine surgeons and interventional radiologists, among others.
Orthopaedics | Spine - Thoracolumbar (TL) and sacral surgery | TL and sacral fusion and fixation implant | TL pedicle screw - Shank, tulip | K2M | MESA Foundation Polyaxial Screw, 5.5 mm x 50 mm | 801-05550D | Standalone | DE0016949 | As per HSA registered indication(s) except for radiolucent implants which should be used as follows:  in patients with primary or metastatic spinal tumours who would benefit from post-operative high dose high precision beam therapy upon appropriate and stringent patient selection;  Patient selection should be done via standardised assessment such as the neurological-oncological-mechanical systemic (NOMS) framework; and  The assessment should be carried out by a multidisciplinary team (MDT), which may be inclusive of, but not limited to, radiation oncologists, spine surgeons and interventional radiologists, among others.
Orthopaedics | Spine - Thoracolumbar (TL) and sacral surgery | TL and sacral fusion and fixation implant | TL pedicle screw - Shank, tulip | K2M | MESA Foundation Polyaxial Screw, 5.5 mm x 55 mm | 801-05555D | Standalone | DE0016949 | As per HSA registered indication(s) except for radiolucent implants which should be used as follows:  in patients with primary or metastatic spinal tumours who would benefit from post-operative high dose high precision beam therapy upon appropriate and stringent patient selection;  Patient selection should be done via standardised assessment such as the neurological-oncological-mechanical systemic (NOMS) framework; and  The assessment should be carried out by a multidisciplinary team (MDT), which may be inclusive of, but not limited to, radiation oncologists, spine surgeons and interventional radiologists, among others.
Orthopaedics | Spine - Thoracolumbar (TL) and sacral surgery | TL and sacral fusion and fixation implant | TL pedicle screw - Shank, tulip | K2M | MESA Foundation Polyaxial Screw, 6.5 mm x 30 mm | 801-06530D | Standalone | DE0016949 | As per HSA registered indication(s) except for radiolucent implants which should be used as follows:  in patients with primary or metastatic spinal tumours who would benefit from post-operative high dose high precision beam therapy upon appropriate and stringent patient selection;  Patient selection should be done via standardised assessment such as the neurological-oncological-mechanical systemic (NOMS) framework; and  The assessment should be carried out by a multidisciplinary team (MDT), which may be inclusive of, but not limited to, radiation oncologists, spine surgeons and interventional radiologists, among others.
Orthopaedics | Spine - Thoracolumbar (TL) and sacral surgery | TL and sacral fusion and fixation implant | TL pedicle screw - Shank, tulip | K2M | MESA Foundation Polyaxial Screw, 6.5 mm x 35 mm | 801-06535D | Standalone | DE0016949 | As per HSA registered indication(s) except for radiolucent implants which should be used as follows:  in patients with primary or metastatic spinal tumours who would benefit from post-operative high dose high precision beam therapy upon appropriate and stringent patient selection;  Patient selection should be done via standardised assessment such as the neurological-oncological-mechanical systemic (NOMS) framework; and  The assessment should be carried out by a multidisciplinary team (MDT), which may be inclusive of, but not limited to, radiation oncologists, spine surgeons and interventional radiologists, among others.
Orthopaedics | Spine - Thoracolumbar (TL) and sacral surgery | TL and sacral fusion and fixation implant | TL pedicle screw - Shank, tulip | K2M | MESA Foundation Polyaxial Screw, 6.5 mm x 40 mm | 801-06540D | Standalone | DE0016949 | As per HSA registered indication(s) except for radiolucent implants which should be used as follows:  in patients with primary or metastatic spinal tumours who would benefit from post-operative high dose high precision beam therapy upon appropriate and stringent patient selection;  Patient selection should be done via standardised assessment such as the neurological-oncological-mechanical systemic (NOMS) framework; and  The assessment should be carried out by a multidisciplinary team (MDT), which may be inclusive of, but not limited to, radiation oncologists, spine surgeons and interventional radiologists, among others.
Orthopaedics | Spine - Thoracolumbar (TL) and sacral surgery | TL and sacral fusion and fixation implant | TL pedicle screw - Shank, tulip | K2M | MESA Foundation Polyaxial Screw, 6.5 mm x 45 mm | 801-06545D | Standalone | DE0016949 | As per HSA registered indication(s) except for radiolucent implants which should be used as follows:  in patients with primary or metastatic spinal tumours who would benefit from post-operative high dose high precision beam therapy upon appropriate and stringent patient selection;  Patient selection should be done via standardised assessment such as the neurological-oncological-mechanical systemic (NOMS) framework; and  The assessment should be carried out by a multidisciplinary team (MDT), which may be inclusive of, but not limited to, radiation oncologists, spine surgeons and interventional radiologists, among others.
Orthopaedics | Spine - Thoracolumbar (TL) and sacral surgery | TL and sacral fusion and fixation implant | TL pedicle screw - Shank, tulip | K2M | MESA Foundation Polyaxial Screw, 6.5 mm x 50 mm | 801-06550D | Standalone | DE0016949 | As per HSA registered indication(s) except for radiolucent implants which should be used as follows:  in patients with primary or metastatic spinal tumours who would benefit from post-operative high dose high precision beam therapy upon appropriate and stringent patient selection;  Patient selection should be done via standardised assessment such as the neurological-oncological-mechanical systemic (NOMS) framework; and  The assessment should be carried out by a multidisciplinary team (MDT), which may be inclusive of, but not limited to, radiation oncologists, spine surgeons and interventional radiologists, among others.
Orthopaedics | Spine - Thoracolumbar (TL) and sacral surgery | TL and sacral fusion and fixation implant | TL pedicle screw - Shank, tulip | K2M | MESA Foundation Polyaxial Screw, 6.5 mm x 55 mm | 801-06555D | Standalone | DE0016949 | As per HSA registered indication(s) except for radiolucent implants which should be used as follows:  in patients with primary or metastatic spinal tumours who would benefit from post-operative high dose high precision beam therapy upon appropriate and stringent patient selection;  Patient selection should be done via standardised assessment such as the neurological-oncological-mechanical systemic (NOMS) framework; and  The assessment should be carried out by a multidisciplinary team (MDT), which may be inclusive of, but not limited to, radiation oncologists, spine surgeons and interventional radiologists, among others.
Orthopaedics | Spine - Thoracolumbar (TL) and sacral surgery | TL and sacral fusion and fixation implant | TL pedicle screw - Shank, tulip | K2M | MESA Foundation Polyaxial Screw, 6.5 mm x 60 mm | 801-06560D | Standalone | DE0016949 | As per HSA registered indication(s) except for radiolucent implants which should be used as follows:  in patients with primary or metastatic spinal tumours who would benefit from post-operative high dose high precision beam therapy upon appropriate and stringent patient selection;  Patient selection should be done via standardised assessment such as the neurological-oncological-mechanical systemic (NOMS) framework; and  The assessment should be carried out by a multidisciplinary team (MDT), which may be inclusive of, but not limited to, radiation oncologists, spine surgeons and interventional radiologists, among others.
Orthopaedics | Spine - Thoracolumbar (TL) and sacral surgery | TL and sacral fusion and fixation implant | TL pedicle screw - Shank, tulip | K2M | MESA Foundation Polyaxial Screw, 7.5 mm x 30 mm | 801-07530D | Standalone | DE0016949 | As per HSA registered indication(s) except for radiolucent implants which should be used as follows:  in patients with primary or metastatic spinal tumours who would benefit from post-operative high dose high precision beam therapy upon appropriate and stringent patient selection;  Patient selection should be done via standardised assessment such as the neurological-oncological-mechanical systemic (NOMS) framework; and  The assessment should be carried out by a multidisciplinary team (MDT), which may be inclusive of, but not limited to, radiation oncologists, spine surgeons and interventional radiologists, among others.
Orthopaedics | Spine - Thoracolumbar (TL) and sacral surgery | TL and sacral fusion and fixation implant | TL pedicle screw - Shank, tulip | K2M | MESA Foundation Polyaxial Screw, 7.5 mm x 35 mm | 801-07535D | Standalone | DE0016949 | As per HSA registered indication(s) except for radiolucent implants which should be used as follows:  in patients with primary or metastatic spinal tumours who would benefit from post-operative high dose high precision beam therapy upon appropriate and stringent patient selection;  Patient selection should be done via standardised assessment such as the neurological-oncological-mechanical systemic (NOMS) framework; and  The assessment should be carried out by a multidisciplinary team (MDT), which may be inclusive of, but not limited to, radiation oncologists, spine surgeons and interventional radiologists, among others.
Orthopaedics | Spine - Thoracolumbar (TL) and sacral surgery | TL and sacral fusion and fixation implant | TL pedicle screw - Shank, tulip | K2M | MESA Foundation Polyaxial Screw, 7.5 mm x 40 mm | 801-07540D | Standalone | DE0016949 | As per HSA registered indication(s) except for radiolucent implants which should be used as follows:  in patients with primary or metastatic spinal tumours who would benefit from post-operative high dose high precision beam therapy upon appropriate and stringent patient selection;  Patient selection should be done via standardised assessment such as the neurological-oncological-mechanical systemic (NOMS) framework; and  The assessment should be carried out by a multidisciplinary team (MDT), which may be inclusive of, but not limited to, radiation oncologists, spine surgeons and interventional radiologists, among others.
Orthopaedics | Spine - Thoracolumbar (TL) and sacral surgery | TL and sacral fusion and fixation implant | TL pedicle screw - Shank, tulip | K2M | MESA Foundation Polyaxial Screw, 7.5 mm x 45 mm | 801-07545D | Standalone | DE0016949 | As per HSA registered indication(s) except for radiolucent implants which should be used as follows:  in patients with primary or metastatic spinal tumours who would benefit from post-operative high dose high precision beam therapy upon appropriate and stringent patient selection;  Patient selection should be done via standardised assessment such as the neurological-oncological-mechanical systemic (NOMS) framework; and  The assessment should be carried out by a multidisciplinary team (MDT), which may be inclusive of, but not limited to, radiation oncologists, spine surgeons and interventional radiologists, among others.
Orthopaedics | Spine - Thoracolumbar (TL) and sacral surgery | TL and sacral fusion and fixation implant | TL pedicle screw - Shank, tulip | K2M | MESA Foundation Polyaxial Screw, 7.5 mm x 50 mm | 801-07550D | Standalone | DE0016949 | As per HSA registered indication(s) except for radiolucent implants which should be used as follows:  in patients with primary or metastatic spinal tumours who would benefit from post-operative high dose high precision beam therapy upon appropriate and stringent patient selection;  Patient selection should be done via standardised assessment such as the neurological-oncological-mechanical systemic (NOMS) framework; and  The assessment should be carried out by a multidisciplinary team (MDT), which may be inclusive of, but not limited to, radiation oncologists, spine surgeons and interventional radiologists, among others.
Orthopaedics | Spine - Thoracolumbar (TL) and sacral surgery | TL and sacral fusion and fixation implant | TL pedicle screw - Shank, tulip | K2M | MESA Foundation Polyaxial Screw, 7.5 mm x 55 mm | 801-07555D | Standalone | DE0016949 | As per HSA registered indication(s) except for radiolucent implants which should be used as follows:  in patients with primary or metastatic spinal tumours who would benefit from post-operative high dose high precision beam therapy upon appropriate and stringent patient selection;  Patient selection should be done via standardised assessment such as the neurological-oncological-mechanical systemic (NOMS) framework; and  The assessment should be carried out by a multidisciplinary team (MDT), which may be inclusive of, but not limited to, radiation oncologists, spine surgeons and interventional radiologists, among others.
Orthopaedics | Spine - Thoracolumbar (TL) and sacral surgery | TL and sacral fusion and fixation implant | TL pedicle screw - Shank, tulip | K2M | MESA Foundation Polyaxial Screw, 7.5 mm x 60 mm | 801-07560D | Standalone | DE0016949 | As per HSA registered indication(s) except for radiolucent implants which should be used as follows:  in patients with primary or metastatic spinal tumours who would benefit from post-operative high dose high precision beam therapy upon appropriate and stringent patient selection;  Patient selection should be done via standardised assessment such as the neurological-oncological-mechanical systemic (NOMS) framework; and  The assessment should be carried out by a multidisciplinary team (MDT), which may be inclusive of, but not limited to, radiation oncologists, spine surgeons and interventional radiologists, among others.
Orthopaedics | Spine - Thoracolumbar (TL) and sacral surgery | TL and sacral fusion and fixation implant | TL pedicle screw - Shank, tulip | K2M | MESA Foundation Screw, 6.5 x 65 mm | 801-06565D | Standalone | DE0016949 | As per HSA registered indication(s) except for radiolucent implants which should be used as follows:  in patients with primary or metastatic spinal tumours who would benefit from post-operative high dose high precision beam therapy upon appropriate and stringent patient selection;  Patient selection should be done via standardised assessment such as the neurological-oncological-mechanical systemic (NOMS) framework; and  The assessment should be carried out by a multidisciplinary team (MDT), which may be inclusive of, but not limited to, radiation oncologists, spine surgeons and interventional radiologists, among others.
Orthopaedics | Spine - Thoracolumbar (TL) and sacral surgery | TL and sacral fusion and fixation implant | TL pedicle screw - Shank, tulip | K2M | MESA Foundation Screw, 6.5 x 70 mm | 801-06570D | Standalone | DE0016949 | As per HSA registered indication(s) except for radiolucent implants which should be used as follows:  in patients with primary or metastatic spinal tumours who would benefit from post-operative high dose high precision beam therapy upon appropriate and stringent patient selection;  Patient selection should be done via standardised assessment such as the neurological-oncological-mechanical systemic (NOMS) framework; and  The assessment should be carried out by a multidisciplinary team (MDT), which may be inclusive of, but not limited to, radiation oncologists, spine surgeons and interventional radiologists, among others.
Orthopaedics | Spine - Thoracolumbar (TL) and sacral surgery | TL and sacral fusion and fixation implant | TL pedicle screw - Shank, tulip | K2M | MESA Foundation Screw, 6.5 x 80 mm | 801-06580D | Standalone | DE0016949 | As per HSA registered indication(s) except for radiolucent implants which should be used as follows:  in patients with primary or metastatic spinal tumours who would benefit from post-operative high dose high precision beam therapy upon appropriate and stringent patient selection;  Patient selection should be done via standardised assessment such as the neurological-oncological-mechanical systemic (NOMS) framework; and  The assessment should be carried out by a multidisciplinary team (MDT), which may be inclusive of, but not limited to, radiation oncologists, spine surgeons and interventional radiologists, among others.
Orthopaedics | Spine - Thoracolumbar (TL) and sacral surgery | TL and sacral fusion and fixation implant | TL pedicle screw - Shank, tulip | K2M | MESA Foundation Screw, 6.5 x 90 mm | 801-06590D | Standalone | DE0016949 | As per HSA registered indication(s) except for radiolucent implants which should be used as follows:  in patients with primary or metastatic spinal tumours who would benefit from post-operative high dose high precision beam therapy upon appropriate and stringent patient selection;  Patient selection should be done via standardised assessment such as the neurological-oncological-mechanical systemic (NOMS) framework; and  The assessment should be carried out by a multidisciplinary team (MDT), which may be inclusive of, but not limited to, radiation oncologists, spine surgeons and interventional radiologists, among others.
Orthopaedics | Spine - Thoracolumbar (TL) and sacral surgery | TL and sacral fusion and fixation implant | TL pedicle screw - Shank, tulip | K2M | MESA Foundation Screw, 7.5 x 65 mm | 801-07565D | Standalone | DE0016949 | As per HSA registered indication(s) except for radiolucent implants which should be used as follows:  in patients with primary or metastatic spinal tumours who would benefit from post-operative high dose high precision beam therapy upon appropriate and stringent patient selection;  Patient selection should be done via standardised assessment such as the neurological-oncological-mechanical systemic (NOMS) framework; and  The assessment should be carried out by a multidisciplinary team (MDT), which may be inclusive of, but not limited to, radiation oncologists, spine surgeons and interventional radiologists, among others.
Orthopaedics | Spine - Thoracolumbar (TL) and sacral surgery | TL and sacral fusion and fixation implant | TL pedicle screw - Shank, tulip | K2M | MESA Foundation Screw, 7.5 x 70 mm | 801-07570D | Standalone | DE0016949 | As per HSA registered indication(s) except for radiolucent implants which should be used as follows:  in patients with primary or metastatic spinal tumours who would benefit from post-operative high dose high precision beam therapy upon appropriate and stringent patient selection;  Patient selection should be done via standardised assessment such as the neurological-oncological-mechanical systemic (NOMS) framework; and  The assessment should be carried out by a multidisciplinary team (MDT), which may be inclusive of, but not limited to, radiation oncologists, spine surgeons and interventional radiologists, among others.
Orthopaedics | Spine - Thoracolumbar (TL) and sacral surgery | TL and sacral fusion and fixation implant | TL pedicle screw - Shank, tulip | K2M | MESA Foundation Screw, 7.5 x 80 mm | 801-07580D | Standalone | DE0016949 | As per HSA registered indication(s) except for radiolucent implants which should be used as follows:  in patients with primary or metastatic spinal tumours who would benefit from post-operative high dose high precision beam therapy upon appropriate and stringent patient selection;  Patient selection should be done via standardised assessment such as the neurological-oncological-mechanical systemic (NOMS) framework; and  The assessment should be carried out by a multidisciplinary team (MDT), which may be inclusive of, but not limited to, radiation oncologists, spine surgeons and interventional radiologists, among others.
Orthopaedics | Spine - Thoracolumbar (TL) and sacral surgery | TL and sacral fusion and fixation implant | TL pedicle screw - Shank, tulip | K2M | MESA Foundation Screw, 7.5 x 90 mm | 801-07590D | Standalone | DE0016949 | As per HSA registered indication(s) except for radiolucent implants which should be used as follows:  in patients with primary or metastatic spinal tumours who would benefit from post-operative high dose high precision beam therapy upon appropriate and stringent patient selection;  Patient selection should be done via standardised assessment such as the neurological-oncological-mechanical systemic (NOMS) framework; and  The assessment should be carried out by a multidisciplinary team (MDT), which may be inclusive of, but not limited to, radiation oncologists, spine surgeons and interventional radiologists, among others.
Orthopaedics | Spine - Thoracolumbar (TL) and sacral surgery | TL and sacral fusion and fixation implant | TL pedicle screw - Shank, tulip | K2M | MESA Foundation Screw, 8.5 x 65 mm | 801-08565D | Standalone | DE0016949 | As per HSA registered indication(s) except for radiolucent implants which should be used as follows:  in patients with primary or metastatic spinal tumours who would benefit from post-operative high dose high precision beam therapy upon appropriate and stringent patient selection;  Patient selection should be done via standardised assessment such as the neurological-oncological-mechanical systemic (NOMS) framework; and  The assessment should be carried out by a multidisciplinary team (MDT), which may be inclusive of, but not limited to, radiation oncologists, spine surgeons and interventional radiologists, among others.
Orthopaedics | Spine - Thoracolumbar (TL) and sacral surgery | TL and sacral fusion and fixation implant | TL pedicle screw - Shank, tulip | K2M | MESA Foundation Screw, 8.5 x 70 mm | 801-08570D | Standalone | DE0016949 | As per HSA registered indication(s) except for radiolucent implants which should be used as follows:  in patients with primary or metastatic spinal tumours who would benefit from post-operative high dose high precision beam therapy upon appropriate and stringent patient selection;  Patient selection should be done via standardised assessment such as the neurological-oncological-mechanical systemic (NOMS) framework; and  The assessment should be carried out by a multidisciplinary team (MDT), which may be inclusive of, but not limited to, radiation oncologists, spine surgeons and interventional radiologists, among others.
Orthopaedics | Spine - Thoracolumbar (TL) and sacral surgery | TL and sacral fusion and fixation implant | TL pedicle screw - Shank, tulip | K2M | MESA Foundation Screw, 8.5 x 80 mm | 801-08580D | Standalone | DE0016949 | As per HSA registered indication(s) except for radiolucent implants which should be used as follows:  in patients with primary or metastatic spinal tumours who would benefit from post-operative high dose high precision beam therapy upon appropriate and stringent patient selection;  Patient selection should be done via standardised assessment such as the neurological-oncological-mechanical systemic (NOMS) framework; and  The assessment should be carried out by a multidisciplinary team (MDT), which may be inclusive of, but not limited to, radiation oncologists, spine surgeons and interventional radiologists, among others.
Orthopaedics | Spine - Thoracolumbar (TL) and sacral surgery | TL and sacral fusion and fixation implant | TL pedicle screw - Shank, tulip | K2M | MESA Foundation Screw, 8.5 x 90 mm | 801-08590D | Standalone | DE0016949 | As per HSA registered indication(s) except for radiolucent implants which should be used as follows:  in patients with primary or metastatic spinal tumours who would benefit from post-operative high dose high precision beam therapy upon appropriate and stringent patient selection;  Patient selection should be done via standardised assessment such as the neurological-oncological-mechanical systemic (NOMS) framework; and  The assessment should be carried out by a multidisciplinary team (MDT), which may be inclusive of, but not limited to, radiation oncologists, spine surgeons and interventional radiologists, among others.
Orthopaedics | Spine - Thoracolumbar (TL) and sacral surgery | TL and sacral fusion and fixation implant | TL rod connector system excluding locking screw | K2M | MESA Rail-Rod Adjustable Transverse Connector, L | 801-75169H | Standalone | DE0016949 | As per HSA registered indication(s)
Orthopaedics | Spine - Thoracolumbar (TL) and sacral surgery | TL and sacral fusion and fixation implant | TL rod connector system excluding locking screw | K2M | MESA Rail-Rod Adjustable Transverse Connector, M | 801-74353H | Standalone | DE0016949 | As per HSA registered indication(s)
Orthopaedics | Spine - Thoracolumbar (TL) and sacral surgery | TL and sacral fusion and fixation implant | TL rod connector system excluding locking screw | K2M | MESA Rail-Rod Adjustable Transverse Connector, S | 801-73844H | Standalone | DE0016949 | As per HSA registered indication(s)
Orthopaedics | Spine - Thoracolumbar (TL) and sacral surgery | TL and sacral fusion and fixation implant | TL rod connector system excluding locking screw | K2M | MESA Rail-Rod Adjustable Transverse Connector, XL | 801-76590H | Standalone | DE0016949 | As per HSA registered indication(s)
Orthopaedics | Spine - Thoracolumbar (TL) and sacral surgery | TL and sacral fusion and fixation implant | TL rod connector system excluding locking screw | K2M | MESA Rail-Rod Adjustable Transverse Connector, XS | 801-73539H | Standalone | DE0016949 | As per HSA registered indication(s)
Orthopaedics | Spine - Thoracolumbar (TL) and sacral surgery | TL and sacral fusion and fixation implant | TL rod connector system excluding locking screw | K2M | MESA Rail-Rod Semi-Adjust Transverse Connector, 23 mm | 801-70023AH | Standalone | DE0016949 | As per HSA registered indication(s)
Orthopaedics | Spine - Thoracolumbar (TL) and sacral surgery | TL and sacral fusion and fixation implant | TL rod connector system excluding locking screw | K2M | MESA Rail-Rod Semi-Adjust Transverse Connector, 25 mm | 801-70025AH | Standalone | DE0016949 | As per HSA registered indication(s)
Orthopaedics | Spine - Thoracolumbar (TL) and sacral surgery | TL and sacral fusion and fixation implant | TL rod connector system excluding locking screw | K2M | MESA Rail-Rod Semi-Adjust Transverse Connector, 27 mm | 801-70027AH | Standalone | DE0016949 | As per HSA registered indication(s)
Orthopaedics | Spine - Thoracolumbar (TL) and sacral surgery | TL and sacral fusion and fixation implant | TL rod connector system excluding locking screw | K2M | MESA Rail-Rod Semi-Adjust Transverse Connector, 29 mm | 801-70029AH | Standalone | DE0016949 | As per HSA registered indication(s)
Orthopaedics | Spine - Thoracolumbar (TL) and sacral surgery | TL and sacral fusion and fixation implant | TL rod connector system excluding locking screw | K2M | MESA Rail-Rod Semi-Adjust Transverse Connector, 31 mm | 801-70031AH | Standalone | DE0016949 | As per HSA registered indication(s)
Orthopaedics | Spine - Thoracolumbar (TL) and sacral surgery | TL and sacral fusion and fixation implant | TL rod connector system excluding locking screw | K2M | MESA Rail-Rod Semi-Adjust Transverse Connector, 33 mm | 801-70033AH | Standalone | DE0016949 | As per HSA registered indication(s)
Orthopaedics | Spine - Thoracolumbar (TL) and sacral surgery | TL mesh cage | TL mesh cage endplate | MEDTRONIC | MESH 905-399 PYRM 25MM ROUND END CAP | 905-399 | Standalone | DE0000757 | As per HSA registered indication(s)
Orthopaedics | Spine - Thoracolumbar (TL) and sacral surgery | TL mesh cage | TL mesh cage core | NuVasive Inc. | Mesh, 10x10mm | 1007637 | Standalone | DE0006359 | As per HSA registered indication(s)
Orthopaedics | Spine - Thoracolumbar (TL) and sacral surgery | TL mesh cage | TL mesh cage core | NuVasive Inc. | Mesh, 10x12mm | 1007639 | Standalone | DE0006359 | As per HSA registered indication(s)
Orthopaedics | Spine - Thoracolumbar (TL) and sacral surgery | TL mesh cage | TL mesh cage core | NuVasive Inc. | Mesh, 10x14mm | 1007640 | Standalone | DE0006359 | As per HSA registered indication(s)
Orthopaedics | Spine - Thoracolumbar (TL) and sacral surgery | TL mesh cage | TL mesh cage core | NuVasive Inc. | Mesh, 10x50mm | 1007643 | Standalone | DE0006359 | As per HSA registered indication(s)
Orthopaedics | Spine - Thoracolumbar (TL) and sacral surgery | TL mesh cage | TL mesh cage core | NuVasive Inc. | Mesh, 10x6mm | 1007633 | Standalone | DE0006359 | As per HSA registered indication(s)
Orthopaedics | Spine - Thoracolumbar (TL) and sacral surgery | TL mesh cage | TL mesh cage core | NuVasive Inc. | Mesh, 10x7mm | 1007634 | Standalone | DE0006359 | As per HSA registered indication(s)
Orthopaedics | Spine - Thoracolumbar (TL) and sacral surgery | TL mesh cage | TL mesh cage core | NuVasive Inc. | Mesh, 10x8mm | 1007635 | Standalone | DE0006359 | As per HSA registered indication(s)
Orthopaedics | Spine - Thoracolumbar (TL) and sacral surgery | TL mesh cage | TL mesh cage core | NuVasive Inc. | Mesh, 10x9mm | 1007636 | Standalone | DE0006359 | As per HSA registered indication(s)
Orthopaedics | Spine - Thoracolumbar (TL) and sacral surgery | TL mesh cage | TL mesh cage core | NuVasive Inc. | Mesh, 12x10mm | 1007657 | Standalone | DE0006359 | As per HSA registered indication(s)
Orthopaedics | Spine - Thoracolumbar (TL) and sacral surgery | TL mesh cage | TL mesh cage core | NuVasive Inc. | Mesh, 12x12mm | 1007659 | Standalone | DE0006359 | As per HSA registered indication(s)
Orthopaedics | Spine - Thoracolumbar (TL) and sacral surgery | TL mesh cage | TL mesh cage core | NuVasive Inc. | Mesh, 12x14mm | 1007660 | Standalone | DE0006359 | As per HSA registered indication(s)
Orthopaedics | Spine - Thoracolumbar (TL) and sacral surgery | TL mesh cage | TL mesh cage core | NuVasive Inc. | Mesh, 12x50mm | 1007663 | Standalone | DE0006359 | As per HSA registered indication(s)
Orthopaedics | Spine - Thoracolumbar (TL) and sacral surgery | TL mesh cage | TL mesh cage core | NuVasive Inc. | Mesh, 12x6mm | 1007653 | Standalone | DE0006359 | As per HSA registered indication(s)
Orthopaedics | Spine - Thoracolumbar (TL) and sacral surgery | TL mesh cage | TL mesh cage core | NuVasive Inc. | Mesh, 12x7mm | 1007654 | Standalone | DE0006359 | As per HSA registered indication(s)
Orthopaedics | Spine - Thoracolumbar (TL) and sacral surgery | TL mesh cage | TL mesh cage core | NuVasive Inc. | Mesh, 12x8mm | 1007655 | Standalone | DE0006359 | As per HSA registered indication(s)
Orthopaedics | Spine - Thoracolumbar (TL) and sacral surgery | TL mesh cage | TL mesh cage core | NuVasive Inc. | Mesh, 12x9mm | 1007656 | Standalone | DE0006359 | As per HSA registered indication(s)
Orthopaedics | Spine - Thoracolumbar (TL) and sacral surgery | TL mesh cage | TL mesh cage core | NuVasive Inc. | Mesh, 14x10mm | 1007677 | Standalone | DE0006359 | As per HSA registered indication(s)
Orthopaedics | Spine - Thoracolumbar (TL) and sacral surgery | TL mesh cage | TL mesh cage core | NuVasive Inc. | Mesh, 14x12mm | 1007679 | Standalone | DE0006359 | As per HSA registered indication(s)
Orthopaedics | Spine - Thoracolumbar (TL) and sacral surgery | TL mesh cage | TL mesh cage core | NuVasive Inc. | Mesh, 14x14mm | 1007680 | Standalone | DE0006359 | As per HSA registered indication(s)
Orthopaedics | Spine - Thoracolumbar (TL) and sacral surgery | TL mesh cage | TL mesh cage core | NuVasive Inc. | Mesh, 14x50mm | 1007683 | Standalone | DE0006359 | As per HSA registered indication(s)
Orthopaedics | Spine - Thoracolumbar (TL) and sacral surgery | TL mesh cage | TL mesh cage core | NuVasive Inc. | Mesh, 14x6mm | 1007673 | Standalone | DE0006359 | As per HSA registered indication(s)
Orthopaedics | Spine - Thoracolumbar (TL) and sacral surgery | TL mesh cage | TL mesh cage core | NuVasive Inc. | Mesh, 14x7mm | 1007674 | Standalone | DE0006359 | As per HSA registered indication(s)
Orthopaedics | Spine - Thoracolumbar (TL) and sacral surgery | TL mesh cage | TL mesh cage core | NuVasive Inc. | Mesh, 14x8mm | 1007675 | Standalone | DE0006359 | As per HSA registered indication(s)
Orthopaedics | Spine - Thoracolumbar (TL) and sacral surgery | TL mesh cage | TL mesh cage core | NuVasive Inc. | Mesh, 14x9mm | 1007676 | Standalone | DE0006359 | As per HSA registered indication(s)
Orthopaedics | Spine - Thoracolumbar (TL) and sacral surgery | TL mesh cage | TL mesh cage core | NuVasive Inc. | Mesh, 16x10mm | 1007697 | Standalone | DE0006359 | As per HSA registered indication(s)
Orthopaedics | Spine - Thoracolumbar (TL) and sacral surgery | TL mesh cage | TL mesh cage core | NuVasive Inc. | Mesh, 16x12mm | 1007699 | Standalone | DE0006359 | As per HSA registered indication(s)
Orthopaedics | Spine - Thoracolumbar (TL) and sacral surgery | TL mesh cage | TL mesh cage core | NuVasive Inc. | Mesh, 16x14mm | 1007700 | Standalone | DE0006359 | As per HSA registered indication(s)
Orthopaedics | Spine - Thoracolumbar (TL) and sacral surgery | TL mesh cage | TL mesh cage core | NuVasive Inc. | Mesh, 16x50mm | 1007703 | Standalone | DE0006359 | As per HSA registered indication(s)
Orthopaedics | Spine - Thoracolumbar (TL) and sacral surgery | TL mesh cage | TL mesh cage core | NuVasive Inc. | Mesh, 16x6mm | 1007693 | Standalone | DE0006359 | As per HSA registered indication(s)
Orthopaedics | Spine - Thoracolumbar (TL) and sacral surgery | TL mesh cage | TL mesh cage core | NuVasive Inc. | Mesh, 16x7mm | 1007694 | Standalone | DE0006359 | As per HSA registered indication(s)
Orthopaedics | Spine - Thoracolumbar (TL) and sacral surgery | TL mesh cage | TL mesh cage core | NuVasive Inc. | Mesh, 16x8mm | 1007695 | Standalone | DE0006359 | As per HSA registered indication(s)
Orthopaedics | Spine - Thoracolumbar (TL) and sacral surgery | TL mesh cage | TL mesh cage core | NuVasive Inc. | Mesh, 16x90mm | 1007704 | Standalone | DE0006359 | As per HSA registered indication(s)
Orthopaedics | Spine - Thoracolumbar (TL) and sacral surgery | TL mesh cage | TL mesh cage core | NuVasive Inc. | Mesh, 16x9mm | 1007696 | Standalone | DE0006359 | As per HSA registered indication(s)
Orthopaedics | Spine - Thoracolumbar (TL) and sacral surgery | TL mesh cage | TL mesh cage core | NuVasive Inc. | Mesh, 20x30mm | 1011132 | Standalone | DE0006359 | As per HSA registered indication(s)
Orthopaedics | Spine - Thoracolumbar (TL) and sacral surgery | TL mesh cage | TL mesh cage core | NuVasive Inc. | Mesh, 20x60mm | 1011134 | Standalone | DE0006359 | As per HSA registered indication(s)
Orthopaedics | Spine - Thoracolumbar (TL) and sacral surgery | TL mesh cage | TL mesh cage core | NuVasive Inc. | Mesh, 20x90mm | 1011135 | Standalone | DE0006359 | As per HSA registered indication(s)
Orthopaedics | Spine - Thoracolumbar (TL) and sacral surgery | TL mesh cage | TL mesh cage core | NuVasive Inc. | Mesh, 24x30mm | 1011152 | Standalone | DE0006359 | As per HSA registered indication(s)
Orthopaedics | Spine - Thoracolumbar (TL) and sacral surgery | TL mesh cage | TL mesh cage core | NuVasive Inc. | Mesh, 24x60mm | 1011154 | Standalone | DE0006359 | As per HSA registered indication(s)
Orthopaedics | Spine - Thoracolumbar (TL) and sacral surgery | TL mesh cage | TL mesh cage core | NuVasive Inc. | Mesh, 24x90mm | 1011155 | Standalone | DE0006359 | As per HSA registered indication(s)
Orthopaedics | Spine - Occipito-cervical (OC) surgery | OC fusion and fixation implant | OC hook set, clamp, staple, staple locking screw | K2M | Mini Deformity Hook Angled Left; Size D3.5/4.0 | 7601-80009 | Standalone | DE0502861 | As per HSA registered indication(s)
Orthopaedics | Spine - Occipito-cervical (OC) surgery | OC fusion and fixation implant | OC hook set, clamp, staple, staple locking screw | K2M | Mini Deformity Hook Angled Right; Size D3.5/4.0 | 7601-80008 | Standalone | DE0502861 | As per HSA registered indication(s)
Orthopaedics | Spine - Occipito-cervical (OC) surgery | OC fusion and fixation implant | OC hook set, clamp, staple, staple locking screw | K2M | Mini Deformity Hook Infralaminar; Size 3.5x4.5 mm | 7601-80043 | Standalone | DE0502861 | As per HSA registered indication(s)
Orthopaedics | Spine - Occipito-cervical (OC) surgery | OC fusion and fixation implant | OC hook set, clamp, staple, staple locking screw | K2M | Mini Deformity Hook Infralaminar; Size 3.5x8.0 mm | 7601-80045 | Standalone | DE0502861 | As per HSA registered indication(s)
Orthopaedics | Spine - Occipito-cervical (OC) surgery | OC fusion and fixation implant | OC hook set, clamp, staple, staple locking screw | K2M | Mini Deformity Hook Infralaminar; Size 5.0x4.5 mm | 7601-80047 | Standalone | DE0502861 | As per HSA registered indication(s)
Orthopaedics | Spine - Occipito-cervical (OC) surgery | OC fusion and fixation implant | OC hook set, clamp, staple, staple locking screw | K2M | Mini Deformity Hook Infralaminar; Size 5.0x8.0 mm | 7601-80049 | Standalone | DE0502861 | As per HSA registered indication(s)
Orthopaedics | Spine - Occipito-cervical (OC) surgery | OC fusion and fixation implant | OC hook set, clamp, staple, staple locking screw | K2M | Mini Deformity Hook Pedicle; Size 3.5x3.5 mm | 7601-80010 | Standalone | DE0502861 | As per HSA registered indication(s)
Orthopaedics | Spine - Occipito-cervical (OC) surgery | OC fusion and fixation implant | OC hook set, clamp, staple, staple locking screw | K2M | Mini Deformity Hook Pedicle; Size 3.5x4.5 mm | 7601-80011 | Standalone | DE0502861 | As per HSA registered indication(s)
Orthopaedics | Spine - Occipito-cervical (OC) surgery | OC fusion and fixation implant | OC hook set, clamp, staple, staple locking screw | K2M | Mini Deformity Hook Pedicle; Size 3.5x6.0 mm | 7601-80012 | Standalone | DE0502861 | As per HSA registered indication(s)
Orthopaedics | Spine - Thoracolumbar (TL) and sacral surgery | TL and sacral fusion and fixation implant | TL pedicle screw - Shank, tulip | K2M | Minimally Invasive System Everest Screw Assembly 4.5 x 30 | M5111-04530 | Standalone | DE0016948 | As per HSA registered indication(s) except for radiolucent implants which should be used as follows:  in patients with primary or metastatic spinal tumours who would benefit from post-operative high dose high precision beam therapy upon appropriate and stringent patient selection;  Patient selection should be done via standardised assessment such as the neurological-oncological-mechanical systemic (NOMS) framework; and  The assessment should be carried out by a multidisciplinary team (MDT), which may be inclusive of, but not limited to, radiation oncologists, spine surgeons and interventional radiologists, among others.
Orthopaedics | Spine - Thoracolumbar (TL) and sacral surgery | TL and sacral fusion and fixation implant | TL pedicle screw - Shank, tulip | K2M | Minimally Invasive System Everest Screw Assembly 4.5 x 35 | M5111-04535 | Standalone | DE0016948 | As per HSA registered indication(s) except for radiolucent implants which should be used as follows:  in patients with primary or metastatic spinal tumours who would benefit from post-operative high dose high precision beam therapy upon appropriate and stringent patient selection;  Patient selection should be done via standardised assessment such as the neurological-oncological-mechanical systemic (NOMS) framework; and  The assessment should be carried out by a multidisciplinary team (MDT), which may be inclusive of, but not limited to, radiation oncologists, spine surgeons and interventional radiologists, among others.
Orthopaedics | Spine - Thoracolumbar (TL) and sacral surgery | TL and sacral fusion and fixation implant | TL pedicle screw - Shank, tulip | K2M | Minimally Invasive System Everest Screw Assembly 4.5 x 40 | M5111-04540 | Standalone | DE0016948 | As per HSA registered indication(s) except for radiolucent implants which should be used as follows:  in patients with primary or metastatic spinal tumours who would benefit from post-operative high dose high precision beam therapy upon appropriate and stringent patient selection;  Patient selection should be done via standardised assessment such as the neurological-oncological-mechanical systemic (NOMS) framework; and  The assessment should be carried out by a multidisciplinary team (MDT), which may be inclusive of, but not limited to, radiation oncologists, spine surgeons and interventional radiologists, among others.
Orthopaedics | Spine - Thoracolumbar (TL) and sacral surgery | TL and sacral fusion and fixation implant | TL pedicle screw - Shank, tulip | K2M | Minimally Invasive System Everest Screw Assembly 4.5 x 45 | M5111-04545 | Standalone | DE0016948 | As per HSA registered indication(s) except for radiolucent implants which should be used as follows:  in patients with primary or metastatic spinal tumours who would benefit from post-operative high dose high precision beam therapy upon appropriate and stringent patient selection;  Patient selection should be done via standardised assessment such as the neurological-oncological-mechanical systemic (NOMS) framework; and  The assessment should be carried out by a multidisciplinary team (MDT), which may be inclusive of, but not limited to, radiation oncologists, spine surgeons and interventional radiologists, among others.
Orthopaedics | Spine - Thoracolumbar (TL) and sacral surgery | TL and sacral fusion and fixation implant | TL pedicle screw - Shank, tulip | K2M | Minimally Invasive System Everest Screw Assembly 5.5 x 30 | M5111-05530 | Standalone | DE0016948 | As per HSA registered indication(s) except for radiolucent implants which should be used as follows:  in patients with primary or metastatic spinal tumours who would benefit from post-operative high dose high precision beam therapy upon appropriate and stringent patient selection;  Patient selection should be done via standardised assessment such as the neurological-oncological-mechanical systemic (NOMS) framework; and  The assessment should be carried out by a multidisciplinary team (MDT), which may be inclusive of, but not limited to, radiation oncologists, spine surgeons and interventional radiologists, among others.
Orthopaedics | Spine - Thoracolumbar (TL) and sacral surgery | TL and sacral fusion and fixation implant | TL pedicle screw - Shank, tulip | K2M | Minimally Invasive System Everest Screw Assembly 5.5 x 35 | M5111-05535 | Standalone | DE0016948 | As per HSA registered indication(s) except for radiolucent implants which should be used as follows:  in patients with primary or metastatic spinal tumours who would benefit from post-operative high dose high precision beam therapy upon appropriate and stringent patient selection;  Patient selection should be done via standardised assessment such as the neurological-oncological-mechanical systemic (NOMS) framework; and  The assessment should be carried out by a multidisciplinary team (MDT), which may be inclusive of, but not limited to, radiation oncologists, spine surgeons and interventional radiologists, among others.
Orthopaedics | Spine - Thoracolumbar (TL) and sacral surgery | TL and sacral fusion and fixation implant | TL pedicle screw - Shank, tulip | K2M | Minimally Invasive System Everest Screw Assembly 5.5 x 40 | M5111-05540 | Standalone | DE0016948 | As per HSA registered indication(s) except for radiolucent implants which should be used as follows:  in patients with primary or metastatic spinal tumours who would benefit from post-operative high dose high precision beam therapy upon appropriate and stringent patient selection;  Patient selection should be done via standardised assessment such as the neurological-oncological-mechanical systemic (NOMS) framework; and  The assessment should be carried out by a multidisciplinary team (MDT), which may be inclusive of, but not limited to, radiation oncologists, spine surgeons and interventional radiologists, among others.
Orthopaedics | Spine - Thoracolumbar (TL) and sacral surgery | TL and sacral fusion and fixation implant | TL pedicle screw - Shank, tulip | K2M | Minimally Invasive System Everest Screw Assembly 5.5 x 45 | M5111-05545 | Standalone | DE0016948 | As per HSA registered indication(s) except for radiolucent implants which should be used as follows:  in patients with primary or metastatic spinal tumours who would benefit from post-operative high dose high precision beam therapy upon appropriate and stringent patient selection;  Patient selection should be done via standardised assessment such as the neurological-oncological-mechanical systemic (NOMS) framework; and  The assessment should be carried out by a multidisciplinary team (MDT), which may be inclusive of, but not limited to, radiation oncologists, spine surgeons and interventional radiologists, among others.
Orthopaedics | Spine - Thoracolumbar (TL) and sacral surgery | TL and sacral fusion and fixation implant | TL pedicle screw - Shank, tulip | K2M | Minimally Invasive System Everest Screw Assembly 5.5 x 50 | M5111-05550 | Standalone | DE0016948 | As per HSA registered indication(s) except for radiolucent implants which should be used as follows:  in patients with primary or metastatic spinal tumours who would benefit from post-operative high dose high precision beam therapy upon appropriate and stringent patient selection;  Patient selection should be done via standardised assessment such as the neurological-oncological-mechanical systemic (NOMS) framework; and  The assessment should be carried out by a multidisciplinary team (MDT), which may be inclusive of, but not limited to, radiation oncologists, spine surgeons and interventional radiologists, among others.
Orthopaedics | Spine - Thoracolumbar (TL) and sacral surgery | TL and sacral fusion and fixation implant | TL pedicle screw - Shank, tulip | K2M | Minimally Invasive System Everest Screw Assembly 5.5 x 55mm | M5111-05555 | Standalone | DE0016948 | As per HSA registered indication(s) except for radiolucent implants which should be used as follows:  in patients with primary or metastatic spinal tumours who would benefit from post-operative high dose high precision beam therapy upon appropriate and stringent patient selection;  Patient selection should be done via standardised assessment such as the neurological-oncological-mechanical systemic (NOMS) framework; and  The assessment should be carried out by a multidisciplinary team (MDT), which may be inclusive of, but not limited to, radiation oncologists, spine surgeons and interventional radiologists, among others.
Orthopaedics | Spine - Thoracolumbar (TL) and sacral surgery | TL and sacral fusion and fixation implant | TL pedicle screw - Shank, tulip | K2M | Minimally Invasive System Everest Screw Assembly 6.5 x 30 | M5111-06530 | Standalone | DE0016948 | As per HSA registered indication(s) except for radiolucent implants which should be used as follows:  in patients with primary or metastatic spinal tumours who would benefit from post-operative high dose high precision beam therapy upon appropriate and stringent patient selection;  Patient selection should be done via standardised assessment such as the neurological-oncological-mechanical systemic (NOMS) framework; and  The assessment should be carried out by a multidisciplinary team (MDT), which may be inclusive of, but not limited to, radiation oncologists, spine surgeons and interventional radiologists, among others.
Orthopaedics | Spine - Thoracolumbar (TL) and sacral surgery | TL and sacral fusion and fixation implant | TL pedicle screw - Shank, tulip | K2M | Minimally Invasive System Everest Screw Assembly 6.5 x 35 | M5111-06535 | Standalone | DE0016948 | As per HSA registered indication(s) except for radiolucent implants which should be used as follows:  in patients with primary or metastatic spinal tumours who would benefit from post-operative high dose high precision beam therapy upon appropriate and stringent patient selection;  Patient selection should be done via standardised assessment such as the neurological-oncological-mechanical systemic (NOMS) framework; and  The assessment should be carried out by a multidisciplinary team (MDT), which may be inclusive of, but not limited to, radiation oncologists, spine surgeons and interventional radiologists, among others.
Orthopaedics | Spine - Thoracolumbar (TL) and sacral surgery | TL and sacral fusion and fixation implant | TL pedicle screw - Shank, tulip | K2M | Minimally Invasive System Everest Screw Assembly 6.5 x 40 | M5111-06540 | Standalone | DE0016948 | As per HSA registered indication(s) except for radiolucent implants which should be used as follows:  in patients with primary or metastatic spinal tumours who would benefit from post-operative high dose high precision beam therapy upon appropriate and stringent patient selection;  Patient selection should be done via standardised assessment such as the neurological-oncological-mechanical systemic (NOMS) framework; and  The assessment should be carried out by a multidisciplinary team (MDT), which may be inclusive of, but not limited to, radiation oncologists, spine surgeons and interventional radiologists, among others.
Orthopaedics | Spine - Thoracolumbar (TL) and sacral surgery | TL and sacral fusion and fixation implant | TL pedicle screw - Shank, tulip | K2M | Minimally Invasive System Everest Screw Assembly 6.5 x 45 | M5111-06545 | Standalone | DE0016948 | As per HSA registered indication(s) except for radiolucent implants which should be used as follows:  in patients with primary or metastatic spinal tumours who would benefit from post-operative high dose high precision beam therapy upon appropriate and stringent patient selection;  Patient selection should be done via standardised assessment such as the neurological-oncological-mechanical systemic (NOMS) framework; and  The assessment should be carried out by a multidisciplinary team (MDT), which may be inclusive of, but not limited to, radiation oncologists, spine surgeons and interventional radiologists, among others.
Orthopaedics | Spine - Thoracolumbar (TL) and sacral surgery | TL and sacral fusion and fixation implant | TL pedicle screw - Shank, tulip | K2M | Minimally Invasive System Everest Screw Assembly 6.5 x 50 | M5111-06550 | Standalone | DE0016948 | As per HSA registered indication(s) except for radiolucent implants which should be used as follows:  in patients with primary or metastatic spinal tumours who would benefit from post-operative high dose high precision beam therapy upon appropriate and stringent patient selection;  Patient selection should be done via standardised assessment such as the neurological-oncological-mechanical systemic (NOMS) framework; and  The assessment should be carried out by a multidisciplinary team (MDT), which may be inclusive of, but not limited to, radiation oncologists, spine surgeons and interventional radiologists, among others.
Orthopaedics | Spine - Thoracolumbar (TL) and sacral surgery | TL and sacral fusion and fixation implant | TL pedicle screw - Shank, tulip | K2M | Minimally Invasive System Everest Screw Assembly 6.5 x 55 | M5111-06555 | Standalone | DE0016948 | As per HSA registered indication(s) except for radiolucent implants which should be used as follows:  in patients with primary or metastatic spinal tumours who would benefit from post-operative high dose high precision beam therapy upon appropriate and stringent patient selection;  Patient selection should be done via standardised assessment such as the neurological-oncological-mechanical systemic (NOMS) framework; and  The assessment should be carried out by a multidisciplinary team (MDT), which may be inclusive of, but not limited to, radiation oncologists, spine surgeons and interventional radiologists, among others.
Orthopaedics | Spine - Thoracolumbar (TL) and sacral surgery | TL and sacral fusion and fixation implant | TL pedicle screw - Shank, tulip | K2M | Minimally Invasive System Everest Screw Assembly 7.5 x 30 | M5111-07530 | Standalone | DE0016948 | As per HSA registered indication(s) except for radiolucent implants which should be used as follows:  in patients with primary or metastatic spinal tumours who would benefit from post-operative high dose high precision beam therapy upon appropriate and stringent patient selection;  Patient selection should be done via standardised assessment such as the neurological-oncological-mechanical systemic (NOMS) framework; and  The assessment should be carried out by a multidisciplinary team (MDT), which may be inclusive of, but not limited to, radiation oncologists, spine surgeons and interventional radiologists, among others.
Orthopaedics | Spine - Thoracolumbar (TL) and sacral surgery | TL and sacral fusion and fixation implant | TL pedicle screw - Shank, tulip | K2M | Minimally Invasive System Everest Screw Assembly 7.5 x 35 | M5111-07535 | Standalone | DE0016948 | As per HSA registered indication(s) except for radiolucent implants which should be used as follows:  in patients with primary or metastatic spinal tumours who would benefit from post-operative high dose high precision beam therapy upon appropriate and stringent patient selection;  Patient selection should be done via standardised assessment such as the neurological-oncological-mechanical systemic (NOMS) framework; and  The assessment should be carried out by a multidisciplinary team (MDT), which may be inclusive of, but not limited to, radiation oncologists, spine surgeons and interventional radiologists, among others.
Orthopaedics | Spine - Thoracolumbar (TL) and sacral surgery | TL and sacral fusion and fixation implant | TL pedicle screw - Shank, tulip | K2M | Minimally Invasive System Everest Screw Assembly 7.5 x 40 | M5111-07540 | Standalone | DE0016948 | As per HSA registered indication(s) except for radiolucent implants which should be used as follows:  in patients with primary or metastatic spinal tumours who would benefit from post-operative high dose high precision beam therapy upon appropriate and stringent patient selection;  Patient selection should be done via standardised assessment such as the neurological-oncological-mechanical systemic (NOMS) framework; and  The assessment should be carried out by a multidisciplinary team (MDT), which may be inclusive of, but not limited to, radiation oncologists, spine surgeons and interventional radiologists, among others.
Orthopaedics | Spine - Thoracolumbar (TL) and sacral surgery | TL and sacral fusion and fixation implant | TL pedicle screw - Shank, tulip | K2M | Minimally Invasive System Everest Screw Assembly 7.5 x 45 | M5111-07545 | Standalone | DE0016948 | As per HSA registered indication(s) except for radiolucent implants which should be used as follows:  in patients with primary or metastatic spinal tumours who would benefit from post-operative high dose high precision beam therapy upon appropriate and stringent patient selection;  Patient selection should be done via standardised assessment such as the neurological-oncological-mechanical systemic (NOMS) framework; and  The assessment should be carried out by a multidisciplinary team (MDT), which may be inclusive of, but not limited to, radiation oncologists, spine surgeons and interventional radiologists, among others.
Orthopaedics | Spine - Thoracolumbar (TL) and sacral surgery | TL and sacral fusion and fixation implant | TL pedicle screw - Shank, tulip | K2M | Minimally Invasive System Everest Screw Assembly 7.5 x 50 | M5111-07550 | Standalone | DE0016948 | As per HSA registered indication(s) except for radiolucent implants which should be used as follows:  in patients with primary or metastatic spinal tumours who would benefit from post-operative high dose high precision beam therapy upon appropriate and stringent patient selection;  Patient selection should be done via standardised assessment such as the neurological-oncological-mechanical systemic (NOMS) framework; and  The assessment should be carried out by a multidisciplinary team (MDT), which may be inclusive of, but not limited to, radiation oncologists, spine surgeons and interventional radiologists, among others.
Orthopaedics | Spine - Thoracolumbar (TL) and sacral surgery | TL and sacral fusion and fixation implant | TL pedicle screw - Shank, tulip | K2M | Minimally Invasive System Everest Screw Assembly 7.5 x 55 | M5111-07555 | Standalone | DE0016948 | As per HSA registered indication(s) except for radiolucent implants which should be used as follows:  in patients with primary or metastatic spinal tumours who would benefit from post-operative high dose high precision beam therapy upon appropriate and stringent patient selection;  Patient selection should be done via standardised assessment such as the neurological-oncological-mechanical systemic (NOMS) framework; and  The assessment should be carried out by a multidisciplinary team (MDT), which may be inclusive of, but not limited to, radiation oncologists, spine surgeons and interventional radiologists, among others.
Orthopaedics | Spine - Thoracolumbar (TL) and sacral surgery | TL and sacral fusion and fixation implant | TL pedicle screw - Shank, tulip | K2M | Minimally Invasive System Everest Screw Assembly 8.5 x 30 | M5111-08530 | Standalone | DE0016948 | As per HSA registered indication(s) except for radiolucent implants which should be used as follows:  in patients with primary or metastatic spinal tumours who would benefit from post-operative high dose high precision beam therapy upon appropriate and stringent patient selection;  Patient selection should be done via standardised assessment such as the neurological-oncological-mechanical systemic (NOMS) framework; and  The assessment should be carried out by a multidisciplinary team (MDT), which may be inclusive of, but not limited to, radiation oncologists, spine surgeons and interventional radiologists, among others.
Orthopaedics | Spine - Thoracolumbar (TL) and sacral surgery | TL and sacral fusion and fixation implant | TL pedicle screw - Shank, tulip | K2M | Minimally Invasive System Everest Screw Assembly 8.5 x 35 | M5111-08535 | Standalone | DE0016948 | As per HSA registered indication(s) except for radiolucent implants which should be used as follows:  in patients with primary or metastatic spinal tumours who would benefit from post-operative high dose high precision beam therapy upon appropriate and stringent patient selection;  Patient selection should be done via standardised assessment such as the neurological-oncological-mechanical systemic (NOMS) framework; and  The assessment should be carried out by a multidisciplinary team (MDT), which may be inclusive of, but not limited to, radiation oncologists, spine surgeons and interventional radiologists, among others.
Orthopaedics | Spine - Thoracolumbar (TL) and sacral surgery | TL and sacral fusion and fixation implant | TL pedicle screw - Shank, tulip | K2M | Minimally Invasive System Everest Screw Assembly 8.5 x 40 | M5111-08540 | Standalone | DE0016948 | As per HSA registered indication(s) except for radiolucent implants which should be used as follows:  in patients with primary or metastatic spinal tumours who would benefit from post-operative high dose high precision beam therapy upon appropriate and stringent patient selection;  Patient selection should be done via standardised assessment such as the neurological-oncological-mechanical systemic (NOMS) framework; and  The assessment should be carried out by a multidisciplinary team (MDT), which may be inclusive of, but not limited to, radiation oncologists, spine surgeons and interventional radiologists, among others.
Orthopaedics | Spine - Thoracolumbar (TL) and sacral surgery | TL and sacral fusion and fixation implant | TL pedicle screw - Shank, tulip | K2M | Minimally Invasive System Everest Screw Assembly 8.5 x 45 | M5111-08545 | Standalone | DE0016948 | As per HSA registered indication(s) except for radiolucent implants which should be used as follows:  in patients with primary or metastatic spinal tumours who would benefit from post-operative high dose high precision beam therapy upon appropriate and stringent patient selection;  Patient selection should be done via standardised assessment such as the neurological-oncological-mechanical systemic (NOMS) framework; and  The assessment should be carried out by a multidisciplinary team (MDT), which may be inclusive of, but not limited to, radiation oncologists, spine surgeons and interventional radiologists, among others.
Orthopaedics | Spine - Thoracolumbar (TL) and sacral surgery | TL and sacral fusion and fixation implant | TL pedicle screw - Shank, tulip | K2M | Minimally Invasive System Everest Screw Assembly 8.5 x 50 | M5111-08550 | Standalone | DE0016948 | As per HSA registered indication(s) except for radiolucent implants which should be used as follows:  in patients with primary or metastatic spinal tumours who would benefit from post-operative high dose high precision beam therapy upon appropriate and stringent patient selection;  Patient selection should be done via standardised assessment such as the neurological-oncological-mechanical systemic (NOMS) framework; and  The assessment should be carried out by a multidisciplinary team (MDT), which may be inclusive of, but not limited to, radiation oncologists, spine surgeons and interventional radiologists, among others.
Orthopaedics | Spine - Thoracolumbar (TL) and sacral surgery | TL and sacral fusion and fixation implant | TL pedicle screw - Shank, tulip | K2M | Minimally Invasive System Everest Screw Assembly 8.5 x 55 | M5111-08555 | Standalone | DE0016948 | As per HSA registered indication(s) except for radiolucent implants which should be used as follows:  in patients with primary or metastatic spinal tumours who would benefit from post-operative high dose high precision beam therapy upon appropriate and stringent patient selection;  Patient selection should be done via standardised assessment such as the neurological-oncological-mechanical systemic (NOMS) framework; and  The assessment should be carried out by a multidisciplinary team (MDT), which may be inclusive of, but not limited to, radiation oncologists, spine surgeons and interventional radiologists, among others.
Orthopaedics | Spine - Occipito-cervical (OC) surgery | Cervical artificial disc replacement (C-ADR) package | C-ADR package | Zimmer Biomet | MOBI C 1 Level Construct | ZVMBC | Package | DE0017534 | - Skeletally mature patients with symptomatic single level or two contiguous level of cervical and arm or neck pain and/or neurologic deficit confirmed by radiographic imaging, who failed to respond to conservative medical management, who require reconstruction of the cervical spinal disc, and who have at least one of the following conditions: - herniated nucleus pulposus; - spondylosis (defined by the presence of osteophytes); - visible loss of disc height compared to adjacent levels; or - symptomatic spinal stenosis with radiculopathy.
Orthopaedics | Spine - Thoracolumbar (TL) and sacral surgery | Lumbar artificial disc replacement (L-ADR) package | L-ADR package | Zimmer Biomet | Mobidisc L Anchoring clip M | MD009T | Package | DE0505717 | - Skeletally mature patients with symptomatic single level or two contiguous level of lumbar DDD and low back pain and/or neurologic deficit confirmed by clinical examination and medical imaging, who: - require reconstruction of the lumbar spinal disc, and - failed to respond to conservative medical management.
Orthopaedics | Spine - Thoracolumbar (TL) and sacral surgery | Lumbar artificial disc replacement (L-ADR) package | L-ADR package | Zimmer Biomet | Mobidisc L Anchoring clip S | MD008T | Package | DE0505717 | - Skeletally mature patients with symptomatic single level or two contiguous level of lumbar DDD and low back pain and/or neurologic deficit confirmed by clinical examination and medical imaging, who: - require reconstruction of the lumbar spinal disc, and - failed to respond to conservative medical management.
Orthopaedics | Spine - Thoracolumbar (TL) and sacral surgery | Lumbar artificial disc replacement (L-ADR) package | L-ADR package | Zimmer Biomet | Mobidisc L H7, M, T6 L Plate 33x34mm, 10DEG | ZVMBL12 | Package | DE0505717 | - Skeletally mature patients with symptomatic single level or two contiguous level of lumbar DDD and low back pain and/or neurologic deficit confirmed by clinical examination and medical imaging, who: - require reconstruction of the lumbar spinal disc, and - failed to respond to conservative medical management.
Orthopaedics | Spine - Thoracolumbar (TL) and sacral surgery | Lumbar artificial disc replacement (L-ADR) package | L-ADR package | Zimmer Biomet | Mobidisc L H7, M, T6 L Plate 33x34mm, 5DEG | ZVMBL10 | Package | DE0505717 | - Skeletally mature patients with symptomatic single level or two contiguous level of lumbar DDD and low back pain and/or neurologic deficit confirmed by clinical examination and medical imaging, who: - require reconstruction of the lumbar spinal disc, and - failed to respond to conservative medical management.
Orthopaedics | Spine - Thoracolumbar (TL) and sacral surgery | Lumbar artificial disc replacement (L-ADR) package | L-ADR package | Zimmer Biomet | Mobidisc L H7, M, T6 M Plate 30x24mm, 10DEG | ZVMBL8 | Package | DE0505717 | - Skeletally mature patients with symptomatic single level or two contiguous level of lumbar DDD and low back pain and/or neurologic deficit confirmed by clinical examination and medical imaging, who: - require reconstruction of the lumbar spinal disc, and - failed to respond to conservative medical management.
Orthopaedics | Spine - Thoracolumbar (TL) and sacral surgery | Lumbar artificial disc replacement (L-ADR) package | L-ADR package | Zimmer Biomet | Mobidisc L H7, M, T6 M Plate 30x24mm, 5DEG | ZVMBL6 | Package | DE0505717 | - Skeletally mature patients with symptomatic single level or two contiguous level of lumbar DDD and low back pain and/or neurologic deficit confirmed by clinical examination and medical imaging, who: - require reconstruction of the lumbar spinal disc, and - failed to respond to conservative medical management.
Orthopaedics | Spine - Thoracolumbar (TL) and sacral surgery | Lumbar artificial disc replacement (L-ADR) package | L-ADR package | Zimmer Biomet | Mobidisc L H7, M, T6 S Plate 27x34mm, 10DEG | ZVMBL4 | Package | DE0505717 | - Skeletally mature patients with symptomatic single level or two contiguous level of lumbar DDD and low back pain and/or neurologic deficit confirmed by clinical examination and medical imaging, who: - require reconstruction of the lumbar spinal disc, and - failed to respond to conservative medical management.
Orthopaedics | Spine - Thoracolumbar (TL) and sacral surgery | Lumbar artificial disc replacement (L-ADR) package | L-ADR package | Zimmer Biomet | Mobidisc L H7, M, T6 S Plate 27x34mm, 5DEG | ZVMBL2 | Package | DE0505717 | - Skeletally mature patients with symptomatic single level or two contiguous level of lumbar DDD and low back pain and/or neurologic deficit confirmed by clinical examination and medical imaging, who: - require reconstruction of the lumbar spinal disc, and - failed to respond to conservative medical management.
Orthopaedics | Spine - Thoracolumbar (TL) and sacral surgery | Lumbar artificial disc replacement (L-ADR) package | L-ADR package | Zimmer Biomet | Mobidisc L H7, M, T8 L Plate 36x39mm, 10DEG | ZVMBL24 | Package | DE0505717 | - Skeletally mature patients with symptomatic single level or two contiguous level of lumbar DDD and low back pain and/or neurologic deficit confirmed by clinical examination and medical imaging, who: - require reconstruction of the lumbar spinal disc, and - failed to respond to conservative medical management.
Orthopaedics | Spine - Thoracolumbar (TL) and sacral surgery | Lumbar artificial disc replacement (L-ADR) package | L-ADR package | Zimmer Biomet | Mobidisc L H7, M, T8 L Plate 36x39mm, 5DEG | ZVMBL22 | Package | DE0505717 | - Skeletally mature patients with symptomatic single level or two contiguous level of lumbar DDD and low back pain and/or neurologic deficit confirmed by clinical examination and medical imaging, who: - require reconstruction of the lumbar spinal disc, and - failed to respond to conservative medical management.
Orthopaedics | Spine - Thoracolumbar (TL) and sacral surgery | Lumbar artificial disc replacement (L-ADR) package | L-ADR package | Zimmer Biomet | Mobidisc L H7, M, T8 M Plate 33x39mm, 10DEG | ZVMBL20 | Package | DE0505717 | - Skeletally mature patients with symptomatic single level or two contiguous level of lumbar DDD and low back pain and/or neurologic deficit confirmed by clinical examination and medical imaging, who: - require reconstruction of the lumbar spinal disc, and - failed to respond to conservative medical management.
Orthopaedics | Spine - Thoracolumbar (TL) and sacral surgery | Lumbar artificial disc replacement (L-ADR) package | L-ADR package | Zimmer Biomet | Mobidisc L H7, M, T8 M Plate 33x39mm, 5DEG | ZVMBL18 | Package | DE0505717 | - Skeletally mature patients with symptomatic single level or two contiguous level of lumbar DDD and low back pain and/or neurologic deficit confirmed by clinical examination and medical imaging, who: - require reconstruction of the lumbar spinal disc, and - failed to respond to conservative medical management.
Orthopaedics | Spine - Thoracolumbar (TL) and sacral surgery | Lumbar artificial disc replacement (L-ADR) package | L-ADR package | Zimmer Biomet | Mobidisc L H7, M, T8 S Plate 30x39mm, 10DEG | ZVMBL16 | Package | DE0505717 | - Skeletally mature patients with symptomatic single level or two contiguous level of lumbar DDD and low back pain and/or neurologic deficit confirmed by clinical examination and medical imaging, who: - require reconstruction of the lumbar spinal disc, and - failed to respond to conservative medical management.
Orthopaedics | Spine - Thoracolumbar (TL) and sacral surgery | Lumbar artificial disc replacement (L-ADR) package | L-ADR package | Zimmer Biomet | Mobidisc L H7, M, T8 S Plate 30x39mm, 5DEG | ZVMBL14 | Package | DE0505717 | - Skeletally mature patients with symptomatic single level or two contiguous level of lumbar DDD and low back pain and/or neurologic deficit confirmed by clinical examination and medical imaging, who: - require reconstruction of the lumbar spinal disc, and - failed to respond to conservative medical management.
Orthopaedics | Spine - Thoracolumbar (TL) and sacral surgery | Lumbar artificial disc replacement (L-ADR) package | L-ADR package | Zimmer Biomet | Mobidisc L H7, S, T6 L Plate 33x34mm, 10DEG | ZVMBL11 | Package | DE0505717 | - Skeletally mature patients with symptomatic single level or two contiguous level of lumbar DDD and low back pain and/or neurologic deficit confirmed by clinical examination and medical imaging, who: - require reconstruction of the lumbar spinal disc, and - failed to respond to conservative medical management.
Orthopaedics | Spine - Thoracolumbar (TL) and sacral surgery | Lumbar artificial disc replacement (L-ADR) package | L-ADR package | Zimmer Biomet | Mobidisc L H7, S, T6 L Plate 33x34mm, 5DEG | ZVMBL9 | Package | DE0505717 | - Skeletally mature patients with symptomatic single level or two contiguous level of lumbar DDD and low back pain and/or neurologic deficit confirmed by clinical examination and medical imaging, who: - require reconstruction of the lumbar spinal disc, and - failed to respond to conservative medical management.
Orthopaedics | Spine - Thoracolumbar (TL) and sacral surgery | Lumbar artificial disc replacement (L-ADR) package | L-ADR package | Zimmer Biomet | Mobidisc L H7, S, T6 M Plate 30x24mm, 10DEG | ZVMBL7 | Package | DE0505717 | - Skeletally mature patients with symptomatic single level or two contiguous level of lumbar DDD and low back pain and/or neurologic deficit confirmed by clinical examination and medical imaging, who: - require reconstruction of the lumbar spinal disc, and - failed to respond to conservative medical management.
Orthopaedics | Spine - Thoracolumbar (TL) and sacral surgery | Lumbar artificial disc replacement (L-ADR) package | L-ADR package | Zimmer Biomet | Mobidisc L H7, S, T6 M Plate 30x24mm, 5DEG | ZVMBL5 | Package | DE0505717 | - Skeletally mature patients with symptomatic single level or two contiguous level of lumbar DDD and low back pain and/or neurologic deficit confirmed by clinical examination and medical imaging, who: - require reconstruction of the lumbar spinal disc, and - failed to respond to conservative medical management.
Orthopaedics | Spine - Thoracolumbar (TL) and sacral surgery | Lumbar artificial disc replacement (L-ADR) package | L-ADR package | Zimmer Biomet | Mobidisc L H7, S, T6 S Plate 27x34mm, 10DEG | ZVMBL3 | Package | DE0505717 | - Skeletally mature patients with symptomatic single level or two contiguous level of lumbar DDD and low back pain and/or neurologic deficit confirmed by clinical examination and medical imaging, who: - require reconstruction of the lumbar spinal disc, and - failed to respond to conservative medical management.
Orthopaedics | Spine - Thoracolumbar (TL) and sacral surgery | Lumbar artificial disc replacement (L-ADR) package | L-ADR package | Zimmer Biomet | Mobidisc L H7, S, T6 S Plate 27x34mm, 5DEG | ZVMBL1 | Package | DE0505717 | - Skeletally mature patients with symptomatic single level or two contiguous level of lumbar DDD and low back pain and/or neurologic deficit confirmed by clinical examination and medical imaging, who: - require reconstruction of the lumbar spinal disc, and - failed to respond to conservative medical management.
Orthopaedics | Spine - Thoracolumbar (TL) and sacral surgery | Lumbar artificial disc replacement (L-ADR) package | L-ADR package | Zimmer Biomet | Mobidisc L H7, S, T8 L Plate 36x39mm, 10DEG | ZVMBL23 | Package | DE0505717 | - Skeletally mature patients with symptomatic single level or two contiguous level of lumbar DDD and low back pain and/or neurologic deficit confirmed by clinical examination and medical imaging, who: - require reconstruction of the lumbar spinal disc, and - failed to respond to conservative medical management.
Orthopaedics | Spine - Thoracolumbar (TL) and sacral surgery | Lumbar artificial disc replacement (L-ADR) package | L-ADR package | Zimmer Biomet | Mobidisc L H7, S, T8 L Plate 36x39mm, 5DEG | ZVMBL21 | Package | DE0505717 | - Skeletally mature patients with symptomatic single level or two contiguous level of lumbar DDD and low back pain and/or neurologic deficit confirmed by clinical examination and medical imaging, who: - require reconstruction of the lumbar spinal disc, and - failed to respond to conservative medical management.
Orthopaedics | Spine - Thoracolumbar (TL) and sacral surgery | Lumbar artificial disc replacement (L-ADR) package | L-ADR package | Zimmer Biomet | Mobidisc L H7, S, T8 M Plate 33x39mm, 10DEG | ZVMBL19 | Package | DE0505717 | - Skeletally mature patients with symptomatic single level or two contiguous level of lumbar DDD and low back pain and/or neurologic deficit confirmed by clinical examination and medical imaging, who: - require reconstruction of the lumbar spinal disc, and - failed to respond to conservative medical management.
Orthopaedics | Spine - Thoracolumbar (TL) and sacral surgery | Lumbar artificial disc replacement (L-ADR) package | L-ADR package | Zimmer Biomet | Mobidisc L H7, S, T8 M Plate 33x39mm, 5DEG | ZVMBL17 | Package | DE0505717 | - Skeletally mature patients with symptomatic single level or two contiguous level of lumbar DDD and low back pain and/or neurologic deficit confirmed by clinical examination and medical imaging, who: - require reconstruction of the lumbar spinal disc, and - failed to respond to conservative medical management.
Orthopaedics | Spine - Thoracolumbar (TL) and sacral surgery | Lumbar artificial disc replacement (L-ADR) package | L-ADR package | Zimmer Biomet | Mobidisc L H7, S, T8 S Plate 30x39mm, 10DEG | ZVMBL15 | Package | DE0505717 | - Skeletally mature patients with symptomatic single level or two contiguous level of lumbar DDD and low back pain and/or neurologic deficit confirmed by clinical examination and medical imaging, who: - require reconstruction of the lumbar spinal disc, and - failed to respond to conservative medical management.
Orthopaedics | Spine - Thoracolumbar (TL) and sacral surgery | Lumbar artificial disc replacement (L-ADR) package | L-ADR package | Zimmer Biomet | Mobidisc L H7, S, T8 S Plate 30x39mm, 5DEG | ZVMBL13 | Package | DE0505717 | - Skeletally mature patients with symptomatic single level or two contiguous level of lumbar DDD and low back pain and/or neurologic deficit confirmed by clinical examination and medical imaging, who: - require reconstruction of the lumbar spinal disc, and - failed to respond to conservative medical management.
Orthopaedics | Spine - Thoracolumbar (TL) and sacral surgery | Lumbar artificial disc replacement (L-ADR) package | L-ADR package | Zimmer Biomet | Mobidisc L H8, M, T6 L Plate 33x34mm, 10DEG | ZVMBL36 | Package | DE0505717 | - Skeletally mature patients with symptomatic single level or two contiguous level of lumbar DDD and low back pain and/or neurologic deficit confirmed by clinical examination and medical imaging, who: - require reconstruction of the lumbar spinal disc, and - failed to respond to conservative medical management.
Orthopaedics | Spine - Thoracolumbar (TL) and sacral surgery | Lumbar artificial disc replacement (L-ADR) package | L-ADR package | Zimmer Biomet | Mobidisc L H8, M, T6 L Plate 33x34mm, 10DEG | ZVMBL60 | Package | DE0505717 | - Skeletally mature patients with symptomatic single level or two contiguous level of lumbar DDD and low back pain and/or neurologic deficit confirmed by clinical examination and medical imaging, who: - require reconstruction of the lumbar spinal disc, and - failed to respond to conservative medical management.
Orthopaedics | Spine - Thoracolumbar (TL) and sacral surgery | Lumbar artificial disc replacement (L-ADR) package | L-ADR package | Zimmer Biomet | Mobidisc L H8, M, T6 L Plate 33x34mm, 5DEG | ZVMBL34 | Package | DE0505717 | - Skeletally mature patients with symptomatic single level or two contiguous level of lumbar DDD and low back pain and/or neurologic deficit confirmed by clinical examination and medical imaging, who: - require reconstruction of the lumbar spinal disc, and - failed to respond to conservative medical management.
Orthopaedics | Spine - Thoracolumbar (TL) and sacral surgery | Lumbar artificial disc replacement (L-ADR) package | L-ADR package | Zimmer Biomet | Mobidisc L H8, M, T6 L Plate 33x34mm, 5DEG | ZVMBL58 | Package | DE0505717 | - Skeletally mature patients with symptomatic single level or two contiguous level of lumbar DDD and low back pain and/or neurologic deficit confirmed by clinical examination and medical imaging, who: - require reconstruction of the lumbar spinal disc, and - failed to respond to conservative medical management.
Orthopaedics | Spine - Thoracolumbar (TL) and sacral surgery | Lumbar artificial disc replacement (L-ADR) package | L-ADR package | Zimmer Biomet | Mobidisc L H8, M, T6 M Plate 30x24mm, 10DEG | ZVMBL32 | Package | DE0505717 | - Skeletally mature patients with symptomatic single level or two contiguous level of lumbar DDD and low back pain and/or neurologic deficit confirmed by clinical examination and medical imaging, who: - require reconstruction of the lumbar spinal disc, and - failed to respond to conservative medical management.
Orthopaedics | Spine - Thoracolumbar (TL) and sacral surgery | Lumbar artificial disc replacement (L-ADR) package | L-ADR package | Zimmer Biomet | Mobidisc L H8, M, T6 M Plate 30x24mm, 10DEG | ZVMBL56 | Package | DE0505717 | - Skeletally mature patients with symptomatic single level or two contiguous level of lumbar DDD and low back pain and/or neurologic deficit confirmed by clinical examination and medical imaging, who: - require reconstruction of the lumbar spinal disc, and - failed to respond to conservative medical management.
Orthopaedics | Spine - Thoracolumbar (TL) and sacral surgery | Lumbar artificial disc replacement (L-ADR) package | L-ADR package | Zimmer Biomet | Mobidisc L H8, M, T6 M Plate 30x24mm, 5DEG | ZVMBL30 | Package | DE0505717 | - Skeletally mature patients with symptomatic single level or two contiguous level of lumbar DDD and low back pain and/or neurologic deficit confirmed by clinical examination and medical imaging, who: - require reconstruction of the lumbar spinal disc, and - failed to respond to conservative medical management.
Orthopaedics | Spine - Thoracolumbar (TL) and sacral surgery | Lumbar artificial disc replacement (L-ADR) package | L-ADR package | Zimmer Biomet | Mobidisc L H8, M, T6 M Plate 30x24mm, 5DEG | ZVMBL54 | Package | DE0505717 | - Skeletally mature patients with symptomatic single level or two contiguous level of lumbar DDD and low back pain and/or neurologic deficit confirmed by clinical examination and medical imaging, who: - require reconstruction of the lumbar spinal disc, and - failed to respond to conservative medical management.
Orthopaedics | Spine - Thoracolumbar (TL) and sacral surgery | Lumbar artificial disc replacement (L-ADR) package | L-ADR package | Zimmer Biomet | Mobidisc L H8, M, T6 S Plate 27x34mm, 10DEG | ZVMBL28 | Package | DE0505717 | - Skeletally mature patients with symptomatic single level or two contiguous level of lumbar DDD and low back pain and/or neurologic deficit confirmed by clinical examination and medical imaging, who: - require reconstruction of the lumbar spinal disc, and - failed to respond to conservative medical management.
Orthopaedics | Spine - Thoracolumbar (TL) and sacral surgery | Lumbar artificial disc replacement (L-ADR) package | L-ADR package | Zimmer Biomet | Mobidisc L H8, M, T6 S Plate 27x34mm, 10DEG | ZVMBL52 | Package | DE0505717 | - Skeletally mature patients with symptomatic single level or two contiguous level of lumbar DDD and low back pain and/or neurologic deficit confirmed by clinical examination and medical imaging, who: - require reconstruction of the lumbar spinal disc, and - failed to respond to conservative medical management.
Orthopaedics | Spine - Thoracolumbar (TL) and sacral surgery | Lumbar artificial disc replacement (L-ADR) package | L-ADR package | Zimmer Biomet | Mobidisc L H8, M, T6 S Plate 27x34mm, 5DEG | ZVMBL26 | Package | DE0505717 | - Skeletally mature patients with symptomatic single level or two contiguous level of lumbar DDD and low back pain and/or neurologic deficit confirmed by clinical examination and medical imaging, who: - require reconstruction of the lumbar spinal disc, and - failed to respond to conservative medical management.
Orthopaedics | Spine - Thoracolumbar (TL) and sacral surgery | Lumbar artificial disc replacement (L-ADR) package | L-ADR package | Zimmer Biomet | Mobidisc L H8, M, T6 S Plate 27x34mm, 5DEG | ZVMBL50 | Package | DE0505717 | - Skeletally mature patients with symptomatic single level or two contiguous level of lumbar DDD and low back pain and/or neurologic deficit confirmed by clinical examination and medical imaging, who: - require reconstruction of the lumbar spinal disc, and - failed to respond to conservative medical management.
Orthopaedics | Spine - Thoracolumbar (TL) and sacral surgery | Lumbar artificial disc replacement (L-ADR) package | L-ADR package | Zimmer Biomet | Mobidisc L H8, M, T8 L Plate 36x39mm, 10DEG | ZVMBL48 | Package | DE0505717 | - Skeletally mature patients with symptomatic single level or two contiguous level of lumbar DDD and low back pain and/or neurologic deficit confirmed by clinical examination and medical imaging, who: - require reconstruction of the lumbar spinal disc, and - failed to respond to conservative medical management.
Orthopaedics | Spine - Thoracolumbar (TL) and sacral surgery | Lumbar artificial disc replacement (L-ADR) package | L-ADR package | Zimmer Biomet | Mobidisc L H8, M, T8 L Plate 36x39mm, 10DEG | ZVMBL72 | Package | DE0505717 | - Skeletally mature patients with symptomatic single level or two contiguous level of lumbar DDD and low back pain and/or neurologic deficit confirmed by clinical examination and medical imaging, who: - require reconstruction of the lumbar spinal disc, and - failed to respond to conservative medical management.
Orthopaedics | Spine - Thoracolumbar (TL) and sacral surgery | Lumbar artificial disc replacement (L-ADR) package | L-ADR package | Zimmer Biomet | Mobidisc L H8, M, T8 L Plate 36x39mm, 5DEG | ZVMBL46 | Package | DE0505717 | - Skeletally mature patients with symptomatic single level or two contiguous level of lumbar DDD and low back pain and/or neurologic deficit confirmed by clinical examination and medical imaging, who: - require reconstruction of the lumbar spinal disc, and - failed to respond to conservative medical management.
Orthopaedics | Spine - Thoracolumbar (TL) and sacral surgery | Lumbar artificial disc replacement (L-ADR) package | L-ADR package | Zimmer Biomet | Mobidisc L H8, M, T8 L Plate 36x39mm, 5DEG | ZVMBL70 | Package | DE0505717 | - Skeletally mature patients with symptomatic single level or two contiguous level of lumbar DDD and low back pain and/or neurologic deficit confirmed by clinical examination and medical imaging, who: - require reconstruction of the lumbar spinal disc, and - failed to respond to conservative medical management.
Orthopaedics | Spine - Thoracolumbar (TL) and sacral surgery | Lumbar artificial disc replacement (L-ADR) package | L-ADR package | Zimmer Biomet | Mobidisc L H8, M, T8 M Plate 33x39mm, 10DEG | ZVMBL44 | Package | DE0505717 | - Skeletally mature patients with symptomatic single level or two contiguous level of lumbar DDD and low back pain and/or neurologic deficit confirmed by clinical examination and medical imaging, who: - require reconstruction of the lumbar spinal disc, and - failed to respond to conservative medical management.
Orthopaedics | Spine - Thoracolumbar (TL) and sacral surgery | Lumbar artificial disc replacement (L-ADR) package | L-ADR package | Zimmer Biomet | Mobidisc L H8, M, T8 M Plate 33x39mm, 10DEG | ZVMBL68 | Package | DE0505717 | - Skeletally mature patients with symptomatic single level or two contiguous level of lumbar DDD and low back pain and/or neurologic deficit confirmed by clinical examination and medical imaging, who: - require reconstruction of the lumbar spinal disc, and - failed to respond to conservative medical management.
Orthopaedics | Spine - Thoracolumbar (TL) and sacral surgery | Lumbar artificial disc replacement (L-ADR) package | L-ADR package | Zimmer Biomet | Mobidisc L H8, M, T8 M Plate 33x39mm, 5DEG | ZVMBL42 | Package | DE0505717 | - Skeletally mature patients with symptomatic single level or two contiguous level of lumbar DDD and low back pain and/or neurologic deficit confirmed by clinical examination and medical imaging, who: - require reconstruction of the lumbar spinal disc, and - failed to respond to conservative medical management.
Orthopaedics | Spine - Thoracolumbar (TL) and sacral surgery | Lumbar artificial disc replacement (L-ADR) package | L-ADR package | Zimmer Biomet | Mobidisc L H8, M, T8 M Plate 33x39mm, 5DEG | ZVMBL66 | Package | DE0505717 | - Skeletally mature patients with symptomatic single level or two contiguous level of lumbar DDD and low back pain and/or neurologic deficit confirmed by clinical examination and medical imaging, who: - require reconstruction of the lumbar spinal disc, and - failed to respond to conservative medical management.
Orthopaedics | Spine - Thoracolumbar (TL) and sacral surgery | Lumbar artificial disc replacement (L-ADR) package | L-ADR package | Zimmer Biomet | Mobidisc L H8, M, T8 S Plate 30x39mm, 10DEG | ZVMBL40 | Package | DE0505717 | - Skeletally mature patients with symptomatic single level or two contiguous level of lumbar DDD and low back pain and/or neurologic deficit confirmed by clinical examination and medical imaging, who: - require reconstruction of the lumbar spinal disc, and - failed to respond to conservative medical management.
Orthopaedics | Spine - Thoracolumbar (TL) and sacral surgery | Lumbar artificial disc replacement (L-ADR) package | L-ADR package | Zimmer Biomet | Mobidisc L H8, M, T8 S Plate 30x39mm, 10DEG | ZVMBL64 | Package | DE0505717 | - Skeletally mature patients with symptomatic single level or two contiguous level of lumbar DDD and low back pain and/or neurologic deficit confirmed by clinical examination and medical imaging, who: - require reconstruction of the lumbar spinal disc, and - failed to respond to conservative medical management.
Orthopaedics | Spine - Thoracolumbar (TL) and sacral surgery | Lumbar artificial disc replacement (L-ADR) package | L-ADR package | Zimmer Biomet | Mobidisc L H8, M, T8 S Plate 30x39mm, 5DEG | ZVMBL38 | Package | DE0505717 | - Skeletally mature patients with symptomatic single level or two contiguous level of lumbar DDD and low back pain and/or neurologic deficit confirmed by clinical examination and medical imaging, who: - require reconstruction of the lumbar spinal disc, and - failed to respond to conservative medical management.
Orthopaedics | Spine - Thoracolumbar (TL) and sacral surgery | Lumbar artificial disc replacement (L-ADR) package | L-ADR package | Zimmer Biomet | Mobidisc L H8, M, T8 S Plate 30x39mm, 5DEG | ZVMBL62 | Package | DE0505717 | - Skeletally mature patients with symptomatic single level or two contiguous level of lumbar DDD and low back pain and/or neurologic deficit confirmed by clinical examination and medical imaging, who: - require reconstruction of the lumbar spinal disc, and - failed to respond to conservative medical management.
Orthopaedics | Spine - Thoracolumbar (TL) and sacral surgery | Lumbar artificial disc replacement (L-ADR) package | L-ADR package | Zimmer Biomet | Mobidisc L H8, S, T6 L Plate 33x34mm, 10DEG | ZVMBL35 | Package | DE0505717 | - Skeletally mature patients with symptomatic single level or two contiguous level of lumbar DDD and low back pain and/or neurologic deficit confirmed by clinical examination and medical imaging, who: - require reconstruction of the lumbar spinal disc, and - failed to respond to conservative medical management.
Orthopaedics | Spine - Thoracolumbar (TL) and sacral surgery | Lumbar artificial disc replacement (L-ADR) package | L-ADR package | Zimmer Biomet | Mobidisc L H8, S, T6 L Plate 33x34mm, 10DEG | ZVMBL59 | Package | DE0505717 | - Skeletally mature patients with symptomatic single level or two contiguous level of lumbar DDD and low back pain and/or neurologic deficit confirmed by clinical examination and medical imaging, who: - require reconstruction of the lumbar spinal disc, and - failed to respond to conservative medical management.
Orthopaedics | Spine - Thoracolumbar (TL) and sacral surgery | Lumbar artificial disc replacement (L-ADR) package | L-ADR package | Zimmer Biomet | Mobidisc L H8, S, T6 L Plate 33x34mm, 5DEG | ZVMBL33 | Package | DE0505717 | - Skeletally mature patients with symptomatic single level or two contiguous level of lumbar DDD and low back pain and/or neurologic deficit confirmed by clinical examination and medical imaging, who: - require reconstruction of the lumbar spinal disc, and - failed to respond to conservative medical management.
Orthopaedics | Spine - Thoracolumbar (TL) and sacral surgery | Lumbar artificial disc replacement (L-ADR) package | L-ADR package | Zimmer Biomet | Mobidisc L H8, S, T6 L Plate 33x34mm, 5DEG | ZVMBL57 | Package | DE0505717 | - Skeletally mature patients with symptomatic single level or two contiguous level of lumbar DDD and low back pain and/or neurologic deficit confirmed by clinical examination and medical imaging, who: - require reconstruction of the lumbar spinal disc, and - failed to respond to conservative medical management.
Orthopaedics | Spine - Thoracolumbar (TL) and sacral surgery | Lumbar artificial disc replacement (L-ADR) package | L-ADR package | Zimmer Biomet | Mobidisc L H8, S, T6 M Plate 30x24mm, 10DEG | ZVMBL31 | Package | DE0505717 | - Skeletally mature patients with symptomatic single level or two contiguous level of lumbar DDD and low back pain and/or neurologic deficit confirmed by clinical examination and medical imaging, who: - require reconstruction of the lumbar spinal disc, and - failed to respond to conservative medical management.
Orthopaedics | Spine - Thoracolumbar (TL) and sacral surgery | Lumbar artificial disc replacement (L-ADR) package | L-ADR package | Zimmer Biomet | Mobidisc L H8, S, T6 M Plate 30x24mm, 10DEG | ZVMBL55 | Package | DE0505717 | - Skeletally mature patients with symptomatic single level or two contiguous level of lumbar DDD and low back pain and/or neurologic deficit confirmed by clinical examination and medical imaging, who: - require reconstruction of the lumbar spinal disc, and - failed to respond to conservative medical management.
Orthopaedics | Spine - Thoracolumbar (TL) and sacral surgery | Lumbar artificial disc replacement (L-ADR) package | L-ADR package | Zimmer Biomet | Mobidisc L H8, S, T6 M Plate 30x24mm, 5DEG | ZVMBL29 | Package | DE0505717 | - Skeletally mature patients with symptomatic single level or two contiguous level of lumbar DDD and low back pain and/or neurologic deficit confirmed by clinical examination and medical imaging, who: - require reconstruction of the lumbar spinal disc, and - failed to respond to conservative medical management.
Orthopaedics | Spine - Thoracolumbar (TL) and sacral surgery | Lumbar artificial disc replacement (L-ADR) package | L-ADR package | Zimmer Biomet | Mobidisc L H8, S, T6 M Plate 30x24mm, 5DEG | ZVMBL53 | Package | DE0505717 | - Skeletally mature patients with symptomatic single level or two contiguous level of lumbar DDD and low back pain and/or neurologic deficit confirmed by clinical examination and medical imaging, who: - require reconstruction of the lumbar spinal disc, and - failed to respond to conservative medical management.
Orthopaedics | Spine - Thoracolumbar (TL) and sacral surgery | Lumbar artificial disc replacement (L-ADR) package | L-ADR package | Zimmer Biomet | Mobidisc L H8, S, T6 S Plate 27x34mm, 10DEG | ZVMBL27 | Package | DE0505717 | - Skeletally mature patients with symptomatic single level or two contiguous level of lumbar DDD and low back pain and/or neurologic deficit confirmed by clinical examination and medical imaging, who: - require reconstruction of the lumbar spinal disc, and - failed to respond to conservative medical management.
Orthopaedics | Spine - Thoracolumbar (TL) and sacral surgery | Lumbar artificial disc replacement (L-ADR) package | L-ADR package | Zimmer Biomet | Mobidisc L H8, S, T6 S Plate 27x34mm, 10DEG | ZVMBL51 | Package | DE0505717 | - Skeletally mature patients with symptomatic single level or two contiguous level of lumbar DDD and low back pain and/or neurologic deficit confirmed by clinical examination and medical imaging, who: - require reconstruction of the lumbar spinal disc, and - failed to respond to conservative medical management.
Orthopaedics | Spine - Thoracolumbar (TL) and sacral surgery | Lumbar artificial disc replacement (L-ADR) package | L-ADR package | Zimmer Biomet | Mobidisc L H8, S, T6 S Plate 27x34mm, 5DEG | ZVMBL25 | Package | DE0505717 | - Skeletally mature patients with symptomatic single level or two contiguous level of lumbar DDD and low back pain and/or neurologic deficit confirmed by clinical examination and medical imaging, who: - require reconstruction of the lumbar spinal disc, and - failed to respond to conservative medical management.
Orthopaedics | Spine - Thoracolumbar (TL) and sacral surgery | Lumbar artificial disc replacement (L-ADR) package | L-ADR package | Zimmer Biomet | Mobidisc L H8, S, T6 S Plate 27x34mm, 5DEG | ZVMBL49 | Package | DE0505717 | - Skeletally mature patients with symptomatic single level or two contiguous level of lumbar DDD and low back pain and/or neurologic deficit confirmed by clinical examination and medical imaging, who: - require reconstruction of the lumbar spinal disc, and - failed to respond to conservative medical management.
Orthopaedics | Spine - Thoracolumbar (TL) and sacral surgery | Lumbar artificial disc replacement (L-ADR) package | L-ADR package | Zimmer Biomet | Mobidisc L H8, S, T8 L Plate 36x39mm, 10DEG | ZVMBL47 | Package | DE0505717 | - Skeletally mature patients with symptomatic single level or two contiguous level of lumbar DDD and low back pain and/or neurologic deficit confirmed by clinical examination and medical imaging, who: - require reconstruction of the lumbar spinal disc, and - failed to respond to conservative medical management.
Orthopaedics | Spine - Thoracolumbar (TL) and sacral surgery | Lumbar artificial disc replacement (L-ADR) package | L-ADR package | Zimmer Biomet | Mobidisc L H8, S, T8 L Plate 36x39mm, 10DEG | ZVMBL71 | Package | DE0505717 | - Skeletally mature patients with symptomatic single level or two contiguous level of lumbar DDD and low back pain and/or neurologic deficit confirmed by clinical examination and medical imaging, who: - require reconstruction of the lumbar spinal disc, and - failed to respond to conservative medical management.
Orthopaedics | Spine - Thoracolumbar (TL) and sacral surgery | Lumbar artificial disc replacement (L-ADR) package | L-ADR package | Zimmer Biomet | Mobidisc L H8, S, T8 L Plate 36x39mm, 5DEG | ZVMBL45 | Package | DE0505717 | - Skeletally mature patients with symptomatic single level or two contiguous level of lumbar DDD and low back pain and/or neurologic deficit confirmed by clinical examination and medical imaging, who: - require reconstruction of the lumbar spinal disc, and - failed to respond to conservative medical management.
Orthopaedics | Spine - Thoracolumbar (TL) and sacral surgery | Lumbar artificial disc replacement (L-ADR) package | L-ADR package | Zimmer Biomet | Mobidisc L H8, S, T8 L Plate 36x39mm, 5DEG | ZVMBL69 | Package | DE0505717 | - Skeletally mature patients with symptomatic single level or two contiguous level of lumbar DDD and low back pain and/or neurologic deficit confirmed by clinical examination and medical imaging, who: - require reconstruction of the lumbar spinal disc, and - failed to respond to conservative medical management.
Orthopaedics | Spine - Thoracolumbar (TL) and sacral surgery | Lumbar artificial disc replacement (L-ADR) package | L-ADR package | Zimmer Biomet | Mobidisc L H8, S, T8 M Plate 33x39mm, 10DEG | ZVMBL43 | Package | DE0505717 | - Skeletally mature patients with symptomatic single level or two contiguous level of lumbar DDD and low back pain and/or neurologic deficit confirmed by clinical examination and medical imaging, who: - require reconstruction of the lumbar spinal disc, and - failed to respond to conservative medical management.
Orthopaedics | Spine - Thoracolumbar (TL) and sacral surgery | Lumbar artificial disc replacement (L-ADR) package | L-ADR package | Zimmer Biomet | Mobidisc L H8, S, T8 M Plate 33x39mm, 10DEG | ZVMBL67 | Package | DE0505717 | - Skeletally mature patients with symptomatic single level or two contiguous level of lumbar DDD and low back pain and/or neurologic deficit confirmed by clinical examination and medical imaging, who: - require reconstruction of the lumbar spinal disc, and - failed to respond to conservative medical management.
Orthopaedics | Spine - Thoracolumbar (TL) and sacral surgery | Lumbar artificial disc replacement (L-ADR) package | L-ADR package | Zimmer Biomet | Mobidisc L H8, S, T8 M Plate 33x39mm, 5DEG | ZVMBL41 | Package | DE0505717 | - Skeletally mature patients with symptomatic single level or two contiguous level of lumbar DDD and low back pain and/or neurologic deficit confirmed by clinical examination and medical imaging, who: - require reconstruction of the lumbar spinal disc, and - failed to respond to conservative medical management.
Orthopaedics | Spine - Thoracolumbar (TL) and sacral surgery | Lumbar artificial disc replacement (L-ADR) package | L-ADR package | Zimmer Biomet | Mobidisc L H8, S, T8 M Plate 33x39mm, 5DEG | ZVMBL65 | Package | DE0505717 | - Skeletally mature patients with symptomatic single level or two contiguous level of lumbar DDD and low back pain and/or neurologic deficit confirmed by clinical examination and medical imaging, who: - require reconstruction of the lumbar spinal disc, and - failed to respond to conservative medical management.
Orthopaedics | Spine - Thoracolumbar (TL) and sacral surgery | Lumbar artificial disc replacement (L-ADR) package | L-ADR package | Zimmer Biomet | Mobidisc L H8, S, T8 S Plate 30x39mm, 10DEG | ZVMBL39 | Package | DE0505717 | - Skeletally mature patients with symptomatic single level or two contiguous level of lumbar DDD and low back pain and/or neurologic deficit confirmed by clinical examination and medical imaging, who: - require reconstruction of the lumbar spinal disc, and - failed to respond to conservative medical management.
Orthopaedics | Spine - Thoracolumbar (TL) and sacral surgery | Lumbar artificial disc replacement (L-ADR) package | L-ADR package | Zimmer Biomet | Mobidisc L H8, S, T8 S Plate 30x39mm, 10DEG | ZVMBL63 | Package | DE0505717 | - Skeletally mature patients with symptomatic single level or two contiguous level of lumbar DDD and low back pain and/or neurologic deficit confirmed by clinical examination and medical imaging, who: - require reconstruction of the lumbar spinal disc, and - failed to respond to conservative medical management.
Orthopaedics | Spine - Thoracolumbar (TL) and sacral surgery | Lumbar artificial disc replacement (L-ADR) package | L-ADR package | Zimmer Biomet | Mobidisc L H8, S, T8 S Plate 30x39mm, 5DEG | ZVMBL37 | Package | DE0505717 | - Skeletally mature patients with symptomatic single level or two contiguous level of lumbar DDD and low back pain and/or neurologic deficit confirmed by clinical examination and medical imaging, who: - require reconstruction of the lumbar spinal disc, and - failed to respond to conservative medical management.
Orthopaedics | Spine - Thoracolumbar (TL) and sacral surgery | Lumbar artificial disc replacement (L-ADR) package | L-ADR package | Zimmer Biomet | Mobidisc L H8, S, T8 S Plate 30x39mm, 5DEG | ZVMBL61 | Package | DE0505717 | - Skeletally mature patients with symptomatic single level or two contiguous level of lumbar DDD and low back pain and/or neurologic deficit confirmed by clinical examination and medical imaging, who: - require reconstruction of the lumbar spinal disc, and - failed to respond to conservative medical management.
Orthopaedics | Spine - Thoracolumbar (TL) and sacral surgery | Lumbar artificial disc replacement (L-ADR) package | L-ADR package | Zimmer Biomet | Mobidisc L H9, M, T6 L Plate 33x34mm, 10DEG | ZVMBL84 | Package | DE0505717 | - Skeletally mature patients with symptomatic single level or two contiguous level of lumbar DDD and low back pain and/or neurologic deficit confirmed by clinical examination and medical imaging, who: - require reconstruction of the lumbar spinal disc, and - failed to respond to conservative medical management.
Orthopaedics | Spine - Thoracolumbar (TL) and sacral surgery | Lumbar artificial disc replacement (L-ADR) package | L-ADR package | Zimmer Biomet | Mobidisc L H9, M, T6 L Plate 33x34mm, 5DEG | ZVMBL82 | Package | DE0505717 | - Skeletally mature patients with symptomatic single level or two contiguous level of lumbar DDD and low back pain and/or neurologic deficit confirmed by clinical examination and medical imaging, who: - require reconstruction of the lumbar spinal disc, and - failed to respond to conservative medical management.
Orthopaedics | Spine - Thoracolumbar (TL) and sacral surgery | Lumbar artificial disc replacement (L-ADR) package | L-ADR package | Zimmer Biomet | Mobidisc L H9, M, T6 M Plate 30x24mm, 10DEG | ZVMBL80 | Package | DE0505717 | - Skeletally mature patients with symptomatic single level or two contiguous level of lumbar DDD and low back pain and/or neurologic deficit confirmed by clinical examination and medical imaging, who: - require reconstruction of the lumbar spinal disc, and - failed to respond to conservative medical management.
Orthopaedics | Spine - Thoracolumbar (TL) and sacral surgery | Lumbar artificial disc replacement (L-ADR) package | L-ADR package | Zimmer Biomet | Mobidisc L H9, M, T6 M Plate 30x24mm, 5DEG | ZVMBL78 | Package | DE0505717 | - Skeletally mature patients with symptomatic single level or two contiguous level of lumbar DDD and low back pain and/or neurologic deficit confirmed by clinical examination and medical imaging, who: - require reconstruction of the lumbar spinal disc, and - failed to respond to conservative medical management.
Orthopaedics | Spine - Thoracolumbar (TL) and sacral surgery | Lumbar artificial disc replacement (L-ADR) package | L-ADR package | Zimmer Biomet | Mobidisc L H9, M, T6 S Plate 27x34mm, 10DEG | ZVMBL76 | Package | DE0505717 | - Skeletally mature patients with symptomatic single level or two contiguous level of lumbar DDD and low back pain and/or neurologic deficit confirmed by clinical examination and medical imaging, who: - require reconstruction of the lumbar spinal disc, and - failed to respond to conservative medical management.
Orthopaedics | Spine - Thoracolumbar (TL) and sacral surgery | Lumbar artificial disc replacement (L-ADR) package | L-ADR package | Zimmer Biomet | Mobidisc L H9, M, T6 S Plate 27x34mm, 5DEG | ZVMBL74 | Package | DE0505717 | - Skeletally mature patients with symptomatic single level or two contiguous level of lumbar DDD and low back pain and/or neurologic deficit confirmed by clinical examination and medical imaging, who: - require reconstruction of the lumbar spinal disc, and - failed to respond to conservative medical management.
Orthopaedics | Spine - Thoracolumbar (TL) and sacral surgery | Lumbar artificial disc replacement (L-ADR) package | L-ADR package | Zimmer Biomet | Mobidisc L H9, M, T8 L Plate 36x39mm, 10DEG | ZVMBL96 | Package | DE0505717 | - Skeletally mature patients with symptomatic single level or two contiguous level of lumbar DDD and low back pain and/or neurologic deficit confirmed by clinical examination and medical imaging, who: - require reconstruction of the lumbar spinal disc, and - failed to respond to conservative medical management.
Orthopaedics | Spine - Thoracolumbar (TL) and sacral surgery | Lumbar artificial disc replacement (L-ADR) package | L-ADR package | Zimmer Biomet | Mobidisc L H9, M, T8 L Plate 36x39mm, 5DEG | ZVMBL94 | Package | DE0505717 | - Skeletally mature patients with symptomatic single level or two contiguous level of lumbar DDD and low back pain and/or neurologic deficit confirmed by clinical examination and medical imaging, who: - require reconstruction of the lumbar spinal disc, and - failed to respond to conservative medical management.
Orthopaedics | Spine - Thoracolumbar (TL) and sacral surgery | Lumbar artificial disc replacement (L-ADR) package | L-ADR package | Zimmer Biomet | Mobidisc L H9, M, T8 M Plate 33x39mm, 10DEG | ZVMBL92 | Package | DE0505717 | - Skeletally mature patients with symptomatic single level or two contiguous level of lumbar DDD and low back pain and/or neurologic deficit confirmed by clinical examination and medical imaging, who: - require reconstruction of the lumbar spinal disc, and - failed to respond to conservative medical management.
Orthopaedics | Spine - Thoracolumbar (TL) and sacral surgery | Lumbar artificial disc replacement (L-ADR) package | L-ADR package | Zimmer Biomet | Mobidisc L H9, M, T8 M Plate 33x39mm, 5DEG | ZVMBL90 | Package | DE0505717 | - Skeletally mature patients with symptomatic single level or two contiguous level of lumbar DDD and low back pain and/or neurologic deficit confirmed by clinical examination and medical imaging, who: - require reconstruction of the lumbar spinal disc, and - failed to respond to conservative medical management.
Orthopaedics | Spine - Thoracolumbar (TL) and sacral surgery | Lumbar artificial disc replacement (L-ADR) package | L-ADR package | Zimmer Biomet | Mobidisc L H9, M, T8 S Plate 30x39mm, 10DEG | ZVMBL88 | Package | DE0505717 | - Skeletally mature patients with symptomatic single level or two contiguous level of lumbar DDD and low back pain and/or neurologic deficit confirmed by clinical examination and medical imaging, who: - require reconstruction of the lumbar spinal disc, and - failed to respond to conservative medical management.
Orthopaedics | Spine - Thoracolumbar (TL) and sacral surgery | Lumbar artificial disc replacement (L-ADR) package | L-ADR package | Zimmer Biomet | Mobidisc L H9, M, T8 S Plate 30x39mm, 5DEG | ZVMBL86 | Package | DE0505717 | - Skeletally mature patients with symptomatic single level or two contiguous level of lumbar DDD and low back pain and/or neurologic deficit confirmed by clinical examination and medical imaging, who: - require reconstruction of the lumbar spinal disc, and - failed to respond to conservative medical management.
Orthopaedics | Spine - Thoracolumbar (TL) and sacral surgery | Lumbar artificial disc replacement (L-ADR) package | L-ADR package | Zimmer Biomet | Mobidisc L H9, S, T6 L Plate 33x34mm, 10DEG | ZVMBL83 | Package | DE0505717 | - Skeletally mature patients with symptomatic single level or two contiguous level of lumbar DDD and low back pain and/or neurologic deficit confirmed by clinical examination and medical imaging, who: - require reconstruction of the lumbar spinal disc, and - failed to respond to conservative medical management.
Orthopaedics | Spine - Thoracolumbar (TL) and sacral surgery | Lumbar artificial disc replacement (L-ADR) package | L-ADR package | Zimmer Biomet | Mobidisc L H9, S, T6 L Plate 33x34mm, 5DEG | ZVMBL81 | Package | DE0505717 | - Skeletally mature patients with symptomatic single level or two contiguous level of lumbar DDD and low back pain and/or neurologic deficit confirmed by clinical examination and medical imaging, who: - require reconstruction of the lumbar spinal disc, and - failed to respond to conservative medical management.
Orthopaedics | Spine - Thoracolumbar (TL) and sacral surgery | Lumbar artificial disc replacement (L-ADR) package | L-ADR package | Zimmer Biomet | Mobidisc L H9, S, T6 M Plate 30x24mm, 10DEG | ZVMBL79 | Package | DE0505717 | - Skeletally mature patients with symptomatic single level or two contiguous level of lumbar DDD and low back pain and/or neurologic deficit confirmed by clinical examination and medical imaging, who: - require reconstruction of the lumbar spinal disc, and - failed to respond to conservative medical management.
Orthopaedics | Spine - Thoracolumbar (TL) and sacral surgery | Lumbar artificial disc replacement (L-ADR) package | L-ADR package | Zimmer Biomet | Mobidisc L H9, S, T6 M Plate 30x24mm, 5DEG | ZVMBL77 | Package | DE0505717 | - Skeletally mature patients with symptomatic single level or two contiguous level of lumbar DDD and low back pain and/or neurologic deficit confirmed by clinical examination and medical imaging, who: - require reconstruction of the lumbar spinal disc, and - failed to respond to conservative medical management.
Orthopaedics | Spine - Thoracolumbar (TL) and sacral surgery | Lumbar artificial disc replacement (L-ADR) package | L-ADR package | Zimmer Biomet | Mobidisc L H9, S, T6 S Plate 27x34mm, 10DEG | ZVMBL75 | Package | DE0505717 | - Skeletally mature patients with symptomatic single level or two contiguous level of lumbar DDD and low back pain and/or neurologic deficit confirmed by clinical examination and medical imaging, who: - require reconstruction of the lumbar spinal disc, and - failed to respond to conservative medical management.
Orthopaedics | Spine - Thoracolumbar (TL) and sacral surgery | Lumbar artificial disc replacement (L-ADR) package | L-ADR package | Zimmer Biomet | Mobidisc L H9, S, T6 S Plate 27x34mm, 5DEG | ZVMBL73 | Package | DE0505717 | - Skeletally mature patients with symptomatic single level or two contiguous level of lumbar DDD and low back pain and/or neurologic deficit confirmed by clinical examination and medical imaging, who: - require reconstruction of the lumbar spinal disc, and - failed to respond to conservative medical management.
Orthopaedics | Spine - Thoracolumbar (TL) and sacral surgery | Lumbar artificial disc replacement (L-ADR) package | L-ADR package | Zimmer Biomet | Mobidisc L H9, S, T8 L Plate 36x39mm, 10DEG | ZVMBL95 | Package | DE0505717 | - Skeletally mature patients with symptomatic single level or two contiguous level of lumbar DDD and low back pain and/or neurologic deficit confirmed by clinical examination and medical imaging, who: - require reconstruction of the lumbar spinal disc, and - failed to respond to conservative medical management.
Orthopaedics | Spine - Thoracolumbar (TL) and sacral surgery | Lumbar artificial disc replacement (L-ADR) package | L-ADR package | Zimmer Biomet | Mobidisc L H9, S, T8 L Plate 36x39mm, 5DEG | ZVMBL93 | Package | DE0505717 | - Skeletally mature patients with symptomatic single level or two contiguous level of lumbar DDD and low back pain and/or neurologic deficit confirmed by clinical examination and medical imaging, who: - require reconstruction of the lumbar spinal disc, and - failed to respond to conservative medical management.
Orthopaedics | Spine - Thoracolumbar (TL) and sacral surgery | Lumbar artificial disc replacement (L-ADR) package | L-ADR package | Zimmer Biomet | Mobidisc L H9, S, T8 M Plate 33x39mm, 10DEG | ZVMBL91 | Package | DE0505717 | - Skeletally mature patients with symptomatic single level or two contiguous level of lumbar DDD and low back pain and/or neurologic deficit confirmed by clinical examination and medical imaging, who: - require reconstruction of the lumbar spinal disc, and - failed to respond to conservative medical management.
Orthopaedics | Spine - Thoracolumbar (TL) and sacral surgery | Lumbar artificial disc replacement (L-ADR) package | L-ADR package | Zimmer Biomet | Mobidisc L H9, S, T8 M Plate 33x39mm, 5DEG | ZVMBL89 | Package | DE0505717 | - Skeletally mature patients with symptomatic single level or two contiguous level of lumbar DDD and low back pain and/or neurologic deficit confirmed by clinical examination and medical imaging, who: - require reconstruction of the lumbar spinal disc, and - failed to respond to conservative medical management.
Orthopaedics | Spine - Thoracolumbar (TL) and sacral surgery | Lumbar artificial disc replacement (L-ADR) package | L-ADR package | Zimmer Biomet | Mobidisc L H9, S, T8 S Plate 30x39mm, 10DEG | ZVMBL87 | Package | DE0505717 | - Skeletally mature patients with symptomatic single level or two contiguous level of lumbar DDD and low back pain and/or neurologic deficit confirmed by clinical examination and medical imaging, who: - require reconstruction of the lumbar spinal disc, and - failed to respond to conservative medical management.
Orthopaedics | Spine - Thoracolumbar (TL) and sacral surgery | Lumbar artificial disc replacement (L-ADR) package | L-ADR package | Zimmer Biomet | Mobidisc L H9, S, T8 S Plate 30x39mm, 5DEG | ZVMBL85 | Package | DE0505717 | - Skeletally mature patients with symptomatic single level or two contiguous level of lumbar DDD and low back pain and/or neurologic deficit confirmed by clinical examination and medical imaging, who: - require reconstruction of the lumbar spinal disc, and - failed to respond to conservative medical management.
Orthopaedics | Spine - Thoracolumbar (TL) and sacral surgery | Lumbar artificial disc replacement (L-ADR) package | L-ADR package | Zimmer Biomet | Mobidisc L Inferior Plate T6 L 33x34mm 10DEG | MD1055K | Standalone | DE0505717 | - Skeletally mature patients with symptomatic single level or two contiguous level of lumbar DDD and low back pain and/or neurologic deficit confirmed by clinical examination and medical imaging, who: - require reconstruction of the lumbar spinal disc, and - failed to respond to conservative medical management.
Orthopaedics | Spine - Thoracolumbar (TL) and sacral surgery | Lumbar artificial disc replacement (L-ADR) package | L-ADR package | Zimmer Biomet | Mobidisc L Inferior Plate T6 L 33x34mm 5DEG | MD1054K | Standalone | DE0505717 | - Skeletally mature patients with symptomatic single level or two contiguous level of lumbar DDD and low back pain and/or neurologic deficit confirmed by clinical examination and medical imaging, who: - require reconstruction of the lumbar spinal disc, and - failed to respond to conservative medical management.
Orthopaedics | Spine - Thoracolumbar (TL) and sacral surgery | Lumbar artificial disc replacement (L-ADR) package | L-ADR package | Zimmer Biomet | Mobidisc L Inferior Plate T6 M 30x34mm 10DEG | MD1045K | Standalone | DE0505717 | - Skeletally mature patients with symptomatic single level or two contiguous level of lumbar DDD and low back pain and/or neurologic deficit confirmed by clinical examination and medical imaging, who: - require reconstruction of the lumbar spinal disc, and - failed to respond to conservative medical management.
Orthopaedics | Spine - Thoracolumbar (TL) and sacral surgery | Lumbar artificial disc replacement (L-ADR) package | L-ADR package | Zimmer Biomet | Mobidisc L Inferior Plate T6 M 30x34mm 5DEG | MD1044K | Standalone | DE0505717 | - Skeletally mature patients with symptomatic single level or two contiguous level of lumbar DDD and low back pain and/or neurologic deficit confirmed by clinical examination and medical imaging, who: - require reconstruction of the lumbar spinal disc, and - failed to respond to conservative medical management.
Orthopaedics | Spine - Thoracolumbar (TL) and sacral surgery | Lumbar artificial disc replacement (L-ADR) package | L-ADR package | Zimmer Biomet | Mobidisc L Inferior Plate T6 S 27x34mm 10DEG | MD1035K | Standalone | DE0505717 | - Skeletally mature patients with symptomatic single level or two contiguous level of lumbar DDD and low back pain and/or neurologic deficit confirmed by clinical examination and medical imaging, who: - require reconstruction of the lumbar spinal disc, and - failed to respond to conservative medical management.
Orthopaedics | Spine - Thoracolumbar (TL) and sacral surgery | Lumbar artificial disc replacement (L-ADR) package | L-ADR package | Zimmer Biomet | Mobidisc L Inferior Plate T6 S 27x34mm 5DEG | MD1034K | Standalone | DE0505717 | - Skeletally mature patients with symptomatic single level or two contiguous level of lumbar DDD and low back pain and/or neurologic deficit confirmed by clinical examination and medical imaging, who: - require reconstruction of the lumbar spinal disc, and - failed to respond to conservative medical management.
Orthopaedics | Spine - Thoracolumbar (TL) and sacral surgery | Lumbar artificial disc replacement (L-ADR) package | L-ADR package | Zimmer Biomet | Mobidisc L Inferior Plate T8 L 36x39mm 10DEG | MD1095K | Standalone | DE0505717 | - Skeletally mature patients with symptomatic single level or two contiguous level of lumbar DDD and low back pain and/or neurologic deficit confirmed by clinical examination and medical imaging, who: - require reconstruction of the lumbar spinal disc, and - failed to respond to conservative medical management.
Orthopaedics | Spine - Thoracolumbar (TL) and sacral surgery | Lumbar artificial disc replacement (L-ADR) package | L-ADR package | Zimmer Biomet | Mobidisc L Inferior Plate T8 L 36x39mm 5DEG | MD1094K | Standalone | DE0505717 | - Skeletally mature patients with symptomatic single level or two contiguous level of lumbar DDD and low back pain and/or neurologic deficit confirmed by clinical examination and medical imaging, who: - require reconstruction of the lumbar spinal disc, and - failed to respond to conservative medical management.
Orthopaedics | Spine - Thoracolumbar (TL) and sacral surgery | Lumbar artificial disc replacement (L-ADR) package | L-ADR package | Zimmer Biomet | Mobidisc L Inferior Plate T8 M 33x39mm 10DEG | MD1085K | Standalone | DE0505717 | - Skeletally mature patients with symptomatic single level or two contiguous level of lumbar DDD and low back pain and/or neurologic deficit confirmed by clinical examination and medical imaging, who: - require reconstruction of the lumbar spinal disc, and - failed to respond to conservative medical management.
Orthopaedics | Spine - Thoracolumbar (TL) and sacral surgery | Lumbar artificial disc replacement (L-ADR) package | L-ADR package | Zimmer Biomet | Mobidisc L Inferior Plate T8 M 33x39mm 5DEG | MD1084K | Standalone | DE0505717 | - Skeletally mature patients with symptomatic single level or two contiguous level of lumbar DDD and low back pain and/or neurologic deficit confirmed by clinical examination and medical imaging, who: - require reconstruction of the lumbar spinal disc, and - failed to respond to conservative medical management.
Orthopaedics | Spine - Thoracolumbar (TL) and sacral surgery | Lumbar artificial disc replacement (L-ADR) package | L-ADR package | Zimmer Biomet | Mobidisc L Inferior Plate T8 S 30x39mm 10DEG | MD1075K | Standalone | DE0505717 | - Skeletally mature patients with symptomatic single level or two contiguous level of lumbar DDD and low back pain and/or neurologic deficit confirmed by clinical examination and medical imaging, who: - require reconstruction of the lumbar spinal disc, and - failed to respond to conservative medical management.
Orthopaedics | Spine - Thoracolumbar (TL) and sacral surgery | Lumbar artificial disc replacement (L-ADR) package | L-ADR package | Zimmer Biomet | Mobidisc L Inferior Plate T8 S 30x39mm 5DEG | MD1074K | Standalone | DE0505717 | - Skeletally mature patients with symptomatic single level or two contiguous level of lumbar DDD and low back pain and/or neurologic deficit confirmed by clinical examination and medical imaging, who: - require reconstruction of the lumbar spinal disc, and - failed to respond to conservative medical management.
Orthopaedics | Spine - Thoracolumbar (TL) and sacral surgery | Lumbar artificial disc replacement (L-ADR) package | L-ADR package | Zimmer Biomet | Mobidisc L Mobile Insert H7mm 0DEG | MD401P | Standalone | DE0505717 | - Skeletally mature patients with symptomatic single level or two contiguous level of lumbar DDD and low back pain and/or neurologic deficit confirmed by clinical examination and medical imaging, who: - require reconstruction of the lumbar spinal disc, and - failed to respond to conservative medical management.
Orthopaedics | Spine - Thoracolumbar (TL) and sacral surgery | Lumbar artificial disc replacement (L-ADR) package | L-ADR package | Zimmer Biomet | Mobidisc L Mobile Insert H8mm 0DEG | MD402P | Standalone | DE0505717 | - Skeletally mature patients with symptomatic single level or two contiguous level of lumbar DDD and low back pain and/or neurologic deficit confirmed by clinical examination and medical imaging, who: - require reconstruction of the lumbar spinal disc, and - failed to respond to conservative medical management.
Orthopaedics | Spine - Thoracolumbar (TL) and sacral surgery | Lumbar artificial disc replacement (L-ADR) package | L-ADR package | Zimmer Biomet | Mobidisc L Mobile Insert H9mm 0DEG | MD403P | Standalone | DE0505717 | - Skeletally mature patients with symptomatic single level or two contiguous level of lumbar DDD and low back pain and/or neurologic deficit confirmed by clinical examination and medical imaging, who: - require reconstruction of the lumbar spinal disc, and - failed to respond to conservative medical management.
Orthopaedics | Spine - Thoracolumbar (TL) and sacral surgery | Lumbar artificial disc replacement (L-ADR) package | L-ADR package | Zimmer Biomet | Mobidisc L Superior Plate T6 L 33x34 mm | MD1052K | Standalone | DE0505717 | - Skeletally mature patients with symptomatic single level or two contiguous level of lumbar DDD and low back pain and/or neurologic deficit confirmed by clinical examination and medical imaging, who: - require reconstruction of the lumbar spinal disc, and - failed to respond to conservative medical management.
Orthopaedics | Spine - Thoracolumbar (TL) and sacral surgery | Lumbar artificial disc replacement (L-ADR) package | L-ADR package | Zimmer Biomet | Mobidisc L Superior Plate T6 M 30x34 mm | MD1042K | Standalone | DE0505717 | - Skeletally mature patients with symptomatic single level or two contiguous level of lumbar DDD and low back pain and/or neurologic deficit confirmed by clinical examination and medical imaging, who: - require reconstruction of the lumbar spinal disc, and - failed to respond to conservative medical management.
Orthopaedics | Spine - Thoracolumbar (TL) and sacral surgery | Lumbar artificial disc replacement (L-ADR) package | L-ADR package | Zimmer Biomet | Mobidisc L Superior Plate T6 S 27x34 mm | MD1032K | Standalone | DE0505717 | - Skeletally mature patients with symptomatic single level or two contiguous level of lumbar DDD and low back pain and/or neurologic deficit confirmed by clinical examination and medical imaging, who: - require reconstruction of the lumbar spinal disc, and - failed to respond to conservative medical management.
Orthopaedics | Spine - Thoracolumbar (TL) and sacral surgery | Lumbar artificial disc replacement (L-ADR) package | L-ADR package | Zimmer Biomet | Mobidisc L Superior Plate T8 L 36x39 mm | MD1092K | Standalone | DE0505717 | - Skeletally mature patients with symptomatic single level or two contiguous level of lumbar DDD and low back pain and/or neurologic deficit confirmed by clinical examination and medical imaging, who: - require reconstruction of the lumbar spinal disc, and - failed to respond to conservative medical management.
Orthopaedics | Spine - Thoracolumbar (TL) and sacral surgery | Lumbar artificial disc replacement (L-ADR) package | L-ADR package | Zimmer Biomet | Mobidisc L Superior Plate T8 M 33x39 mm | MD1082K | Standalone | DE0505717 | - Skeletally mature patients with symptomatic single level or two contiguous level of lumbar DDD and low back pain and/or neurologic deficit confirmed by clinical examination and medical imaging, who: - require reconstruction of the lumbar spinal disc, and - failed to respond to conservative medical management.
Orthopaedics | Spine - Thoracolumbar (TL) and sacral surgery | Lumbar artificial disc replacement (L-ADR) package | L-ADR package | Zimmer Biomet | Mobidisc L Superior Plate T8 S 30x39 mm | MD1072K | Standalone | DE0505717 | - Skeletally mature patients with symptomatic single level or two contiguous level of lumbar DDD and low back pain and/or neurologic deficit confirmed by clinical examination and medical imaging, who: - require reconstruction of the lumbar spinal disc, and - failed to respond to conservative medical management.
Orthopaedics | Spine - Thoracolumbar (TL) and sacral surgery | TL and sacral fusion and fixation implant | TL fixation screw | K2M | Modular Plate Assembly Screw | 7901-1S12 | Standalone | DE0500731 | As per HSA registered indication(s)
Orthopaedics | Spine - Thoracolumbar (TL) and sacral surgery | TL interbody cage | TL interbody fixation accessories | NuVasive Inc. | Modulus ALIF Bolt, D5.0x15mm Fix/2PK | 1350150P2 | Package | DE0507921 | As per HSA registered indication(s)
Orthopaedics | Spine - Thoracolumbar (TL) and sacral surgery | TL interbody cage | TL interbody fixation accessories | NuVasive Inc. | Modulus ALIF Bolt, D5.0x15mm Fixation | 1450150 | Standalone | DE0507921 | As per HSA registered indication(s)
Orthopaedics | Spine - Thoracolumbar (TL) and sacral surgery | TL interbody cage | TL interbody fixation accessories | NuVasive Inc. | Modulus ALIF Bolt, D5.0x17.5mm Fix/2PK | 1350175P2 | Package | DE0507921 | As per HSA registered indication(s)
Orthopaedics | Spine - Thoracolumbar (TL) and sacral surgery | TL interbody cage | TL interbody fixation accessories | NuVasive Inc. | Modulus ALIF Bolt, D5.0x17.5mm Fixation | 1450175 | Standalone | DE0507921 | As per HSA registered indication(s)
Orthopaedics | Spine - Thoracolumbar (TL) and sacral surgery | TL interbody cage | TL interbody fixation accessories | NuVasive Inc. | Modulus ALIF Bolt, D5.0x20mm Fix/2PK | 1350200P2 | Package | DE0507921 | As per HSA registered indication(s)
Orthopaedics | Spine - Thoracolumbar (TL) and sacral surgery | TL interbody cage | TL interbody fixation accessories | NuVasive Inc. | Modulus ALIF Bolt, D5.0x20mm Fixation | 1450200 | Standalone | DE0507921 | As per HSA registered indication(s)
Orthopaedics | Spine - Thoracolumbar (TL) and sacral surgery | TL interbody cage | TL interbody fixation accessories | NuVasive Inc. | Modulus ALIF Bolt, D5.0x22.5mm Fix/2PK | 1350225P2 | Package | DE0507921 | As per HSA registered indication(s)
Orthopaedics | Spine - Thoracolumbar (TL) and sacral surgery | TL interbody cage | TL interbody fixation accessories | NuVasive Inc. | Modulus ALIF Bolt, D5.0x22.5mm Fixation | 1450225 | Standalone | DE0507921 | As per HSA registered indication(s)
Orthopaedics | Spine - Thoracolumbar (TL) and sacral surgery | TL interbody cage | TL interbody fixation accessories | NuVasive Inc. | Modulus ALIF Bolt, D5.0x25mm Fix/2PK | 1350250P2 | Package | DE0507921 | As per HSA registered indication(s)
Orthopaedics | Spine - Thoracolumbar (TL) and sacral surgery | TL interbody cage | TL interbody fixation accessories | NuVasive Inc. | Modulus ALIF Bolt, D5.0x25mm Fixation | 1450250 | Standalone | DE0507921 | As per HSA registered indication(s)
Orthopaedics | Spine - Thoracolumbar (TL) and sacral surgery | TL interbody cage | TL interbody fixation accessories | NuVasive Inc. | Modulus ALIF Bolt, D6.0x15mm Fix/2PK | 1360150P2 | Package | DE0507921 | As per HSA registered indication(s)
Orthopaedics | Spine - Thoracolumbar (TL) and sacral surgery | TL interbody cage | TL interbody fixation accessories | NuVasive Inc. | Modulus ALIF Bolt, D6.0x15mm Fixation | 1460150 | Standalone | DE0507921 | As per HSA registered indication(s)
Orthopaedics | Spine - Thoracolumbar (TL) and sacral surgery | TL interbody cage | TL interbody fixation accessories | NuVasive Inc. | Modulus ALIF Bolt, D6.0x17.5mm Fix/2PK | 1360175P2 | Package | DE0507921 | As per HSA registered indication(s)
Orthopaedics | Spine - Thoracolumbar (TL) and sacral surgery | TL interbody cage | TL interbody fixation accessories | NuVasive Inc. | Modulus ALIF Bolt, D6.0x17.5mm Fixation | 1460175 | Standalone | DE0507921 | As per HSA registered indication(s)
Orthopaedics | Spine - Thoracolumbar (TL) and sacral surgery | TL interbody cage | TL interbody fixation accessories | NuVasive Inc. | Modulus ALIF Bolt, D6.0x20mm Fix/2PK | 1360200P2 | Package | DE0507921 | As per HSA registered indication(s)
Orthopaedics | Spine - Thoracolumbar (TL) and sacral surgery | TL interbody cage | TL interbody fixation accessories | NuVasive Inc. | Modulus ALIF Bolt, D6.0x20mm Fixation | 1460200 | Standalone | DE0507921 | As per HSA registered indication(s)
Orthopaedics | Spine - Thoracolumbar (TL) and sacral surgery | TL interbody cage | TL interbody fixation accessories | NuVasive Inc. | Modulus ALIF Bolt, D6.0x22.5mm Fix/2PK | 1360225P2 | Package | DE0507921 | As per HSA registered indication(s)
Orthopaedics | Spine - Thoracolumbar (TL) and sacral surgery | TL interbody cage | TL interbody fixation accessories | NuVasive Inc. | Modulus ALIF Bolt, D6.0x22.5mm Fixation | 1460225 | Standalone | DE0507921 | As per HSA registered indication(s)
Orthopaedics | Spine - Thoracolumbar (TL) and sacral surgery | TL interbody cage | TL interbody fixation accessories | NuVasive Inc. | Modulus ALIF Bolt, D6.0x25mm Fix/2PK | 1360250P2 | Package | DE0507921 | As per HSA registered indication(s)
Orthopaedics | Spine - Thoracolumbar (TL) and sacral surgery | TL interbody cage | TL interbody fixation accessories | NuVasive Inc. | Modulus ALIF Bolt, D6.0x25mm Fixation | 1460250 | Standalone | DE0507921 | As per HSA registered indication(s)
Orthopaedics | Spine - Thoracolumbar (TL) and sacral surgery | TL interbody cage | TL interbody core - Integrated | NuVasive Inc. | Modulus ALIF HL, 10x34x24mm 25DEG | 1921015P2 | Standalone | DE0507921 | As per HSA registered indication(s)
Orthopaedics | Spine - Thoracolumbar (TL) and sacral surgery | TL interbody cage | TL interbody core - Integrated | NuVasive Inc. | Modulus ALIF HL, 10x34x24mm 30DEG | 1921019P2 | Standalone | DE0507921 | As per HSA registered indication(s)
Orthopaedics | Spine - Thoracolumbar (TL) and sacral surgery | TL interbody cage | TL interbody core - Integrated | NuVasive Inc. | Modulus ALIF HL, 10x38x28mm 25DEG | 1921055P2 | Standalone | DE0507921 | As per HSA registered indication(s)
Orthopaedics | Spine - Thoracolumbar (TL) and sacral surgery | TL interbody cage | TL interbody core - Integrated | NuVasive Inc. | Modulus ALIF HL, 10x42x32mm 25DEG | 1921095P2 | Standalone | DE0507921 | As per HSA registered indication(s)
Orthopaedics | Spine - Thoracolumbar (TL) and sacral surgery | TL interbody cage | TL interbody core - Integrated | NuVasive Inc. | Modulus ALIF HL, 6x34x24mm 25DEG | 1921013P2 | Standalone | DE0507921 | As per HSA registered indication(s)
Orthopaedics | Spine - Thoracolumbar (TL) and sacral surgery | TL interbody cage | TL interbody core - Integrated | NuVasive Inc. | Modulus ALIF HL, 6x34x24mm 30DEG | 1921017P2 | Standalone | DE0507921 | As per HSA registered indication(s)
Orthopaedics | Spine - Thoracolumbar (TL) and sacral surgery | TL interbody cage | TL interbody core - Integrated | NuVasive Inc. | Modulus ALIF HL, 6x38x28mm 25DEG | 1921053P2 | Standalone | DE0507921 | As per HSA registered indication(s)
Orthopaedics | Spine - Thoracolumbar (TL) and sacral surgery | TL interbody cage | TL interbody core - Integrated | NuVasive Inc. | Modulus ALIF HL, 6x38x28mm 30DEG | 1921057P2 | Standalone | DE0507921 | As per HSA registered indication(s)
Orthopaedics | Spine - Thoracolumbar (TL) and sacral surgery | TL interbody cage | TL interbody core - Integrated | NuVasive Inc. | Modulus ALIF HL, 6x42x32mm 25DEG | 1921093P2 | Standalone | DE0507921 | As per HSA registered indication(s)
Orthopaedics | Spine - Thoracolumbar (TL) and sacral surgery | TL interbody cage | TL interbody core - Integrated | NuVasive Inc. | Modulus ALIF HL, 6x42x32mm 30DEG | 1921097P2 | Standalone | DE0507921 | As per HSA registered indication(s)
Orthopaedics | Spine - Thoracolumbar (TL) and sacral surgery | TL interbody cage | TL interbody core - Integrated | NuVasive Inc. | Modulus ALIF HL, 8x34x24mm 25DEG | 1921014P2 | Standalone | DE0507921 | As per HSA registered indication(s)
Orthopaedics | Spine - Thoracolumbar (TL) and sacral surgery | TL interbody cage | TL interbody core - Integrated | NuVasive Inc. | Modulus ALIF HL, 8x34x24mm 30DEG | 1921018P2 | Standalone | DE0507921 | As per HSA registered indication(s)
Orthopaedics | Spine - Thoracolumbar (TL) and sacral surgery | TL interbody cage | TL interbody core - Integrated | NuVasive Inc. | Modulus ALIF HL, 8x38x28mm 25DEG | 1921054P2 | Standalone | DE0507921 | As per HSA registered indication(s)
Orthopaedics | Spine - Thoracolumbar (TL) and sacral surgery | TL interbody cage | TL interbody core - Integrated | NuVasive Inc. | Modulus ALIF HL, 8x38x28mm 30DEG | 1921058P2 | Standalone | DE0507921 | As per HSA registered indication(s)
Orthopaedics | Spine - Thoracolumbar (TL) and sacral surgery | TL interbody cage | TL interbody core - Integrated | NuVasive Inc. | Modulus ALIF HL, 8x42x32mm 25DEG | 1921094P2 | Standalone | DE0507921 | As per HSA registered indication(s)
Orthopaedics | Spine - Thoracolumbar (TL) and sacral surgery | TL interbody cage | TL interbody core - Integrated | NuVasive Inc. | Modulus ALIF HL, 8x42x32mm 30DEG | 1921098P2 | Standalone | DE0507921 | As per HSA registered indication(s)
Orthopaedics | Spine - Thoracolumbar (TL) and sacral surgery | TL interbody cage | TL interbody core - Integrated | NuVasive Inc. | Modulus ALIF, 10x34x24mm 10DEG | 1921003P2 | Standalone | DE0507921 | As per HSA registered indication(s)
Orthopaedics | Spine - Thoracolumbar (TL) and sacral surgery | TL interbody cage | TL interbody core - Integrated | NuVasive Inc. | Modulus ALIF, 10x34x24mm 15DEG | 1921007P2 | Standalone | DE0507921 | As per HSA registered indication(s)
Orthopaedics | Spine - Thoracolumbar (TL) and sacral surgery | TL interbody cage | TL interbody core - Integrated | NuVasive Inc. | Modulus ALIF, 10x34x24mm 20DEG | 1921011P2 | Standalone | DE0507921 | As per HSA registered indication(s)
Orthopaedics | Spine - Thoracolumbar (TL) and sacral surgery | TL interbody cage | TL interbody core - Integrated | NuVasive Inc. | Modulus ALIF, 10x34x28mm 10DEG | 1921023P2 | Standalone | DE0507921 | As per HSA registered indication(s)
Orthopaedics | Spine - Thoracolumbar (TL) and sacral surgery | TL interbody cage | TL interbody core - Integrated | NuVasive Inc. | Modulus ALIF, 10x34x28mm 15DEG | 1921027P2 | Standalone | DE0507921 | As per HSA registered indication(s)
Orthopaedics | Spine - Thoracolumbar (TL) and sacral surgery | TL interbody cage | TL interbody core - Integrated | NuVasive Inc. | Modulus ALIF, 10x34x28mm 20DEG | 1921031P2 | Standalone | DE0507921 | As per HSA registered indication(s)
Orthopaedics | Spine - Thoracolumbar (TL) and sacral surgery | TL interbody cage | TL interbody core - Integrated | NuVasive Inc. | Modulus ALIF, 10x38x28mm 10DEG | 1921043P2 | Standalone | DE0507921 | As per HSA registered indication(s)
Orthopaedics | Spine - Thoracolumbar (TL) and sacral surgery | TL interbody cage | TL interbody core - Integrated | NuVasive Inc. | Modulus ALIF, 10x38x28mm 15DEG | 1921047P2 | Standalone | DE0507921 | As per HSA registered indication(s)
Orthopaedics | Spine - Thoracolumbar (TL) and sacral surgery | TL interbody cage | TL interbody core - Integrated | NuVasive Inc. | Modulus ALIF, 10x38x28mm 20DEG | 1921051P2 | Standalone | DE0507921 | As per HSA registered indication(s)
Orthopaedics | Spine - Thoracolumbar (TL) and sacral surgery | TL interbody cage | TL interbody core - Integrated | NuVasive Inc. | Modulus ALIF, 10x42x32mm 10DEG | 1921083P2 | Standalone | DE0507921 | As per HSA registered indication(s)
Orthopaedics | Spine - Thoracolumbar (TL) and sacral surgery | TL interbody cage | TL interbody core - Integrated | NuVasive Inc. | Modulus ALIF, 10x42x32mm 15DEG | 1921087P2 | Standalone | DE0507921 | As per HSA registered indication(s)
Orthopaedics | Spine - Thoracolumbar (TL) and sacral surgery | TL interbody cage | TL interbody core - Integrated | NuVasive Inc. | Modulus ALIF, 10x42x32mm 20DEG | 1921091P2 | Standalone | DE0507921 | As per HSA registered indication(s)
Orthopaedics | Spine - Thoracolumbar (TL) and sacral surgery | TL interbody cage | TL interbody core - Integrated | NuVasive Inc. | Modulus ALIF, 6x34x24mm 10DEG | 1921001P2 | Standalone | DE0507921 | As per HSA registered indication(s)
Orthopaedics | Spine - Thoracolumbar (TL) and sacral surgery | TL interbody cage | TL interbody core - Integrated | NuVasive Inc. | Modulus ALIF, 6x34x24mm 15DEG | 1921005P2 | Standalone | DE0507921 | As per HSA registered indication(s)
Orthopaedics | Spine - Thoracolumbar (TL) and sacral surgery | TL interbody cage | TL interbody core - Integrated | NuVasive Inc. | Modulus ALIF, 6x34x24mm 20DEG | 1921009P2 | Standalone | DE0507921 | As per HSA registered indication(s)
Orthopaedics | Spine - Thoracolumbar (TL) and sacral surgery | TL interbody cage | TL interbody core - Integrated | NuVasive Inc. | Modulus ALIF, 6x34x28mm 10DEG | 1921021P2 | Standalone | DE0507921 | As per HSA registered indication(s)
Orthopaedics | Spine - Thoracolumbar (TL) and sacral surgery | TL interbody cage | TL interbody core - Integrated | NuVasive Inc. | Modulus ALIF, 6x34x28mm 15DEG | 1921025P2 | Standalone | DE0507921 | As per HSA registered indication(s)
Orthopaedics | Spine - Thoracolumbar (TL) and sacral surgery | TL interbody cage | TL interbody core - Integrated | NuVasive Inc. | Modulus ALIF, 6x34x28mm 20DEG | 1921029P2 | Standalone | DE0507921 | As per HSA registered indication(s)
Orthopaedics | Spine - Thoracolumbar (TL) and sacral surgery | TL interbody cage | TL interbody core - Integrated | NuVasive Inc. | Modulus ALIF, 6x38x28mm 10DEG | 1921041P2 | Standalone | DE0507921 | As per HSA registered indication(s)
Orthopaedics | Spine - Thoracolumbar (TL) and sacral surgery | TL interbody cage | TL interbody core - Integrated | NuVasive Inc. | Modulus ALIF, 6x38x28mm 15DEG | 1921045P2 | Standalone | DE0507921 | As per HSA registered indication(s)
Orthopaedics | Spine - Thoracolumbar (TL) and sacral surgery | TL interbody cage | TL interbody core - Integrated | NuVasive Inc. | Modulus ALIF, 6x38x28mm 20DEG | 1921049P2 | Standalone | DE0507921 | As per HSA registered indication(s)
Orthopaedics | Spine - Thoracolumbar (TL) and sacral surgery | TL interbody cage | TL interbody core - Integrated | NuVasive Inc. | Modulus ALIF, 6x42x32mm 10DEG | 1921081P2 | Standalone | DE0507921 | As per HSA registered indication(s)
Orthopaedics | Spine - Thoracolumbar (TL) and sacral surgery | TL interbody cage | TL interbody core - Integrated | NuVasive Inc. | Modulus ALIF, 6x42x32mm 15DEG | 1921085P2 | Standalone | DE0507921 | As per HSA registered indication(s)
Orthopaedics | Spine - Thoracolumbar (TL) and sacral surgery | TL interbody cage | TL interbody core - Integrated | NuVasive Inc. | Modulus ALIF, 6x42x32mm 20DEG | 1921089P2 | Standalone | DE0507921 | As per HSA registered indication(s)
Orthopaedics | Spine - Thoracolumbar (TL) and sacral surgery | TL interbody cage | TL interbody core - Integrated | NuVasive Inc. | Modulus ALIF, 8x34x24mm 10DEG | 1921002P2 | Standalone | DE0507921 | As per HSA registered indication(s)
Orthopaedics | Spine - Thoracolumbar (TL) and sacral surgery | TL interbody cage | TL interbody core - Integrated | NuVasive Inc. | Modulus ALIF, 8x34x24mm 15DEG | 1921006P2 | Standalone | DE0507921 | As per HSA registered indication(s)
Orthopaedics | Spine - Thoracolumbar (TL) and sacral surgery | TL interbody cage | TL interbody core - Integrated | NuVasive Inc. | Modulus ALIF, 8x34x24mm 20DEG | 1921010P2 | Standalone | DE0507921 | As per HSA registered indication(s)
Orthopaedics | Spine - Thoracolumbar (TL) and sacral surgery | TL interbody cage | TL interbody core - Integrated | NuVasive Inc. | Modulus ALIF, 8x34x28mm 10DEG | 1921022P2 | Standalone | DE0507921 | As per HSA registered indication(s)
Orthopaedics | Spine - Thoracolumbar (TL) and sacral surgery | TL interbody cage | TL interbody core - Integrated | NuVasive Inc. | Modulus ALIF, 8x34x28mm 15DEG | 1921026P2 | Standalone | DE0507921 | As per HSA registered indication(s)
Orthopaedics | Spine - Thoracolumbar (TL) and sacral surgery | TL interbody cage | TL interbody core - Integrated | NuVasive Inc. | Modulus ALIF, 8x34x28mm 20DEG | 1921030P2 | Standalone | DE0507921 | As per HSA registered indication(s)
Orthopaedics | Spine - Thoracolumbar (TL) and sacral surgery | TL interbody cage | TL interbody core - Integrated | NuVasive Inc. | Modulus ALIF, 8x38x28mm 10DEG | 1921042P2 | Standalone | DE0507921 | As per HSA registered indication(s)
Orthopaedics | Spine - Thoracolumbar (TL) and sacral surgery | TL interbody cage | TL interbody core - Integrated | NuVasive Inc. | Modulus ALIF, 8x38x28mm 15DEG | 1921046P2 | Standalone | DE0507921 | As per HSA registered indication(s)
Orthopaedics | Spine - Thoracolumbar (TL) and sacral surgery | TL interbody cage | TL interbody core - Integrated | NuVasive Inc. | Modulus ALIF, 8x38x28mm 20DEG | 1921050P2 | Standalone | DE0507921 | As per HSA registered indication(s)
Orthopaedics | Spine - Thoracolumbar (TL) and sacral surgery | TL interbody cage | TL interbody core - Integrated | NuVasive Inc. | Modulus ALIF, 8x42x32mm 10DEG | 1921082P2 | Standalone | DE0507921 | As per HSA registered indication(s)
Orthopaedics | Spine - Thoracolumbar (TL) and sacral surgery | TL interbody cage | TL interbody core - Integrated | NuVasive Inc. | Modulus ALIF, 8x42x32mm 15DEG | 1921086P2 | Standalone | DE0507921 | As per HSA registered indication(s)
Orthopaedics | Spine - Thoracolumbar (TL) and sacral surgery | TL interbody cage | TL interbody core - Integrated | NuVasive Inc. | Modulus ALIF, 8x42x32mm 20DEG | 1921090P2 | Standalone | DE0507921 | As per HSA registered indication(s)
Orthopaedics | Spine - Thoracolumbar (TL) and sacral surgery | TL interbody cage | TL interbody core - Non-integrated | NuVasive Inc. | Modulus XL, 10x18x45mm - 10DEG | 1181045P2 | Standalone | DE0507802 | As per HSA registered indication(s)
Orthopaedics | Spine - Thoracolumbar (TL) and sacral surgery | TL interbody cage | TL interbody core - Non-integrated | NuVasive Inc. | Modulus XL, 10x18x50mm - 10DEG | 1181050P2 | Standalone | DE0507802 | As per HSA registered indication(s)
Orthopaedics | Spine - Thoracolumbar (TL) and sacral surgery | TL interbody cage | TL interbody core - Non-integrated | NuVasive Inc. | Modulus XL, 10x18x55mm - 10DEG | 1181055P2 | Standalone | DE0507802 | As per HSA registered indication(s)
Orthopaedics | Spine - Thoracolumbar (TL) and sacral surgery | TL interbody cage | TL interbody core - Non-integrated | NuVasive Inc. | Modulus XL, 10x18x60mm - 10DEG | 1181060P2 | Standalone | DE0507802 | As per HSA registered indication(s)
Orthopaedics | Spine - Thoracolumbar (TL) and sacral surgery | TL interbody cage | TL interbody core - Non-integrated | NuVasive Inc. | Modulus XL, 12x18x45mm - 10DEG | 1181245P2 | Standalone | DE0507802 | As per HSA registered indication(s)
Orthopaedics | Spine - Thoracolumbar (TL) and sacral surgery | TL interbody cage | TL interbody core - Non-integrated | NuVasive Inc. | Modulus XL, 12x18x50mm - 10DEG | 1181250P2 | Standalone | DE0507802 | As per HSA registered indication(s)
Orthopaedics | Spine - Thoracolumbar (TL) and sacral surgery | TL interbody cage | TL interbody core - Non-integrated | NuVasive Inc. | Modulus XL, 12x18x55mm - 10DEG | 1181255P2 | Standalone | DE0507802 | As per HSA registered indication(s)
Orthopaedics | Spine - Thoracolumbar (TL) and sacral surgery | TL interbody cage | TL interbody core - Non-integrated | NuVasive Inc. | Modulus XL, 12x18x60mm - 10DEG | 1181260P2 | Standalone | DE0507802 | As per HSA registered indication(s)
Orthopaedics | Spine - Thoracolumbar (TL) and sacral surgery | TL interbody cage | TL interbody core - Non-integrated | NuVasive Inc. | Modulus XL, 8x18x45mm - 10DEG | 1181845P2 | Standalone | DE0507802 | As per HSA registered indication(s)
Orthopaedics | Spine - Thoracolumbar (TL) and sacral surgery | TL interbody cage | TL interbody core - Non-integrated | NuVasive Inc. | Modulus XL, 8x18x50mm - 10DEG | 1181850P2 | Standalone | DE0507802 | As per HSA registered indication(s)
Orthopaedics | Spine - Thoracolumbar (TL) and sacral surgery | TL interbody cage | TL interbody core - Non-integrated | NuVasive Inc. | Modulus XL, 8x18x55mm - 10DEG | 1181855P2 | Standalone | DE0507802 | As per HSA registered indication(s)
Orthopaedics | Spine - Thoracolumbar (TL) and sacral surgery | TL interbody cage | TL interbody core - Non-integrated | NuVasive Inc. | Modulus XL, 8x18x60mm - 10DEG | 1181860P2 | Standalone | DE0507802 | As per HSA registered indication(s)
Orthopaedics | Spine - Thoracolumbar (TL) and sacral surgery | TL and sacral fusion and fixation implant | TL plate | NuVasive Inc. | Modulus XLIF Plate, 10mm Dual-Sided Mod | 1941110P2 | Standalone | DE0507802 | As per HSA registered indication(s)
Orthopaedics | Spine - Thoracolumbar (TL) and sacral surgery | TL and sacral fusion and fixation implant | TL plate | NuVasive Inc. | Modulus XLIF Plate, 10mm Modular | 1759451P2 | Standalone | DE0507802 | As per HSA registered indication(s)
Orthopaedics | Spine - Thoracolumbar (TL) and sacral surgery | TL and sacral fusion and fixation implant | TL plate | NuVasive Inc. | Modulus XLIF Plate, 12mm Dual-Sided Mod | 1941112P2 | Standalone | DE0507802 | As per HSA registered indication(s)
Orthopaedics | Spine - Thoracolumbar (TL) and sacral surgery | TL and sacral fusion and fixation implant | TL plate | NuVasive Inc. | Modulus XLIF Plate, 12mm Modular | 1759452P2 | Standalone | DE0507802 | As per HSA registered indication(s)
Orthopaedics | Spine - Thoracolumbar (TL) and sacral surgery | TL and sacral fusion and fixation implant | TL plate | NuVasive Inc. | Modulus XLIF Plate, 8m Modular | 1759450P2 | Standalone | DE0507802 | As per HSA registered indication(s)
Orthopaedics | Spine - Thoracolumbar (TL) and sacral surgery | TL and sacral fusion and fixation implant | TL plate | NuVasive Inc. | Modulus XLIF Plate, 8mm Dual-Sided Mod | 1941108P2 | Standalone | DE0507802 | As per HSA registered indication(s)
Orthopaedics | Spine - Thoracolumbar (TL) and sacral surgery | TL interbody cage | TL interbody core - Non-integrated | NuVasive Inc. | Modulus XLW, 10x22x45 - 5DEG | 1223045P2 | Standalone | DE0507802 | As per HSA registered indication(s)
Orthopaedics | Spine - Thoracolumbar (TL) and sacral surgery | TL interbody cage | TL interbody core - Non-integrated | NuVasive Inc. | Modulus XLW, 10x22x45mm - 10DEG | 1221045P2 | Standalone | DE0507802 | As per HSA registered indication(s)
Orthopaedics | Spine - Thoracolumbar (TL) and sacral surgery | TL interbody cage | TL interbody core - Non-integrated | NuVasive Inc. | Modulus XLW, 10x22x45mm - 15DEG | 1225045P2 | Standalone | DE0507802 | As per HSA registered indication(s)
Orthopaedics | Spine - Thoracolumbar (TL) and sacral surgery | TL interbody cage | TL interbody core - Non-integrated | NuVasive Inc. | Modulus XLW, 10x22x50 - 5DEG | 1223050P2 | Standalone | DE0507802 | As per HSA registered indication(s)
Orthopaedics | Spine - Thoracolumbar (TL) and sacral surgery | TL interbody cage | TL interbody core - Non-integrated | NuVasive Inc. | Modulus XLW, 10x22x50mm - 10DEG | 1221050P2 | Standalone | DE0507802 | As per HSA registered indication(s)
Orthopaedics | Spine - Thoracolumbar (TL) and sacral surgery | TL interbody cage | TL interbody core - Non-integrated | NuVasive Inc. | Modulus XLW, 10x22x50mm - 15DEG | 1225050P2 | Standalone | DE0507802 | As per HSA registered indication(s)
Orthopaedics | Spine - Thoracolumbar (TL) and sacral surgery | TL interbody cage | TL interbody core - Non-integrated | NuVasive Inc. | Modulus XLW, 10x22x55 - 5DEG | 1223055P2 | Standalone | DE0507802 | As per HSA registered indication(s)
Orthopaedics | Spine - Thoracolumbar (TL) and sacral surgery | TL interbody cage | TL interbody core - Non-integrated | NuVasive Inc. | Modulus XLW, 10x22x55mm - 10DEG | 1221055P2 | Standalone | DE0507802 | As per HSA registered indication(s)
Orthopaedics | Spine - Thoracolumbar (TL) and sacral surgery | TL interbody cage | TL interbody core - Non-integrated | NuVasive Inc. | Modulus XLW, 10x22x55mm - 15DEG | 1225055P2 | Standalone | DE0507802 | As per HSA registered indication(s)
Orthopaedics | Spine - Thoracolumbar (TL) and sacral surgery | TL interbody cage | TL interbody core - Non-integrated | NuVasive Inc. | Modulus XLW, 10x22x60 - 5DEG | 1223060P2 | Standalone | DE0507802 | As per HSA registered indication(s)
Orthopaedics | Spine - Thoracolumbar (TL) and sacral surgery | TL interbody cage | TL interbody core - Non-integrated | NuVasive Inc. | Modulus XLW, 10x22x60mm - 10DEG | 1221060P2 | Standalone | DE0507802 | As per HSA registered indication(s)
Orthopaedics | Spine - Thoracolumbar (TL) and sacral surgery | TL interbody cage | TL interbody core - Non-integrated | NuVasive Inc. | Modulus XLW, 10x22x60mm - 15DEG | 1225060P2 | Standalone | DE0507802 | As per HSA registered indication(s)
Orthopaedics | Spine - Thoracolumbar (TL) and sacral surgery | TL interbody cage | TL interbody core - Non-integrated | NuVasive Inc. | Modulus XLW, 12x22x45 - 5DEG | 1223245P2 | Standalone | DE0507802 | As per HSA registered indication(s)
Orthopaedics | Spine - Thoracolumbar (TL) and sacral surgery | TL interbody cage | TL interbody core - Non-integrated | NuVasive Inc. | Modulus XLW, 12x22x45mm - 10DEG | 1221245P2 | Standalone | DE0507802 | As per HSA registered indication(s)
Orthopaedics | Spine - Thoracolumbar (TL) and sacral surgery | TL interbody cage | TL interbody core - Non-integrated | NuVasive Inc. | Modulus XLW, 12x22x45mm - 15DEG | 1225245P2 | Standalone | DE0507802 | As per HSA registered indication(s)
Orthopaedics | Spine - Thoracolumbar (TL) and sacral surgery | TL interbody cage | TL interbody core - Non-integrated | NuVasive Inc. | Modulus XLW, 12x22x50 - 5DEG | 1223250P2 | Standalone | DE0507802 | As per HSA registered indication(s)
Orthopaedics | Spine - Thoracolumbar (TL) and sacral surgery | TL interbody cage | TL interbody core - Non-integrated | NuVasive Inc. | Modulus XLW, 12x22x50mm - 10DEG | 1221250P2 | Standalone | DE0507802 | As per HSA registered indication(s)
Orthopaedics | Spine - Thoracolumbar (TL) and sacral surgery | TL interbody cage | TL interbody core - Non-integrated | NuVasive Inc. | Modulus XLW, 12x22x50mm - 15DEG | 1225250P2 | Standalone | DE0507802 | As per HSA registered indication(s)
Orthopaedics | Spine - Thoracolumbar (TL) and sacral surgery | TL interbody cage | TL interbody core - Non-integrated | NuVasive Inc. | Modulus XLW, 12x22x55 - 5DEG | 1223255P2 | Standalone | DE0507802 | As per HSA registered indication(s)
Orthopaedics | Spine - Thoracolumbar (TL) and sacral surgery | TL interbody cage | TL interbody core - Non-integrated | NuVasive Inc. | Modulus XLW, 12x22x55mm - 10DEG | 1221255P2 | Standalone | DE0507802 | As per HSA registered indication(s)
Orthopaedics | Spine - Thoracolumbar (TL) and sacral surgery | TL interbody cage | TL interbody core - Non-integrated | NuVasive Inc. | Modulus XLW, 12x22x55mm - 15DEG | 1225255P2 | Standalone | DE0507802 | As per HSA registered indication(s)
Orthopaedics | Spine - Thoracolumbar (TL) and sacral surgery | TL interbody cage | TL interbody core - Non-integrated | NuVasive Inc. | Modulus XLW, 12x22x60 - 5DEG | 1223260P2 | Standalone | DE0507802 | As per HSA registered indication(s)
Orthopaedics | Spine - Thoracolumbar (TL) and sacral surgery | TL interbody cage | TL interbody core - Non-integrated | NuVasive Inc. | Modulus XLW, 12x22x60mm - 10DEG | 1221260P2 | Standalone | DE0507802 | As per HSA registered indication(s)
Orthopaedics | Spine - Thoracolumbar (TL) and sacral surgery | TL interbody cage | TL interbody core - Non-integrated | NuVasive Inc. | Modulus XLW, 12x22x60mm - 15DEG | 1225260P2 | Standalone | DE0507802 | As per HSA registered indication(s)
Orthopaedics | Spine - Thoracolumbar (TL) and sacral surgery | TL interbody cage | TL interbody core - Non-integrated | NuVasive Inc. | Modulus XLW, 8x22x45 - 5DEG | 1223845P2 | Standalone | DE0507802 | As per HSA registered indication(s)
Orthopaedics | Spine - Thoracolumbar (TL) and sacral surgery | TL interbody cage | TL interbody core - Non-integrated | NuVasive Inc. | Modulus XLW, 8x22x45mm - 10DEG | 1221845P2 | Standalone | DE0507802 | As per HSA registered indication(s)
Orthopaedics | Spine - Thoracolumbar (TL) and sacral surgery | TL interbody cage | TL interbody core - Non-integrated | NuVasive Inc. | Modulus XLW, 8x22x45mm - 15DEG | 1225845P2 | Standalone | DE0507802 | As per HSA registered indication(s)
Orthopaedics | Spine - Thoracolumbar (TL) and sacral surgery | TL interbody cage | TL interbody core - Non-integrated | NuVasive Inc. | Modulus XLW, 8x22x50 - 5DEG | 1223850P2 | Standalone | DE0507802 | As per HSA registered indication(s)
Orthopaedics | Spine - Thoracolumbar (TL) and sacral surgery | TL interbody cage | TL interbody core - Non-integrated | NuVasive Inc. | Modulus XLW, 8x22x50mm - 10DEG | 1221850P2 | Standalone | DE0507802 | As per HSA registered indication(s)
Orthopaedics | Spine - Thoracolumbar (TL) and sacral surgery | TL interbody cage | TL interbody core - Non-integrated | NuVasive Inc. | Modulus XLW, 8x22x50mm - 15DEG | 1225850P2 | Standalone | DE0507802 | As per HSA registered indication(s)
Orthopaedics | Spine - Thoracolumbar (TL) and sacral surgery | TL interbody cage | TL interbody core - Non-integrated | NuVasive Inc. | Modulus XLW, 8x22x55 - 5DEG | 1223855P2 | Standalone | DE0507802 | As per HSA registered indication(s)
Orthopaedics | Spine - Thoracolumbar (TL) and sacral surgery | TL interbody cage | TL interbody core - Non-integrated | NuVasive Inc. | Modulus XLW, 8x22x55mm - 10DEG | 1221855P2 | Standalone | DE0507802 | As per HSA registered indication(s)
Orthopaedics | Spine - Thoracolumbar (TL) and sacral surgery | TL interbody cage | TL interbody core - Non-integrated | NuVasive Inc. | Modulus XLW, 8x22x55mm - 15DEG | 1225855P2 | Standalone | DE0507802 | As per HSA registered indication(s)
Orthopaedics | Spine - Thoracolumbar (TL) and sacral surgery | TL interbody cage | TL interbody core - Non-integrated | NuVasive Inc. | Modulus XLW, 8x22x60 - 5DEG | 1223860P2 | Standalone | DE0507802 | As per HSA registered indication(s)
Orthopaedics | Spine - Thoracolumbar (TL) and sacral surgery | TL interbody cage | TL interbody core - Non-integrated | NuVasive Inc. | Modulus XLW, 8x22x60mm - 10DEG | 1221860P2 | Standalone | DE0507802 | As per HSA registered indication(s)
Orthopaedics | Spine - Thoracolumbar (TL) and sacral surgery | TL interbody cage | TL interbody core - Non-integrated | NuVasive Inc. | Modulus XLW, 8x22x60mm - 15DEG | 1225860P2 | Standalone | DE0507802 | As per HSA registered indication(s)
Orthopaedics | Spine - Thoracolumbar (TL) and sacral surgery | TL interbody cage | TL interbody core - Non-integrated | NuVasive Inc. | Modulus XLXW, 10x26x45mm 10DEG | 1261045P2 | Standalone | DE0507802 | As per HSA registered indication(s)
Orthopaedics | Spine - Thoracolumbar (TL) and sacral surgery | TL interbody cage | TL interbody core - Non-integrated | NuVasive Inc. | Modulus XLXW, 10x26x50mm 10DEG | 1261050P2 | Standalone | DE0507802 | As per HSA registered indication(s)
Orthopaedics | Spine - Thoracolumbar (TL) and sacral surgery | TL interbody cage | TL interbody core - Non-integrated | NuVasive Inc. | Modulus XLXW, 10x26x55mm 10DEG | 1261055P2 | Standalone | DE0507802 | As per HSA registered indication(s)
Orthopaedics | Spine - Thoracolumbar (TL) and sacral surgery | TL interbody cage | TL interbody core - Non-integrated | NuVasive Inc. | Modulus XLXW, 10x26x60mm 10DEG | 1261060P2 | Standalone | DE0507802 | As per HSA registered indication(s)
Orthopaedics | Spine - Thoracolumbar (TL) and sacral surgery | TL interbody cage | TL interbody core - Non-integrated | NuVasive Inc. | Modulus XLXW, 12x26x45mm 10DEG | 1261245P2 | Standalone | DE0507802 | As per HSA registered indication(s)
Orthopaedics | Spine - Thoracolumbar (TL) and sacral surgery | TL interbody cage | TL interbody core - Non-integrated | NuVasive Inc. | Modulus XLXW, 12x26x50mm 10DEG | 1261250P2 | Standalone | DE0507802 | As per HSA registered indication(s)
Orthopaedics | Spine - Thoracolumbar (TL) and sacral surgery | TL interbody cage | TL interbody core - Non-integrated | NuVasive Inc. | Modulus XLXW, 12x26x55mm 10DEG | 1261255P2 | Standalone | DE0507802 | As per HSA registered indication(s)
Orthopaedics | Spine - Thoracolumbar (TL) and sacral surgery | TL interbody cage | TL interbody core - Non-integrated | NuVasive Inc. | Modulus XLXW, 12x26x60mm 10DEG | 1261260P2 | Standalone | DE0507802 | As per HSA registered indication(s)
Orthopaedics | Spine - Thoracolumbar (TL) and sacral surgery | TL interbody cage | TL interbody core - Non-integrated | NuVasive Inc. | Modulus XLXW, 8x26x45mm 5DEG | 1263845P2 | Standalone | DE0507802 | As per HSA registered indication(s)
Orthopaedics | Spine - Thoracolumbar (TL) and sacral surgery | TL interbody cage | TL interbody core - Non-integrated | NuVasive Inc. | Modulus XLXW, 8x26x50mm 5DEG | 1263850P2 | Standalone | DE0507802 | As per HSA registered indication(s)
Orthopaedics | Spine - Thoracolumbar (TL) and sacral surgery | TL interbody cage | TL interbody core - Non-integrated | NuVasive Inc. | Modulus XLXW, 8x26x55mm 5DEG | 1263855P2 | Standalone | DE0507802 | As per HSA registered indication(s)
Orthopaedics | Spine - Thoracolumbar (TL) and sacral surgery | TL interbody cage | TL interbody core - Non-integrated | NuVasive Inc. | Modulus XLXW, 8x26x60mm 5DEG | 1263860P2 | Standalone | DE0507802 | As per HSA registered indication(s)
Orthopaedics | Spine - Occipito-cervical (OC) surgery | OC fusion and fixation implant | Cervical pedicle/lateral mass screw - Shank, tulip | MEDTRONIC | MULTI AXIAL SCREW 3603508 3.5 X 8MM | G3603508 | Standalone | DE0503898 | As per HSA registered indication(s)
Orthopaedics | Spine - Occipito-cervical (OC) surgery | OC fusion and fixation implant | Cervical pedicle/lateral mass screw - Shank, tulip | MEDTRONIC | MULTI AXIAL SCREW 3603510 3.5 X 10MM | G3603510 | Standalone | DE0503898 | As per HSA registered indication(s)
Orthopaedics | Spine - Occipito-cervical (OC) surgery | OC fusion and fixation implant | Cervical pedicle/lateral mass screw - Shank, tulip | MEDTRONIC | MULTI AXIAL SCREW 3603512 3.5 X 12MM | 3603512 | Standalone | DE0503897 | As per HSA registered indication(s)
Orthopaedics | Spine - Occipito-cervical (OC) surgery | OC fusion and fixation implant | Cervical pedicle/lateral mass screw - Shank, tulip | MEDTRONIC | MULTI AXIAL SCREW 3603514 3.5 X 14MM | 3603514 | Standalone | DE0503897 | As per HSA registered indication(s)
Orthopaedics | Spine - Occipito-cervical (OC) surgery | OC fusion and fixation implant | Cervical pedicle/lateral mass screw - Shank, tulip | MEDTRONIC | MULTI AXIAL SCREW 3603516 3.5 X 16MM | 3603516 | Standalone | DE0503897 | As per HSA registered indication(s)
Orthopaedics | Spine - Occipito-cervical (OC) surgery | OC fusion and fixation implant | Cervical pedicle/lateral mass screw - Shank, tulip | MEDTRONIC | MULTI AXIAL SCREW 3603518 3.5 X 18MM | 3603518 | Standalone | DE0503897 | As per HSA registered indication(s)
Orthopaedics | Spine - Occipito-cervical (OC) surgery | OC fusion and fixation implant | Cervical pedicle/lateral mass screw - Shank, tulip | MEDTRONIC | MULTI AXIAL SCREW 3603520 3.5 X 20MM | 3603520 | Standalone | DE0503897 | As per HSA registered indication(s)
Orthopaedics | Spine - Occipito-cervical (OC) surgery | OC fusion and fixation implant | Cervical pedicle/lateral mass screw - Shank, tulip | MEDTRONIC | MULTI AXIAL SCREW 3603520 3.5 X 22MM | 3603522 | Standalone | DE0503897 | As per HSA registered indication(s)
Orthopaedics | Spine - Occipito-cervical (OC) surgery | OC fusion and fixation implant | Cervical pedicle/lateral mass screw - Shank, tulip | MEDTRONIC | MULTI AXIAL SCREW 3603520 3.5 X 24MM | 3603524 | Standalone | DE0503897 | As per HSA registered indication(s)
Orthopaedics | Spine - Occipito-cervical (OC) surgery | OC fusion and fixation implant | Cervical pedicle/lateral mass screw - Shank, tulip | MEDTRONIC | MULTI AXIAL SCREW 3603520 3.5 X 26MM | 3603526 | Standalone | DE0503897 | As per HSA registered indication(s)
Orthopaedics | Spine - Occipito-cervical (OC) surgery | OC fusion and fixation implant | Cervical pedicle/lateral mass screw - Shank, tulip | MEDTRONIC | MULTI AXIAL SCREW 3603520 3.5 X 28MM | 3603528 | Standalone | DE0503897 | As per HSA registered indication(s)
Orthopaedics | Spine - Occipito-cervical (OC) surgery | OC fusion and fixation implant | Cervical pedicle/lateral mass screw - Shank, tulip | MEDTRONIC | MULTI AXIAL SCREW 3603530 3.5 X 30MM | 3603530 | Standalone | DE0503897 | As per HSA registered indication(s)
Orthopaedics | Spine - Occipito-cervical (OC) surgery | OC fusion and fixation implant | Cervical pedicle/lateral mass screw - Shank, tulip | MEDTRONIC | MULTI AXIAL SCREW 3603532 3.5 X 32MM | 3603532 | Standalone | DE0503897 | As per HSA registered indication(s)
Orthopaedics | Spine - Occipito-cervical (OC) surgery | OC fusion and fixation implant | Cervical pedicle/lateral mass screw - Shank, tulip | MEDTRONIC | MULTI AXIAL SCREW 3603534 3.5 X 34MM | 3603534 | Standalone | DE0503897 | As per HSA registered indication(s)
Orthopaedics | Spine - Occipito-cervical (OC) surgery | OC fusion and fixation implant | Cervical pedicle/lateral mass screw - Shank, tulip | MEDTRONIC | MULTI AXIAL SCREW 3603536 3.5 X 36MM | G3603536 | Standalone | DE0503898 | As per HSA registered indication(s)
Orthopaedics | Spine - Occipito-cervical (OC) surgery | OC fusion and fixation implant | Cervical pedicle/lateral mass screw - Shank, tulip | MEDTRONIC | MULTI AXIAL SCREW 3603538 3.5 X 38MM | G3603538 | Standalone | DE0503898 | As per HSA registered indication(s)
Orthopaedics | Spine - Occipito-cervical (OC) surgery | OC fusion and fixation implant | Cervical pedicle/lateral mass screw - Shank, tulip | MEDTRONIC | MULTI AXIAL SCREW 3603540 3.5 X 40MM | G3603540 | Standalone | DE0503898 | As per HSA registered indication(s)
Orthopaedics | Spine - Occipito-cervical (OC) surgery | OC fusion and fixation implant | Cervical pedicle/lateral mass screw - Shank, tulip | MEDTRONIC | MULTI AXIAL SCREW 3603542 3.5 X 42MM | G3603542 | Standalone | DE0503898 | As per HSA registered indication(s)
Orthopaedics | Spine - Occipito-cervical (OC) surgery | OC fusion and fixation implant | Cervical pedicle/lateral mass screw - Shank, tulip | MEDTRONIC | MULTI AXIAL SCREW 3604008 4.0 X 8MM | G3604008 | Standalone | DE0503898 | As per HSA registered indication(s)
Orthopaedics | Spine - Occipito-cervical (OC) surgery | OC fusion and fixation implant | Cervical pedicle/lateral mass screw - Shank, tulip | MEDTRONIC | MULTI AXIAL SCREW 3604010 4.0 X 10MM | G3604010 | Standalone | DE0503898 | As per HSA registered indication(s)
Orthopaedics | Spine - Occipito-cervical (OC) surgery | OC fusion and fixation implant | Cervical pedicle/lateral mass screw - Shank, tulip | MEDTRONIC | MULTI AXIAL SCREW 3604012 4.0 X 12MM | 3604012 | Standalone | DE0503897 | As per HSA registered indication(s)
Orthopaedics | Spine - Occipito-cervical (OC) surgery | OC fusion and fixation implant | Cervical pedicle/lateral mass screw - Shank, tulip | MEDTRONIC | MULTI AXIAL SCREW 3604014 4.0 X 14MM | 3604014 | Standalone | DE0503897 | As per HSA registered indication(s)
Orthopaedics | Spine - Occipito-cervical (OC) surgery | OC fusion and fixation implant | Cervical pedicle/lateral mass screw - Shank, tulip | MEDTRONIC | MULTI AXIAL SCREW 3604016 4.0 X 16MM | 3604016 | Standalone | DE0503897 | As per HSA registered indication(s)
Orthopaedics | Spine - Occipito-cervical (OC) surgery | OC fusion and fixation implant | Cervical pedicle/lateral mass screw - Shank, tulip | MEDTRONIC | MULTI AXIAL SCREW 3604018 4.0 X 18MM | 3604018 | Standalone | DE0503897 | As per HSA registered indication(s)
Orthopaedics | Spine - Occipito-cervical (OC) surgery | OC fusion and fixation implant | Cervical pedicle/lateral mass screw - Shank, tulip | MEDTRONIC | MULTI AXIAL SCREW 3604020 4.0 X 20MM | 3604020 | Standalone | DE0503897 | As per HSA registered indication(s)
Orthopaedics | Spine - Occipito-cervical (OC) surgery | OC fusion and fixation implant | Cervical pedicle/lateral mass screw - Shank, tulip | MEDTRONIC | MULTI AXIAL SCREW 3604020 4.0 X 22MM | 3604022 | Standalone | DE0503897 | As per HSA registered indication(s)
Orthopaedics | Spine - Occipito-cervical (OC) surgery | OC fusion and fixation implant | Cervical pedicle/lateral mass screw - Shank, tulip | MEDTRONIC | MULTI AXIAL SCREW 3604020 4.0 X 24MM | 3604024 | Standalone | DE0503897 | As per HSA registered indication(s)
Orthopaedics | Spine - Occipito-cervical (OC) surgery | OC fusion and fixation implant | Cervical pedicle/lateral mass screw - Shank, tulip | MEDTRONIC | MULTI AXIAL SCREW 3604020 4.0 X 26MM | 3604026 | Standalone | DE0503897 | As per HSA registered indication(s)
Orthopaedics | Spine - Occipito-cervical (OC) surgery | OC fusion and fixation implant | Cervical pedicle/lateral mass screw - Shank, tulip | MEDTRONIC | MULTI AXIAL SCREW 3604020 4.0 X 28MM | 3604028 | Standalone | DE0503897 | As per HSA registered indication(s)
Orthopaedics | Spine - Occipito-cervical (OC) surgery | OC fusion and fixation implant | Cervical pedicle/lateral mass screw - Shank, tulip | MEDTRONIC | MULTI AXIAL SCREW 3604030 4.0 X 30MM | 3604030 | Standalone | DE0503897 | As per HSA registered indication(s)
Orthopaedics | Spine - Occipito-cervical (OC) surgery | OC fusion and fixation implant | Cervical pedicle/lateral mass screw - Shank, tulip | MEDTRONIC | MULTI AXIAL SCREW 3604032 4.0 X 32MM | 3604032 | Standalone | DE0503897 | As per HSA registered indication(s)
Orthopaedics | Spine - Occipito-cervical (OC) surgery | OC fusion and fixation implant | Cervical pedicle/lateral mass screw - Shank, tulip | MEDTRONIC | MULTI AXIAL SCREW 3604034 4.0 X 34MM | 3604034 | Standalone | DE0503897 | As per HSA registered indication(s)
Orthopaedics | Spine - Occipito-cervical (OC) surgery | OC fusion and fixation implant | Cervical pedicle/lateral mass screw - Shank, tulip | MEDTRONIC | MULTI AXIAL SCREW 3604036 4.0 X 36MM | G3604036 | Standalone | DE0503898 | As per HSA registered indication(s)
Orthopaedics | Spine - Occipito-cervical (OC) surgery | OC fusion and fixation implant | Cervical pedicle/lateral mass screw - Shank, tulip | MEDTRONIC | MULTI AXIAL SCREW 3604038 4.0 X 38MM | G3604038 | Standalone | DE0503898 | As per HSA registered indication(s)
Orthopaedics | Spine - Occipito-cervical (OC) surgery | OC fusion and fixation implant | Cervical pedicle/lateral mass screw - Shank, tulip | MEDTRONIC | MULTI AXIAL SCREW 3604040 4.0 X 40MM | G3604040 | Standalone | DE0503898 | As per HSA registered indication(s)
Orthopaedics | Spine - Occipito-cervical (OC) surgery | OC fusion and fixation implant | Cervical pedicle/lateral mass screw - Shank, tulip | MEDTRONIC | MULTI AXIAL SCREW 3604042 4.0 X 42MM | G3604042 | Standalone | DE0503898 | As per HSA registered indication(s)
Orthopaedics | Spine - Occipito-cervical (OC) surgery | OC fusion and fixation implant | Cervical pedicle/lateral mass screw - Shank, tulip | MEDTRONIC | MULTI AXIAL SCREW 3604508 4.5 X 8MM | G3604508 | Standalone | DE0503898 | As per HSA registered indication(s)
Orthopaedics | Spine - Occipito-cervical (OC) surgery | OC fusion and fixation implant | Cervical pedicle/lateral mass screw - Shank, tulip | MEDTRONIC | MULTI AXIAL SCREW 3604510 4.5 X 10MM | G3604510 | Standalone | DE0503898 | As per HSA registered indication(s)
Orthopaedics | Spine - Occipito-cervical (OC) surgery | OC fusion and fixation implant | Cervical pedicle/lateral mass screw - Shank, tulip | MEDTRONIC | MULTI AXIAL SCREW 3604512 4.5 X 12MM | G3604512 | Standalone | DE0503898 | As per HSA registered indication(s)
Orthopaedics | Spine - Occipito-cervical (OC) surgery | OC fusion and fixation implant | Cervical pedicle/lateral mass screw - Shank, tulip | MEDTRONIC | MULTI AXIAL SCREW 3604514 4.5 X 14MM | G3604514 | Standalone | DE0503898 | As per HSA registered indication(s)
Orthopaedics | Spine - Occipito-cervical (OC) surgery | OC fusion and fixation implant | Cervical pedicle/lateral mass screw - Shank, tulip | MEDTRONIC | MULTI AXIAL SCREW 3604516 4.5 X 16MM | G3604516 | Standalone | DE0503898 | As per HSA registered indication(s)
Orthopaedics | Spine - Occipito-cervical (OC) surgery | OC fusion and fixation implant | Cervical pedicle/lateral mass screw - Shank, tulip | MEDTRONIC | MULTI AXIAL SCREW 3604518 4.5 X 18MM | G3604518 | Standalone | DE0503898 | As per HSA registered indication(s)
Orthopaedics | Spine - Occipito-cervical (OC) surgery | OC fusion and fixation implant | Cervical pedicle/lateral mass screw - Shank, tulip | MEDTRONIC | MULTI AXIAL SCREW 3604520 4.5 X 20MM | G3604520 | Standalone | DE0503898 | As per HSA registered indication(s)
Orthopaedics | Spine - Occipito-cervical (OC) surgery | OC fusion and fixation implant | Cervical pedicle/lateral mass screw - Shank, tulip | MEDTRONIC | MULTI AXIAL SCREW 3604522 4.5 X 22MM | 3604522 | Standalone | DE0503897 | As per HSA registered indication(s)
Orthopaedics | Spine - Occipito-cervical (OC) surgery | OC fusion and fixation implant | Cervical pedicle/lateral mass screw - Shank, tulip | MEDTRONIC | MULTI AXIAL SCREW 3604524 4.5 X 24MM | 3604524 | Standalone | DE0503897 | As per HSA registered indication(s)
Orthopaedics | Spine - Occipito-cervical (OC) surgery | OC fusion and fixation implant | Cervical pedicle/lateral mass screw - Shank, tulip | MEDTRONIC | MULTI AXIAL SCREW 3604526 4.5 X 26MM | 3604526 | Standalone | DE0503897 | As per HSA registered indication(s)
Orthopaedics | Spine - Occipito-cervical (OC) surgery | OC fusion and fixation implant | Cervical pedicle/lateral mass screw - Shank, tulip | MEDTRONIC | MULTI AXIAL SCREW 3604528 4.5 X 28MM | 3604528 | Standalone | DE0503897 | As per HSA registered indication(s)
Orthopaedics | Spine - Occipito-cervical (OC) surgery | OC fusion and fixation implant | Cervical pedicle/lateral mass screw - Shank, tulip | MEDTRONIC | MULTI AXIAL SCREW 3604530 4.5 X 30MM | 3604530 | Standalone | DE0503897 | As per HSA registered indication(s)
Orthopaedics | Spine - Occipito-cervical (OC) surgery | OC fusion and fixation implant | Cervical pedicle/lateral mass screw - Shank, tulip | MEDTRONIC | MULTI AXIAL SCREW 3604532 4.5 X 32MM | 3604532 | Standalone | DE0503897 | As per HSA registered indication(s)
Orthopaedics | Spine - Occipito-cervical (OC) surgery | OC fusion and fixation implant | Cervical pedicle/lateral mass screw - Shank, tulip | MEDTRONIC | MULTI AXIAL SCREW 3604534 4.5 X 34MM | 3604534 | Standalone | DE0503897 | As per HSA registered indication(s)
Orthopaedics | Spine - Occipito-cervical (OC) surgery | OC fusion and fixation implant | Cervical pedicle/lateral mass screw - Shank, tulip | MEDTRONIC | MULTI AXIAL SCREW 3604536 4.5 X 36MM | G3604536 | Standalone | DE0503898 | As per HSA registered indication(s)
Orthopaedics | Spine - Occipito-cervical (OC) surgery | OC fusion and fixation implant | Cervical pedicle/lateral mass screw - Shank, tulip | MEDTRONIC | MULTI AXIAL SCREW 3604538 4.5 X 38MM | G3604538 | Standalone | DE0503898 | As per HSA registered indication(s)
Orthopaedics | Spine - Occipito-cervical (OC) surgery | OC fusion and fixation implant | Cervical pedicle/lateral mass screw - Shank, tulip | MEDTRONIC | MULTI AXIAL SCREW 3604540 4.5 X 40MM | G3604540 | Standalone | DE0503898 | As per HSA registered indication(s)
Orthopaedics | Spine - Occipito-cervical (OC) surgery | OC fusion and fixation implant | Cervical pedicle/lateral mass screw - Shank, tulip | MEDTRONIC | MULTI AXIAL SCREW 3604542 4.5 X 42MM | G3604542 | Standalone | DE0503898 | As per HSA registered indication(s)
Orthopaedics | Spine - Occipito-cervical (OC) surgery | OC fusion and fixation implant | Cervical pedicle/lateral mass screw - Shank, tulip | MEDTRONIC | MULTI AXIAL SCREW 360PT3522 3.5 X 22MM | 360PT3522 | Standalone | DE0503897 | As per HSA registered indication(s)
Orthopaedics | Spine - Occipito-cervical (OC) surgery | OC fusion and fixation implant | Cervical pedicle/lateral mass screw - Shank, tulip | MEDTRONIC | MULTI AXIAL SCREW 360PT3524 3.5 X 24MM | 360PT3524 | Standalone | DE0503897 | As per HSA registered indication(s)
Orthopaedics | Spine - Occipito-cervical (OC) surgery | OC fusion and fixation implant | Cervical pedicle/lateral mass screw - Shank, tulip | MEDTRONIC | MULTI AXIAL SCREW 360PT3526 3.5 X 26MM | 360PT3526 | Standalone | DE0503897 | As per HSA registered indication(s)
Orthopaedics | Spine - Occipito-cervical (OC) surgery | OC fusion and fixation implant | Cervical pedicle/lateral mass screw - Shank, tulip | MEDTRONIC | MULTI AXIAL SCREW 360PT3528 3.5 X 28MM | 360PT3528 | Standalone | DE0503897 | As per HSA registered indication(s)
Orthopaedics | Spine - Occipito-cervical (OC) surgery | OC fusion and fixation implant | Cervical pedicle/lateral mass screw - Shank, tulip | MEDTRONIC | MULTI AXIAL SCREW 360PT3530 3.5 X 30MM | 360PT3530 | Standalone | DE0503897 | As per HSA registered indication(s)
Orthopaedics | Spine - Occipito-cervical (OC) surgery | OC fusion and fixation implant | Cervical pedicle/lateral mass screw - Shank, tulip | MEDTRONIC | MULTI AXIAL SCREW 360PT4018 4.0 X 18MM | G360PT4018 | Standalone | DE0503898 | As per HSA registered indication(s)
Orthopaedics | Spine - Occipito-cervical (OC) surgery | OC fusion and fixation implant | Cervical pedicle/lateral mass screw - Shank, tulip | MEDTRONIC | MULTI AXIAL SCREW 360PT4020 4.0 X 20MM | G360PT4020 | Standalone | DE0503898 | As per HSA registered indication(s)
Orthopaedics | Spine - Occipito-cervical (OC) surgery | OC fusion and fixation implant | Cervical pedicle/lateral mass screw - Shank, tulip | MEDTRONIC | MULTI AXIAL SCREW 360PT4022 4.0 X 22MM | 360PT4022 | Standalone | DE0503897 | As per HSA registered indication(s)
Orthopaedics | Spine - Occipito-cervical (OC) surgery | OC fusion and fixation implant | Cervical pedicle/lateral mass screw - Shank, tulip | MEDTRONIC | MULTI AXIAL SCREW 360PT4024 4.0 X 24MM | 360PT4024 | Standalone | DE0503897 | As per HSA registered indication(s)
Orthopaedics | Spine - Occipito-cervical (OC) surgery | OC fusion and fixation implant | Cervical pedicle/lateral mass screw - Shank, tulip | MEDTRONIC | MULTI AXIAL SCREW 360PT4026 4.0 X 26MM | 360PT4026 | Standalone | DE0503897 | As per HSA registered indication(s)
Orthopaedics | Spine - Occipito-cervical (OC) surgery | OC fusion and fixation implant | Cervical pedicle/lateral mass screw - Shank, tulip | MEDTRONIC | MULTI AXIAL SCREW 360PT4028 4.0 X 28MM | 360PT4028 | Standalone | DE0503897 | As per HSA registered indication(s)
Orthopaedics | Spine - Occipito-cervical (OC) surgery | OC fusion and fixation implant | Cervical pedicle/lateral mass screw - Shank, tulip | MEDTRONIC | MULTI AXIAL SCREW 360PT4030 4.0 X 30MM | 360PT4030 | Standalone | DE0503897 | As per HSA registered indication(s)
Orthopaedics | Spine - Occipito-cervical (OC) surgery | OC fusion and fixation implant | Cervical pedicle/lateral mass screw - Shank, tulip | MEDTRONIC | MULTI AXIAL SCREW G3603008 3.0 X 8MM | G3603008 | Standalone | DE0503898 | As per HSA registered indication(s)
Orthopaedics | Spine - Occipito-cervical (OC) surgery | OC fusion and fixation implant | Cervical pedicle/lateral mass screw - Shank, tulip | MEDTRONIC | MULTI AXIAL SCREW G3603010 3.0 X 10MM | G3603010 | Standalone | DE0503898 | As per HSA registered indication(s)
Orthopaedics | Spine - Occipito-cervical (OC) surgery | OC fusion and fixation implant | Cervical pedicle/lateral mass screw - Shank, tulip | MEDTRONIC | MULTI AXIAL SCREW G3603012 3.0 X 12MM | G3603012 | Standalone | DE0503898 | As per HSA registered indication(s)
Orthopaedics | Spine - Occipito-cervical (OC) surgery | OC fusion and fixation implant | Cervical pedicle/lateral mass screw - Shank, tulip | MEDTRONIC | MULTI AXIAL SCREW G3603014 3.0 X 14MM | G3603014 | Standalone | DE0503898 | As per HSA registered indication(s)
Orthopaedics | Spine - Occipito-cervical (OC) surgery | OC fusion and fixation implant | Cervical pedicle/lateral mass screw - Shank, tulip | MEDTRONIC | MULTI AXIAL SCREW G3603016 3.0 X 16MM | G3603016 | Standalone | DE0503898 | As per HSA registered indication(s)
Orthopaedics | Spine - Occipito-cervical (OC) surgery | OC fusion and fixation implant | Cervical pedicle/lateral mass screw - Shank, tulip | MEDTRONIC | MULTI AXIAL SCREW G3603018 3.0 X 18MM | G3603018 | Standalone | DE0503898 | As per HSA registered indication(s)
Orthopaedics | Spine - Occipito-cervical (OC) surgery | OC fusion and fixation implant | Cervical pedicle/lateral mass screw - Shank, tulip | MEDTRONIC | MULTI AXIAL SCREW G3603020 3.0 X 20MM | G3603020 | Standalone | DE0503898 | As per HSA registered indication(s)
Orthopaedics | Spine - Occipito-cervical (OC) surgery | OC fusion and fixation implant | Cervical pedicle/lateral mass screw - Shank, tulip | MEDTRONIC | MULTI AXIAL SCREW G3603022 3.0 X 22MM | G3603022 | Standalone | DE0503898 | As per HSA registered indication(s)
Orthopaedics | Spine - Occipito-cervical (OC) surgery | OC fusion and fixation implant | Cervical pedicle/lateral mass screw - Shank, tulip | MEDTRONIC | MULTI AXIAL SCREW G3603024 3.0 X 24MM | G3603024 | Standalone | DE0503898 | As per HSA registered indication(s)
Orthopaedics | Spine - Occipito-cervical (OC) surgery | OC fusion and fixation implant | Cervical pedicle/lateral mass screw - Shank, tulip | MEDTRONIC | MULTI AXIAL SCREW G3603026 3.0 X 26MM | G3603026 | Standalone | DE0503898 | As per HSA registered indication(s)
Orthopaedics | Spine - Occipito-cervical (OC) surgery | OC fusion and fixation implant | Cervical pedicle/lateral mass screw - Shank, tulip | MEDTRONIC | MULTI AXIAL SCREW G3603028 3.0 X 28MM | G3603028 | Standalone | DE0503898 | As per HSA registered indication(s)
Orthopaedics | Spine - Occipito-cervical (OC) surgery | OC fusion and fixation implant | Cervical pedicle/lateral mass screw - Shank, tulip | MEDTRONIC | MULTI AXIAL SCREW G3603030 3.0 X 30MM | G3603030 | Standalone | DE0503898 | As per HSA registered indication(s)
Orthopaedics | Spine - Occipito-cervical (OC) surgery | OC fusion and fixation implant | Cervical pedicle/lateral mass screw - Shank, tulip | MEDTRONIC | MULTI AXIAL SCREW G3603032 3.0 X 32MM | G3603032 | Standalone | DE0503898 | As per HSA registered indication(s)
Orthopaedics | Spine - Occipito-cervical (OC) surgery | OC fusion and fixation implant | Cervical pedicle/lateral mass screw - Shank, tulip | MEDTRONIC | MULTI AXIAL SCREW G3603034 3.0 X 34MM | G3603034 | Standalone | DE0503898 | As per HSA registered indication(s)
Orthopaedics | Spine - Occipito-cervical (OC) surgery | OC fusion and fixation implant | Cervical pedicle/lateral mass screw - Shank, tulip | MEDTRONIC | MULTI AXIAL SCREW G3605515 5.5 X 15MM | G3605515 | Standalone | DE0503898 | As per HSA registered indication(s)
Orthopaedics | Spine - Occipito-cervical (OC) surgery | OC fusion and fixation implant | Cervical pedicle/lateral mass screw - Shank, tulip | MEDTRONIC | MULTI AXIAL SCREW G3605520 5.5 X 20MM | G3605520 | Standalone | DE0503898 | As per HSA registered indication(s)
Orthopaedics | Spine - Occipito-cervical (OC) surgery | OC fusion and fixation implant | Cervical pedicle/lateral mass screw - Shank, tulip | MEDTRONIC | MULTI AXIAL SCREW G3605525 5.5 X 25MM | G3605525 | Standalone | DE0503898 | As per HSA registered indication(s)
Orthopaedics | Spine - Occipito-cervical (OC) surgery | OC fusion and fixation implant | Cervical pedicle/lateral mass screw - Shank, tulip | MEDTRONIC | MULTI AXIAL SCREW G3605530 5.5 X 30MM | G3605530 | Standalone | DE0503898 | As per HSA registered indication(s)
Orthopaedics | Spine - Occipito-cervical (OC) surgery | OC fusion and fixation implant | Cervical pedicle/lateral mass screw - Shank, tulip | MEDTRONIC | MULTI AXIAL SCREW G3605535 5.5 X 35MM | G3605535 | Standalone | DE0503898 | As per HSA registered indication(s)
Orthopaedics | Spine - Occipito-cervical (OC) surgery | OC fusion and fixation implant | Cervical pedicle/lateral mass screw - Shank, tulip | MEDTRONIC | MULTI AXIAL SCREW G3605540 5.5 X 40MM | G3605540 | Standalone | DE0503898 | As per HSA registered indication(s)
Orthopaedics | Spine - Occipito-cervical (OC) surgery | OC fusion and fixation implant | Cervical pedicle/lateral mass screw - Shank, tulip | MEDTRONIC | MULTI AXIAL SCREW G360PT3518 3.5 X 18MM | G360PT3518 | Standalone | DE0503898 | As per HSA registered indication(s)
Orthopaedics | Spine - Occipito-cervical (OC) surgery | OC fusion and fixation implant | Cervical pedicle/lateral mass screw - Shank, tulip | MEDTRONIC | MULTI AXIAL SCREW G360PT3520 3.5 X 20MM | G360PT3520 | Standalone | DE0503898 | As per HSA registered indication(s)
Orthopaedics | Spine - Occipito-cervical (OC) surgery | OC fusion and fixation implant | Cervical pedicle/lateral mass screw - Shank, tulip | MEDTRONIC | MULTI AXIAL SCREW G360PT3532 3.5 X 32MM | G360PT3532 | Standalone | DE0503898 | As per HSA registered indication(s)
Orthopaedics | Spine - Occipito-cervical (OC) surgery | OC fusion and fixation implant | Cervical pedicle/lateral mass screw - Shank, tulip | MEDTRONIC | MULTI AXIAL SCREW G360PT3534 3.5 X 34MM | G360PT3534 | Standalone | DE0503898 | As per HSA registered indication(s)
Orthopaedics | Spine - Occipito-cervical (OC) surgery | OC fusion and fixation implant | Cervical pedicle/lateral mass screw - Shank, tulip | MEDTRONIC | MULTI AXIAL SCREW G360PT3536 3.5 X 36MM | G360PT3536 | Standalone | DE0503898 | As per HSA registered indication(s)
Orthopaedics | Spine - Occipito-cervical (OC) surgery | OC fusion and fixation implant | Cervical pedicle/lateral mass screw - Shank, tulip | MEDTRONIC | MULTI AXIAL SCREW G360PT3538 3.5 X 38MM | G360PT3538 | Standalone | DE0503898 | As per HSA registered indication(s)
Orthopaedics | Spine - Occipito-cervical (OC) surgery | OC fusion and fixation implant | Cervical pedicle/lateral mass screw - Shank, tulip | MEDTRONIC | MULTI AXIAL SCREW G360PT3540 3.5 X 40MM | G360PT3540 | Standalone | DE0503898 | As per HSA registered indication(s)
Orthopaedics | Spine - Occipito-cervical (OC) surgery | OC fusion and fixation implant | Cervical pedicle/lateral mass screw - Shank, tulip | MEDTRONIC | MULTI AXIAL SCREW G360PT4032 4.0 X 32MM | G360PT4032 | Standalone | DE0503898 | As per HSA registered indication(s)
Orthopaedics | Spine - Occipito-cervical (OC) surgery | OC fusion and fixation implant | Cervical pedicle/lateral mass screw - Shank, tulip | MEDTRONIC | MULTI AXIAL SCREW G360PT4034 4.0 X 34MM | G360PT4034 | Standalone | DE0503898 | As per HSA registered indication(s)
Orthopaedics | Spine - Occipito-cervical (OC) surgery | OC fusion and fixation implant | Cervical pedicle/lateral mass screw - Shank, tulip | MEDTRONIC | MULTI AXIAL SCREW G360PT4036 4.0 X 36MM | G360PT4036 | Standalone | DE0503898 | As per HSA registered indication(s)
Orthopaedics | Spine - Occipito-cervical (OC) surgery | OC fusion and fixation implant | Cervical pedicle/lateral mass screw - Shank, tulip | MEDTRONIC | MULTI AXIAL SCREW G360PT4038 4.0 X 38MM | G360PT4038 | Standalone | DE0503898 | As per HSA registered indication(s)
Orthopaedics | Spine - Occipito-cervical (OC) surgery | OC fusion and fixation implant | Cervical pedicle/lateral mass screw - Shank, tulip | MEDTRONIC | MULTI AXIAL SCREW G360PT4040 4.0 X 40MM | G360PT4040 | Standalone | DE0503898 | As per HSA registered indication(s)
Orthopaedics | Spine - Thoracolumbar (TL) and sacral surgery | TL and sacral fusion and fixation implant | TL pedicle screw - Shank, tulip | MEDTRONIC | Multi Axial Screw, 4.0mm x 20mm | 75444020 | Standalone | DE0000758 | As per HSA registered indication(s) except for radiolucent implants which should be used as follows:  in patients with primary or metastatic spinal tumours who would benefit from post-operative high dose high precision beam therapy upon appropriate and stringent patient selection;  Patient selection should be done via standardised assessment such as the neurological-oncological-mechanical systemic (NOMS) framework; and  The assessment should be carried out by a multidisciplinary team (MDT), which may be inclusive of, but not limited to, radiation oncologists, spine surgeons and interventional radiologists, among others.
Orthopaedics | Spine - Thoracolumbar (TL) and sacral surgery | TL and sacral fusion and fixation implant | TL pedicle screw - Shank, tulip | MEDTRONIC | Multi Axial Screw, 4.0mm x 25mm | 75444025 | Standalone | DE0000758 | As per HSA registered indication(s) except for radiolucent implants which should be used as follows:  in patients with primary or metastatic spinal tumours who would benefit from post-operative high dose high precision beam therapy upon appropriate and stringent patient selection;  Patient selection should be done via standardised assessment such as the neurological-oncological-mechanical systemic (NOMS) framework; and  The assessment should be carried out by a multidisciplinary team (MDT), which may be inclusive of, but not limited to, radiation oncologists, spine surgeons and interventional radiologists, among others.
Orthopaedics | Spine - Thoracolumbar (TL) and sacral surgery | TL and sacral fusion and fixation implant | TL pedicle screw - Shank, tulip | MEDTRONIC | Multi Axial Screw, 4.0mm x 30mm | 75444030 | Standalone | DE0000758 | As per HSA registered indication(s) except for radiolucent implants which should be used as follows:  in patients with primary or metastatic spinal tumours who would benefit from post-operative high dose high precision beam therapy upon appropriate and stringent patient selection;  Patient selection should be done via standardised assessment such as the neurological-oncological-mechanical systemic (NOMS) framework; and  The assessment should be carried out by a multidisciplinary team (MDT), which may be inclusive of, but not limited to, radiation oncologists, spine surgeons and interventional radiologists, among others.
Orthopaedics | Spine - Thoracolumbar (TL) and sacral surgery | TL and sacral fusion and fixation implant | TL pedicle screw - Shank, tulip | MEDTRONIC | Multi Axial Screw, 4.0mm x 35mm | 75444035 | Standalone | DE0000758 | As per HSA registered indication(s) except for radiolucent implants which should be used as follows:  in patients with primary or metastatic spinal tumours who would benefit from post-operative high dose high precision beam therapy upon appropriate and stringent patient selection;  Patient selection should be done via standardised assessment such as the neurological-oncological-mechanical systemic (NOMS) framework; and  The assessment should be carried out by a multidisciplinary team (MDT), which may be inclusive of, but not limited to, radiation oncologists, spine surgeons and interventional radiologists, among others.
Orthopaedics | Spine - Thoracolumbar (TL) and sacral surgery | TL and sacral fusion and fixation implant | TL pedicle screw - Shank, tulip | MEDTRONIC | Multi Axial Screw, 4.0mm x 40mm | 75444040 | Standalone | DE0000758 | As per HSA registered indication(s) except for radiolucent implants which should be used as follows:  in patients with primary or metastatic spinal tumours who would benefit from post-operative high dose high precision beam therapy upon appropriate and stringent patient selection;  Patient selection should be done via standardised assessment such as the neurological-oncological-mechanical systemic (NOMS) framework; and  The assessment should be carried out by a multidisciplinary team (MDT), which may be inclusive of, but not limited to, radiation oncologists, spine surgeons and interventional radiologists, among others.
Orthopaedics | Spine - Thoracolumbar (TL) and sacral surgery | TL and sacral fusion and fixation implant | TL pedicle screw - Shank, tulip | MEDTRONIC | Multi Axial Screw, 4.0mm x 45mm | 75444045 | Standalone | DE0000758 | As per HSA registered indication(s) except for radiolucent implants which should be used as follows:  in patients with primary or metastatic spinal tumours who would benefit from post-operative high dose high precision beam therapy upon appropriate and stringent patient selection;  Patient selection should be done via standardised assessment such as the neurological-oncological-mechanical systemic (NOMS) framework; and  The assessment should be carried out by a multidisciplinary team (MDT), which may be inclusive of, but not limited to, radiation oncologists, spine surgeons and interventional radiologists, among others.
Orthopaedics | Spine - Thoracolumbar (TL) and sacral surgery | TL and sacral fusion and fixation implant | TL pedicle screw - Shank, tulip | MEDTRONIC | Multi Axial Screw, 4.5mm x 20mm | 75444520 | Standalone | DE0000758 | As per HSA registered indication(s) except for radiolucent implants which should be used as follows:  in patients with primary or metastatic spinal tumours who would benefit from post-operative high dose high precision beam therapy upon appropriate and stringent patient selection;  Patient selection should be done via standardised assessment such as the neurological-oncological-mechanical systemic (NOMS) framework; and  The assessment should be carried out by a multidisciplinary team (MDT), which may be inclusive of, but not limited to, radiation oncologists, spine surgeons and interventional radiologists, among others.
Orthopaedics | Spine - Thoracolumbar (TL) and sacral surgery | TL and sacral fusion and fixation implant | TL pedicle screw - Shank, tulip | MEDTRONIC | Multi Axial Screw, 4.5mm x 25mm | 75444525 | Standalone | DE0000758 | As per HSA registered indication(s) except for radiolucent implants which should be used as follows:  in patients with primary or metastatic spinal tumours who would benefit from post-operative high dose high precision beam therapy upon appropriate and stringent patient selection;  Patient selection should be done via standardised assessment such as the neurological-oncological-mechanical systemic (NOMS) framework; and  The assessment should be carried out by a multidisciplinary team (MDT), which may be inclusive of, but not limited to, radiation oncologists, spine surgeons and interventional radiologists, among others.
Orthopaedics | Spine - Thoracolumbar (TL) and sacral surgery | TL and sacral fusion and fixation implant | TL pedicle screw - Shank, tulip | MEDTRONIC | Multi Axial Screw, 4.5mm x 30mm | 75444530 | Standalone | DE0000758 | As per HSA registered indication(s) except for radiolucent implants which should be used as follows:  in patients with primary or metastatic spinal tumours who would benefit from post-operative high dose high precision beam therapy upon appropriate and stringent patient selection;  Patient selection should be done via standardised assessment such as the neurological-oncological-mechanical systemic (NOMS) framework; and  The assessment should be carried out by a multidisciplinary team (MDT), which may be inclusive of, but not limited to, radiation oncologists, spine surgeons and interventional radiologists, among others.
Orthopaedics | Spine - Thoracolumbar (TL) and sacral surgery | TL and sacral fusion and fixation implant | TL pedicle screw - Shank, tulip | MEDTRONIC | Multi Axial Screw, 4.5mm x 35mm | 75444535 | Standalone | DE0000758 | As per HSA registered indication(s) except for radiolucent implants which should be used as follows:  in patients with primary or metastatic spinal tumours who would benefit from post-operative high dose high precision beam therapy upon appropriate and stringent patient selection;  Patient selection should be done via standardised assessment such as the neurological-oncological-mechanical systemic (NOMS) framework; and  The assessment should be carried out by a multidisciplinary team (MDT), which may be inclusive of, but not limited to, radiation oncologists, spine surgeons and interventional radiologists, among others.
Orthopaedics | Spine - Thoracolumbar (TL) and sacral surgery | TL and sacral fusion and fixation implant | TL pedicle screw - Shank, tulip | MEDTRONIC | Multi Axial Screw, 4.5mm x 40mm | 75444540 | Standalone | DE0000758 | As per HSA registered indication(s) except for radiolucent implants which should be used as follows:  in patients with primary or metastatic spinal tumours who would benefit from post-operative high dose high precision beam therapy upon appropriate and stringent patient selection;  Patient selection should be done via standardised assessment such as the neurological-oncological-mechanical systemic (NOMS) framework; and  The assessment should be carried out by a multidisciplinary team (MDT), which may be inclusive of, but not limited to, radiation oncologists, spine surgeons and interventional radiologists, among others.
Orthopaedics | Spine - Thoracolumbar (TL) and sacral surgery | TL and sacral fusion and fixation implant | TL pedicle screw - Shank, tulip | MEDTRONIC | Multi Axial Screw, 4.5mm x 45mm | 75444545 | Standalone | DE0000758 | As per HSA registered indication(s) except for radiolucent implants which should be used as follows:  in patients with primary or metastatic spinal tumours who would benefit from post-operative high dose high precision beam therapy upon appropriate and stringent patient selection;  Patient selection should be done via standardised assessment such as the neurological-oncological-mechanical systemic (NOMS) framework; and  The assessment should be carried out by a multidisciplinary team (MDT), which may be inclusive of, but not limited to, radiation oncologists, spine surgeons and interventional radiologists, among others.
Orthopaedics | Spine - Thoracolumbar (TL) and sacral surgery | TL and sacral fusion and fixation implant | TL pedicle screw - Shank, tulip | MEDTRONIC | Multi Axial Screw, 5.0mm x 25mm | 75445025 | Standalone | DE0000758 | As per HSA registered indication(s) except for radiolucent implants which should be used as follows:  in patients with primary or metastatic spinal tumours who would benefit from post-operative high dose high precision beam therapy upon appropriate and stringent patient selection;  Patient selection should be done via standardised assessment such as the neurological-oncological-mechanical systemic (NOMS) framework; and  The assessment should be carried out by a multidisciplinary team (MDT), which may be inclusive of, but not limited to, radiation oncologists, spine surgeons and interventional radiologists, among others.
Orthopaedics | Spine - Thoracolumbar (TL) and sacral surgery | TL and sacral fusion and fixation implant | TL pedicle screw - Shank, tulip | MEDTRONIC | Multi Axial Screw, 5.0mm x 30mm | 75445030 | Standalone | DE0000758 | As per HSA registered indication(s) except for radiolucent implants which should be used as follows:  in patients with primary or metastatic spinal tumours who would benefit from post-operative high dose high precision beam therapy upon appropriate and stringent patient selection;  Patient selection should be done via standardised assessment such as the neurological-oncological-mechanical systemic (NOMS) framework; and  The assessment should be carried out by a multidisciplinary team (MDT), which may be inclusive of, but not limited to, radiation oncologists, spine surgeons and interventional radiologists, among others.
Orthopaedics | Spine - Thoracolumbar (TL) and sacral surgery | TL and sacral fusion and fixation implant | TL pedicle screw - Shank, tulip | MEDTRONIC | Multi Axial Screw, 5.0mm x 35mm | 75445035 | Standalone | DE0000758 | As per HSA registered indication(s) except for radiolucent implants which should be used as follows:  in patients with primary or metastatic spinal tumours who would benefit from post-operative high dose high precision beam therapy upon appropriate and stringent patient selection;  Patient selection should be done via standardised assessment such as the neurological-oncological-mechanical systemic (NOMS) framework; and  The assessment should be carried out by a multidisciplinary team (MDT), which may be inclusive of, but not limited to, radiation oncologists, spine surgeons and interventional radiologists, among others.
Orthopaedics | Spine - Thoracolumbar (TL) and sacral surgery | TL and sacral fusion and fixation implant | TL pedicle screw - Shank, tulip | MEDTRONIC | Multi Axial Screw, 5.0mm x 40mm | 75445040 | Standalone | DE0000758 | As per HSA registered indication(s) except for radiolucent implants which should be used as follows:  in patients with primary or metastatic spinal tumours who would benefit from post-operative high dose high precision beam therapy upon appropriate and stringent patient selection;  Patient selection should be done via standardised assessment such as the neurological-oncological-mechanical systemic (NOMS) framework; and  The assessment should be carried out by a multidisciplinary team (MDT), which may be inclusive of, but not limited to, radiation oncologists, spine surgeons and interventional radiologists, among others.
Orthopaedics | Spine - Thoracolumbar (TL) and sacral surgery | TL and sacral fusion and fixation implant | TL pedicle screw - Shank, tulip | MEDTRONIC | Multi Axial Screw, 5.0mm x 45mm | 75445045 | Standalone | DE0000758 | As per HSA registered indication(s) except for radiolucent implants which should be used as follows:  in patients with primary or metastatic spinal tumours who would benefit from post-operative high dose high precision beam therapy upon appropriate and stringent patient selection;  Patient selection should be done via standardised assessment such as the neurological-oncological-mechanical systemic (NOMS) framework; and  The assessment should be carried out by a multidisciplinary team (MDT), which may be inclusive of, but not limited to, radiation oncologists, spine surgeons and interventional radiologists, among others.
Orthopaedics | Spine - Thoracolumbar (TL) and sacral surgery | TL and sacral fusion and fixation implant | TL pedicle screw - Shank, tulip | MEDTRONIC | Multi Axial Screw, 5.0mm x 50mm | 75445050 | Standalone | DE0000758 | As per HSA registered indication(s) except for radiolucent implants which should be used as follows:  in patients with primary or metastatic spinal tumours who would benefit from post-operative high dose high precision beam therapy upon appropriate and stringent patient selection;  Patient selection should be done via standardised assessment such as the neurological-oncological-mechanical systemic (NOMS) framework; and  The assessment should be carried out by a multidisciplinary team (MDT), which may be inclusive of, but not limited to, radiation oncologists, spine surgeons and interventional radiologists, among others.
Orthopaedics | Spine - Thoracolumbar (TL) and sacral surgery | TL and sacral fusion and fixation implant | TL pedicle screw - Shank, tulip | MEDTRONIC | Multi Axial Screw, 5.5mm x 25mm | 75445525 | Standalone | DE0000758 | As per HSA registered indication(s) except for radiolucent implants which should be used as follows:  in patients with primary or metastatic spinal tumours who would benefit from post-operative high dose high precision beam therapy upon appropriate and stringent patient selection;  Patient selection should be done via standardised assessment such as the neurological-oncological-mechanical systemic (NOMS) framework; and  The assessment should be carried out by a multidisciplinary team (MDT), which may be inclusive of, but not limited to, radiation oncologists, spine surgeons and interventional radiologists, among others.
Orthopaedics | Spine - Thoracolumbar (TL) and sacral surgery | TL and sacral fusion and fixation implant | TL pedicle screw - Shank, tulip | MEDTRONIC | Multi Axial Screw, 5.5mm x 30mm | 75445530 | Standalone | DE0000758 | As per HSA registered indication(s) except for radiolucent implants which should be used as follows:  in patients with primary or metastatic spinal tumours who would benefit from post-operative high dose high precision beam therapy upon appropriate and stringent patient selection;  Patient selection should be done via standardised assessment such as the neurological-oncological-mechanical systemic (NOMS) framework; and  The assessment should be carried out by a multidisciplinary team (MDT), which may be inclusive of, but not limited to, radiation oncologists, spine surgeons and interventional radiologists, among others.
Orthopaedics | Spine - Thoracolumbar (TL) and sacral surgery | TL and sacral fusion and fixation implant | TL pedicle screw - Shank, tulip | MEDTRONIC | Multi Axial Screw, 5.5mm x 35mm | 75445535 | Standalone | DE0000758 | As per HSA registered indication(s) except for radiolucent implants which should be used as follows:  in patients with primary or metastatic spinal tumours who would benefit from post-operative high dose high precision beam therapy upon appropriate and stringent patient selection;  Patient selection should be done via standardised assessment such as the neurological-oncological-mechanical systemic (NOMS) framework; and  The assessment should be carried out by a multidisciplinary team (MDT), which may be inclusive of, but not limited to, radiation oncologists, spine surgeons and interventional radiologists, among others.
Orthopaedics | Spine - Thoracolumbar (TL) and sacral surgery | TL and sacral fusion and fixation implant | TL pedicle screw - Shank, tulip | MEDTRONIC | Multi Axial Screw, 5.5mm x 40mm | 75445540 | Standalone | DE0000758 | As per HSA registered indication(s) except for radiolucent implants which should be used as follows:  in patients with primary or metastatic spinal tumours who would benefit from post-operative high dose high precision beam therapy upon appropriate and stringent patient selection;  Patient selection should be done via standardised assessment such as the neurological-oncological-mechanical systemic (NOMS) framework; and  The assessment should be carried out by a multidisciplinary team (MDT), which may be inclusive of, but not limited to, radiation oncologists, spine surgeons and interventional radiologists, among others.
Orthopaedics | Spine - Thoracolumbar (TL) and sacral surgery | TL and sacral fusion and fixation implant | TL pedicle screw - Shank, tulip | MEDTRONIC | Multi Axial Screw, 5.5mm x 45mm | 75445545 | Standalone | DE0000758 | As per HSA registered indication(s) except for radiolucent implants which should be used as follows:  in patients with primary or metastatic spinal tumours who would benefit from post-operative high dose high precision beam therapy upon appropriate and stringent patient selection;  Patient selection should be done via standardised assessment such as the neurological-oncological-mechanical systemic (NOMS) framework; and  The assessment should be carried out by a multidisciplinary team (MDT), which may be inclusive of, but not limited to, radiation oncologists, spine surgeons and interventional radiologists, among others.
Orthopaedics | Spine - Thoracolumbar (TL) and sacral surgery | TL and sacral fusion and fixation implant | TL pedicle screw - Shank, tulip | MEDTRONIC | Multi Axial Screw, 5.5mm x 50mm | 75445550 | Standalone | DE0000758 | As per HSA registered indication(s) except for radiolucent implants which should be used as follows:  in patients with primary or metastatic spinal tumours who would benefit from post-operative high dose high precision beam therapy upon appropriate and stringent patient selection;  Patient selection should be done via standardised assessment such as the neurological-oncological-mechanical systemic (NOMS) framework; and  The assessment should be carried out by a multidisciplinary team (MDT), which may be inclusive of, but not limited to, radiation oncologists, spine surgeons and interventional radiologists, among others.
Orthopaedics | Spine - Thoracolumbar (TL) and sacral surgery | TL and sacral fusion and fixation implant | TL pedicle screw - Shank, tulip | MEDTRONIC | Multi Axial Screw, 5.5mm x 55mm | 75445555 | Standalone | DE0000758 | As per HSA registered indication(s) except for radiolucent implants which should be used as follows:  in patients with primary or metastatic spinal tumours who would benefit from post-operative high dose high precision beam therapy upon appropriate and stringent patient selection;  Patient selection should be done via standardised assessment such as the neurological-oncological-mechanical systemic (NOMS) framework; and  The assessment should be carried out by a multidisciplinary team (MDT), which may be inclusive of, but not limited to, radiation oncologists, spine surgeons and interventional radiologists, among others.
Orthopaedics | Spine - Thoracolumbar (TL) and sacral surgery | TL and sacral fusion and fixation implant | TL pedicle screw - Shank, tulip | MEDTRONIC | Multi Axial Screw, 6.5mm x 25mm | 75446525 | Standalone | DE0000758 | As per HSA registered indication(s) except for radiolucent implants which should be used as follows:  in patients with primary or metastatic spinal tumours who would benefit from post-operative high dose high precision beam therapy upon appropriate and stringent patient selection;  Patient selection should be done via standardised assessment such as the neurological-oncological-mechanical systemic (NOMS) framework; and  The assessment should be carried out by a multidisciplinary team (MDT), which may be inclusive of, but not limited to, radiation oncologists, spine surgeons and interventional radiologists, among others.
Orthopaedics | Spine - Thoracolumbar (TL) and sacral surgery | TL and sacral fusion and fixation implant | TL pedicle screw - Shank, tulip | MEDTRONIC | Multi Axial Screw, 6.5mm x 30mm | 75446530 | Standalone | DE0000758 | As per HSA registered indication(s) except for radiolucent implants which should be used as follows:  in patients with primary or metastatic spinal tumours who would benefit from post-operative high dose high precision beam therapy upon appropriate and stringent patient selection;  Patient selection should be done via standardised assessment such as the neurological-oncological-mechanical systemic (NOMS) framework; and  The assessment should be carried out by a multidisciplinary team (MDT), which may be inclusive of, but not limited to, radiation oncologists, spine surgeons and interventional radiologists, among others.
Orthopaedics | Spine - Thoracolumbar (TL) and sacral surgery | TL and sacral fusion and fixation implant | TL pedicle screw - Shank, tulip | MEDTRONIC | Multi Axial Screw, 6.5mm x 35mm | 75446535 | Standalone | DE0000758 | As per HSA registered indication(s) except for radiolucent implants which should be used as follows:  in patients with primary or metastatic spinal tumours who would benefit from post-operative high dose high precision beam therapy upon appropriate and stringent patient selection;  Patient selection should be done via standardised assessment such as the neurological-oncological-mechanical systemic (NOMS) framework; and  The assessment should be carried out by a multidisciplinary team (MDT), which may be inclusive of, but not limited to, radiation oncologists, spine surgeons and interventional radiologists, among others.
Orthopaedics | Spine - Thoracolumbar (TL) and sacral surgery | TL and sacral fusion and fixation implant | TL pedicle screw - Shank, tulip | MEDTRONIC | Multi Axial Screw, 6.5mm x 40mm | 75446540 | Standalone | DE0000758 | As per HSA registered indication(s) except for radiolucent implants which should be used as follows:  in patients with primary or metastatic spinal tumours who would benefit from post-operative high dose high precision beam therapy upon appropriate and stringent patient selection;  Patient selection should be done via standardised assessment such as the neurological-oncological-mechanical systemic (NOMS) framework; and  The assessment should be carried out by a multidisciplinary team (MDT), which may be inclusive of, but not limited to, radiation oncologists, spine surgeons and interventional radiologists, among others.
Orthopaedics | Spine - Thoracolumbar (TL) and sacral surgery | TL and sacral fusion and fixation implant | TL pedicle screw - Shank, tulip | MEDTRONIC | Multi Axial Screw, 6.5mm x 45mm | 75446545 | Standalone | DE0000758 | As per HSA registered indication(s) except for radiolucent implants which should be used as follows:  in patients with primary or metastatic spinal tumours who would benefit from post-operative high dose high precision beam therapy upon appropriate and stringent patient selection;  Patient selection should be done via standardised assessment such as the neurological-oncological-mechanical systemic (NOMS) framework; and  The assessment should be carried out by a multidisciplinary team (MDT), which may be inclusive of, but not limited to, radiation oncologists, spine surgeons and interventional radiologists, among others.
Orthopaedics | Spine - Thoracolumbar (TL) and sacral surgery | TL and sacral fusion and fixation implant | TL pedicle screw - Shank, tulip | MEDTRONIC | Multi Axial Screw, 6.5mm x 50mm | 75446550 | Standalone | DE0000758 | As per HSA registered indication(s) except for radiolucent implants which should be used as follows:  in patients with primary or metastatic spinal tumours who would benefit from post-operative high dose high precision beam therapy upon appropriate and stringent patient selection;  Patient selection should be done via standardised assessment such as the neurological-oncological-mechanical systemic (NOMS) framework; and  The assessment should be carried out by a multidisciplinary team (MDT), which may be inclusive of, but not limited to, radiation oncologists, spine surgeons and interventional radiologists, among others.
Orthopaedics | Spine - Thoracolumbar (TL) and sacral surgery | TL and sacral fusion and fixation implant | TL pedicle screw - Shank, tulip | MEDTRONIC | Multi Axial Screw, 6.5mm x 55mm | 75446555 | Standalone | DE0000758 | As per HSA registered indication(s) except for radiolucent implants which should be used as follows:  in patients with primary or metastatic spinal tumours who would benefit from post-operative high dose high precision beam therapy upon appropriate and stringent patient selection;  Patient selection should be done via standardised assessment such as the neurological-oncological-mechanical systemic (NOMS) framework; and  The assessment should be carried out by a multidisciplinary team (MDT), which may be inclusive of, but not limited to, radiation oncologists, spine surgeons and interventional radiologists, among others.
Orthopaedics | Spine - Thoracolumbar (TL) and sacral surgery | TL and sacral fusion and fixation implant | TL pedicle screw - Shank, tulip | MEDTRONIC | Multi Axial Screw, 6.5mm x 60mm | 75446560 | Standalone | DE0000758 | As per HSA registered indication(s) except for radiolucent implants which should be used as follows:  in patients with primary or metastatic spinal tumours who would benefit from post-operative high dose high precision beam therapy upon appropriate and stringent patient selection;  Patient selection should be done via standardised assessment such as the neurological-oncological-mechanical systemic (NOMS) framework; and  The assessment should be carried out by a multidisciplinary team (MDT), which may be inclusive of, but not limited to, radiation oncologists, spine surgeons and interventional radiologists, among others.
Orthopaedics | Spine - Thoracolumbar (TL) and sacral surgery | TL and sacral fusion and fixation implant | TL pedicle screw - Shank, tulip | MEDTRONIC | Multi Axial Screw, 7.5mm x 25mm | 75447525 | Standalone | DE0000758 | As per HSA registered indication(s) except for radiolucent implants which should be used as follows:  in patients with primary or metastatic spinal tumours who would benefit from post-operative high dose high precision beam therapy upon appropriate and stringent patient selection;  Patient selection should be done via standardised assessment such as the neurological-oncological-mechanical systemic (NOMS) framework; and  The assessment should be carried out by a multidisciplinary team (MDT), which may be inclusive of, but not limited to, radiation oncologists, spine surgeons and interventional radiologists, among others.
Orthopaedics | Spine - Thoracolumbar (TL) and sacral surgery | TL and sacral fusion and fixation implant | TL pedicle screw - Shank, tulip | MEDTRONIC | Multi Axial Screw, 7.5mm x 30mm | 75447530 | Standalone | DE0000758 | As per HSA registered indication(s) except for radiolucent implants which should be used as follows:  in patients with primary or metastatic spinal tumours who would benefit from post-operative high dose high precision beam therapy upon appropriate and stringent patient selection;  Patient selection should be done via standardised assessment such as the neurological-oncological-mechanical systemic (NOMS) framework; and  The assessment should be carried out by a multidisciplinary team (MDT), which may be inclusive of, but not limited to, radiation oncologists, spine surgeons and interventional radiologists, among others.
Orthopaedics | Spine - Thoracolumbar (TL) and sacral surgery | TL and sacral fusion and fixation implant | TL pedicle screw - Shank, tulip | MEDTRONIC | Multi Axial Screw, 7.5mm x 35mm | 75447535 | Standalone | DE0000758 | As per HSA registered indication(s) except for radiolucent implants which should be used as follows:  in patients with primary or metastatic spinal tumours who would benefit from post-operative high dose high precision beam therapy upon appropriate and stringent patient selection;  Patient selection should be done via standardised assessment such as the neurological-oncological-mechanical systemic (NOMS) framework; and  The assessment should be carried out by a multidisciplinary team (MDT), which may be inclusive of, but not limited to, radiation oncologists, spine surgeons and interventional radiologists, among others.
Orthopaedics | Spine - Thoracolumbar (TL) and sacral surgery | TL and sacral fusion and fixation implant | TL pedicle screw - Shank, tulip | MEDTRONIC | Multi Axial Screw, 7.5mm x 40mm | 75447540 | Standalone | DE0000758 | As per HSA registered indication(s) except for radiolucent implants which should be used as follows:  in patients with primary or metastatic spinal tumours who would benefit from post-operative high dose high precision beam therapy upon appropriate and stringent patient selection;  Patient selection should be done via standardised assessment such as the neurological-oncological-mechanical systemic (NOMS) framework; and  The assessment should be carried out by a multidisciplinary team (MDT), which may be inclusive of, but not limited to, radiation oncologists, spine surgeons and interventional radiologists, among others.
Orthopaedics | Spine - Thoracolumbar (TL) and sacral surgery | TL and sacral fusion and fixation implant | TL pedicle screw - Shank, tulip | MEDTRONIC | Multi Axial Screw, 7.5mm x 45mm | 75447545 | Standalone | DE0000758 | As per HSA registered indication(s) except for radiolucent implants which should be used as follows:  in patients with primary or metastatic spinal tumours who would benefit from post-operative high dose high precision beam therapy upon appropriate and stringent patient selection;  Patient selection should be done via standardised assessment such as the neurological-oncological-mechanical systemic (NOMS) framework; and  The assessment should be carried out by a multidisciplinary team (MDT), which may be inclusive of, but not limited to, radiation oncologists, spine surgeons and interventional radiologists, among others.
Orthopaedics | Spine - Thoracolumbar (TL) and sacral surgery | TL and sacral fusion and fixation implant | TL pedicle screw - Shank, tulip | MEDTRONIC | Multi Axial Screw, 7.5mm x 50mm | 75447550 | Standalone | DE0000758 | As per HSA registered indication(s) except for radiolucent implants which should be used as follows:  in patients with primary or metastatic spinal tumours who would benefit from post-operative high dose high precision beam therapy upon appropriate and stringent patient selection;  Patient selection should be done via standardised assessment such as the neurological-oncological-mechanical systemic (NOMS) framework; and  The assessment should be carried out by a multidisciplinary team (MDT), which may be inclusive of, but not limited to, radiation oncologists, spine surgeons and interventional radiologists, among others.
Orthopaedics | Spine - Thoracolumbar (TL) and sacral surgery | TL and sacral fusion and fixation implant | TL pedicle screw - Shank, tulip | MEDTRONIC | Multi Axial Screw, 7.5mm x 55mm | 75447555 | Standalone | DE0000758 | As per HSA registered indication(s) except for radiolucent implants which should be used as follows:  in patients with primary or metastatic spinal tumours who would benefit from post-operative high dose high precision beam therapy upon appropriate and stringent patient selection;  Patient selection should be done via standardised assessment such as the neurological-oncological-mechanical systemic (NOMS) framework; and  The assessment should be carried out by a multidisciplinary team (MDT), which may be inclusive of, but not limited to, radiation oncologists, spine surgeons and interventional radiologists, among others.
Orthopaedics | Spine - Thoracolumbar (TL) and sacral surgery | TL and sacral fusion and fixation implant | TL pedicle screw - Shank, tulip | MEDTRONIC | Multi Axial Screw, 7.5mm x 60mm | 75447560 | Standalone | DE0000758 | As per HSA registered indication(s) except for radiolucent implants which should be used as follows:  in patients with primary or metastatic spinal tumours who would benefit from post-operative high dose high precision beam therapy upon appropriate and stringent patient selection;  Patient selection should be done via standardised assessment such as the neurological-oncological-mechanical systemic (NOMS) framework; and  The assessment should be carried out by a multidisciplinary team (MDT), which may be inclusive of, but not limited to, radiation oncologists, spine surgeons and interventional radiologists, among others.
Orthopaedics | Spine - Thoracolumbar (TL) and sacral surgery | TL and sacral fusion and fixation implant | TL pedicle screw - Shank, tulip | MEDTRONIC | Multi Axial Screw, 8.5mm x 30mm | 75448530 | Standalone | DE0000758 | As per HSA registered indication(s) except for radiolucent implants which should be used as follows:  in patients with primary or metastatic spinal tumours who would benefit from post-operative high dose high precision beam therapy upon appropriate and stringent patient selection;  Patient selection should be done via standardised assessment such as the neurological-oncological-mechanical systemic (NOMS) framework; and  The assessment should be carried out by a multidisciplinary team (MDT), which may be inclusive of, but not limited to, radiation oncologists, spine surgeons and interventional radiologists, among others.
Orthopaedics | Spine - Thoracolumbar (TL) and sacral surgery | TL and sacral fusion and fixation implant | TL pedicle screw - Shank, tulip | MEDTRONIC | Multi Axial Screw, 8.5mm x 35mm | 75448535 | Standalone | DE0000758 | As per HSA registered indication(s) except for radiolucent implants which should be used as follows:  in patients with primary or metastatic spinal tumours who would benefit from post-operative high dose high precision beam therapy upon appropriate and stringent patient selection;  Patient selection should be done via standardised assessment such as the neurological-oncological-mechanical systemic (NOMS) framework; and  The assessment should be carried out by a multidisciplinary team (MDT), which may be inclusive of, but not limited to, radiation oncologists, spine surgeons and interventional radiologists, among others.
Orthopaedics | Spine - Thoracolumbar (TL) and sacral surgery | TL and sacral fusion and fixation implant | TL pedicle screw - Shank, tulip | MEDTRONIC | Multi Axial Screw, 8.5mm x 40mm | 75448540 | Standalone | DE0000758 | As per HSA registered indication(s) except for radiolucent implants which should be used as follows:  in patients with primary or metastatic spinal tumours who would benefit from post-operative high dose high precision beam therapy upon appropriate and stringent patient selection;  Patient selection should be done via standardised assessment such as the neurological-oncological-mechanical systemic (NOMS) framework; and  The assessment should be carried out by a multidisciplinary team (MDT), which may be inclusive of, but not limited to, radiation oncologists, spine surgeons and interventional radiologists, among others.
Orthopaedics | Spine - Thoracolumbar (TL) and sacral surgery | TL and sacral fusion and fixation implant | TL hook set, clamp, staple, staple locking screw | MEDTRONIC | Narrow Blade, large | 7541124 | Standalone | DE0000758 | As per HSA registered indication(s)
Orthopaedics | Spine - Thoracolumbar (TL) and sacral surgery | TL and sacral fusion and fixation implant | TL hook set, clamp, staple, staple locking screw | MEDTRONIC | Narrow Blade, medium | 7541123 | Standalone | DE0000758 | As per HSA registered indication(s)
Orthopaedics | Spine - Thoracolumbar (TL) and sacral surgery | TL and sacral fusion and fixation implant | TL hook set, clamp, staple, staple locking screw | MEDTRONIC | Narrow Blade, medium, w Lip | 7541223 | Standalone | DE0000758 | As per HSA registered indication(s)
Orthopaedics | Spine - Thoracolumbar (TL) and sacral surgery | TL and sacral fusion and fixation implant | TL hook set, clamp, staple, staple locking screw | MEDTRONIC | Narrow Blade, small | 7541122 | Standalone | DE0000758 | As per HSA registered indication(s)
Orthopaedics | Spine - Thoracolumbar (TL) and sacral surgery | TL and sacral fusion and fixation implant | TL hook set, clamp, staple, staple locking screw | MEDTRONIC | NarrowBlade Hook L | 5441124 | Standalone | DE0008698 | As per HSA registered indication(s)
Orthopaedics | Spine - Thoracolumbar (TL) and sacral surgery | TL and sacral fusion and fixation implant | TL hook set, clamp, staple, staple locking screw | MEDTRONIC | NarrowBlade Hook M | 5441123 | Standalone | DE0008698 | As per HSA registered indication(s)
Orthopaedics | Spine - Thoracolumbar (TL) and sacral surgery | TL and sacral fusion and fixation implant | TL hook set, clamp, staple, staple locking screw | MEDTRONIC | NarrowBlade Hook S | 5441122 | Standalone | DE0008698 | As per HSA registered indication(s)
Orthopaedics | Spine - Thoracolumbar (TL) and sacral surgery | TL and sacral fusion and fixation implant | TL rod connector system excluding locking screw | K2M | Natural Bridge LP Adjustable, Extra Large | 801-76070 | Standalone | DE0016949 | As per HSA registered indication(s)
Orthopaedics | Spine - Thoracolumbar (TL) and sacral surgery | TL and sacral fusion and fixation implant | TL rod connector system excluding locking screw | K2M | Natural Bridge LP Adjustable, Large | 801-75060 | Standalone | DE0016949 | As per HSA registered indication(s)
Orthopaedics | Spine - Thoracolumbar (TL) and sacral surgery | TL and sacral fusion and fixation implant | TL rod connector system excluding locking screw | K2M | Natural Bridge LP Adjustable, Medium | 801-74050 | Standalone | DE0016949 | As per HSA registered indication(s)
Orthopaedics | Spine - Thoracolumbar (TL) and sacral surgery | TL and sacral fusion and fixation implant | TL rod connector system excluding locking screw | K2M | Natural Bridge LP Adjustable, Small | 801-73040 | Standalone | DE0016949 | As per HSA registered indication(s)
Orthopaedics | Spine - Thoracolumbar (TL) and sacral surgery | TL and sacral fusion and fixation implant | TL rod connector system excluding locking screw | K2M | Natural Bridge LP Semi-Adjustable, 21 mm | 801-70021A | Standalone | DE0016949 | As per HSA registered indication(s)
Orthopaedics | Spine - Thoracolumbar (TL) and sacral surgery | TL and sacral fusion and fixation implant | TL rod connector system excluding locking screw | K2M | Natural Bridge LP Semi-Adjustable, 24 mm | 801-70024A | Standalone | DE0016949 | As per HSA registered indication(s)
Orthopaedics | Spine - Thoracolumbar (TL) and sacral surgery | TL and sacral fusion and fixation implant | TL rod connector system excluding locking screw | K2M | Natural Bridge LP Semi-Adjustable, 27 mm | 801-70027A | Standalone | DE0016949 | As per HSA registered indication(s)
Orthopaedics | Spine - Thoracolumbar (TL) and sacral surgery | TL and sacral fusion and fixation implant | TL rod connector system excluding locking screw | K2M | Natural Bridge LP Semi-Adjustable, 30 mm | 801-70030A | Standalone | DE0016949 | As per HSA registered indication(s)
Orthopaedics | Spine - Thoracolumbar (TL) and sacral surgery | TL and sacral fusion and fixation implant | TL rod connector system excluding locking screw | K2M | Natural Bridge LP Semi-Adjustable, 33 mm | 801-70033A | Standalone | DE0016949 | As per HSA registered indication(s)
Orthopaedics | Spine - Thoracolumbar (TL) and sacral surgery | TL and sacral fusion and fixation implant | TL rod connector system excluding locking screw | K2M | Natural Bridge LP Semi-Adjustable, 36 mm | 801-70036A | Standalone | DE0016949 | As per HSA registered indication(s)
Orthopaedics | Spine - Thoracolumbar (TL) and sacral surgery | TL and sacral fusion and fixation implant | TL rod connector system excluding locking screw | K2M | Natural Bridge LP Semi-Adjustable, 39 mm | 801-70039A | Standalone | DE0016949 | As per HSA registered indication(s)
Orthopaedics | Spine - Thoracolumbar (TL) and sacral surgery | TL and sacral fusion and fixation implant | TL hook set, clamp, staple, staple locking screw | K2M | Nile Alternative Fixation System Band 3 mm | 5416-F03730-SG | Standalone | DE0018718 | As per HSA registered indication(s)
Orthopaedics | Spine - Thoracolumbar (TL) and sacral surgery | TL and sacral fusion and fixation implant | TL hook set, clamp, staple, staple locking screw | K2M | Nile Alternative Fixation System Band 4 mm | 5416-F04730-SG | Standalone | DE0018718 | As per HSA registered indication(s)
Orthopaedics | Spine - Thoracolumbar (TL) and sacral surgery | TL and sacral fusion and fixation implant | TL hook set, clamp, staple, staple locking screw | K2M | Nile Alternative Fixation System Set Screw | 3001-10002 | Standalone | DE0016949 | As per HSA registered indication(s)
Orthopaedics | Spine - Thoracolumbar (TL) and sacral surgery | TL and sacral fusion and fixation implant | TL pedicle screw - Locking screw | MEDTRONIC | Non- Breakoff Set Screws | 7540020 | Standalone | DE0000758 | As per HSA registered indication(s) except for radiolucent implants which should be used as follows:  in patients with primary or metastatic spinal tumours who would benefit from post-operative high dose high precision beam therapy upon appropriate and stringent patient selection;  Patient selection should be done via standardised assessment such as the neurological-oncological-mechanical systemic (NOMS) framework; and  The assessment should be carried out by a multidisciplinary team (MDT), which may be inclusive of, but not limited to, radiation oncologists, spine surgeons and interventional radiologists, among others.
Orthopaedics | Spine - Thoracolumbar (TL) and sacral surgery | TL and sacral fusion and fixation implant | TL pedicle screw - Locking screw | ICOTEC | NUT SCREW (2X) | 16-57-41000 | Package | DE0506357 | As per HSA registered indication(s) except for radiolucent implants which should be used as follows:  in patients with primary or metastatic spinal tumours who would benefit from post-operative high dose high precision beam therapy upon appropriate and stringent patient selection;  Patient selection should be done via standardised assessment such as the neurological-oncological-mechanical systemic (NOMS) framework; and  The assessment should be carried out by a multidisciplinary team (MDT), which may be inclusive of, but not limited to, radiation oncologists, spine surgeons and interventional radiologists, among others.
Orthopaedics | Spine - Occipito-cervical (OC) surgery | OC fusion and fixation implant | Fixation screw for plates | K2M | D 4.0mm x 12mm Self-Starting Fixed Screw | 8801-14012DA | Standalone | DE0508089 | As per HSA registered indication(s)
Orthopaedics | Spine - Occipito-cervical (OC) surgery | OC fusion and fixation implant | Fixation screw for plates | K2M | D 4.0mm x 12mm Self-Starting Variable Screw | 8801-04012DA | Standalone | DE0508089 | As per HSA registered indication(s)
Orthopaedics | Spine - Occipito-cervical (OC) surgery | OC fusion and fixation implant | Fixation screw for plates | K2M | D 4.0mm x 12mm Self-Tapping Fixed Screw | 8801-14012CA | Standalone | DE0508089 | As per HSA registered indication(s)
Orthopaedics | Spine - Occipito-cervical (OC) surgery | OC fusion and fixation implant | Fixation screw for plates | K2M | D 4.0mm x 12mm Self-Tapping Variable Screw | 8801-04012CA | Standalone | DE0508089 | As per HSA registered indication(s)
Orthopaedics | Spine - Occipito-cervical (OC) surgery | OC fusion and fixation implant | Fixation screw for plates | K2M | D 4.0mm x 14mm Self-Starting Fixed Screw | 8801-14014DA | Standalone | DE0508089 | As per HSA registered indication(s)
Orthopaedics | Spine - Occipito-cervical (OC) surgery | OC fusion and fixation implant | Fixation screw for plates | K2M | D 4.0mm x 14mm Self-Starting Variable Screw | 8801-04014DA | Standalone | DE0508089 | As per HSA registered indication(s)
Orthopaedics | Spine - Occipito-cervical (OC) surgery | OC fusion and fixation implant | Fixation screw for plates | K2M | D 4.0mm x 14mm Self-Tapping Fixed Screw | 8801-14014CA | Standalone | DE0508089 | As per HSA registered indication(s)
Orthopaedics | Spine - Occipito-cervical (OC) surgery | OC fusion and fixation implant | Fixation screw for plates | K2M | D 4.0mm x 14mm Self-Tapping Variable Screw | 8801-04014CA | Standalone | DE0508089 | As per HSA registered indication(s)
Orthopaedics | Spine - Occipito-cervical (OC) surgery | OC fusion and fixation implant | Fixation screw for plates | K2M | D 4.0mm x 16mm Self-Starting Fixed Screw | 8801-14016DA | Standalone | DE0508089 | As per HSA registered indication(s)
Orthopaedics | Spine - Occipito-cervical (OC) surgery | OC fusion and fixation implant | Fixation screw for plates | K2M | D 4.0mm x 16mm Self-Starting Variable Screw | 8801-04016DA | Standalone | DE0508089 | As per HSA registered indication(s)
Orthopaedics | Spine - Occipito-cervical (OC) surgery | OC fusion and fixation implant | Fixation screw for plates | K2M | D 4.0mm x 16mm Self-Tapping Fixed Screw | 8801-14016CA | Standalone | DE0508089 | As per HSA registered indication(s)
Orthopaedics | Spine - Occipito-cervical (OC) surgery | OC fusion and fixation implant | Fixation screw for plates | K2M | D 4.0mm x 16mm Self-Tapping Variable Screw | 8801-04016CA | Standalone | DE0508089 | As per HSA registered indication(s)
Orthopaedics | Spine - Occipito-cervical (OC) surgery | OC fusion and fixation implant | Fixation screw for plates | K2M | D 4.5mm x 12mm Self-Starting Fixed Screw | 8801-14512DA | Standalone | DE0508089 | As per HSA registered indication(s)
Orthopaedics | Spine - Occipito-cervical (OC) surgery | OC fusion and fixation implant | Fixation screw for plates | K2M | D 4.5mm x 12mm Self-Starting Variable Screw | 8801-04512DA | Standalone | DE0508089 | As per HSA registered indication(s)
Orthopaedics | Spine - Occipito-cervical (OC) surgery | OC fusion and fixation implant | Fixation screw for plates | K2M | D 4.5mm x 12mm Self-Tapping Fixed Screw | 8801-14512CA | Standalone | DE0508089 | As per HSA registered indication(s)
Orthopaedics | Spine - Occipito-cervical (OC) surgery | OC fusion and fixation implant | Fixation screw for plates | K2M | D 4.5mm x 12mm Self-Tapping Variable Screw | 8801-04512CA | Standalone | DE0508089 | As per HSA registered indication(s)
Orthopaedics | Spine - Occipito-cervical (OC) surgery | OC fusion and fixation implant | Fixation screw for plates | K2M | D 4.5mm x 14mm Self-Starting Fixed Screw | 8801-14514DA | Standalone | DE0508089 | As per HSA registered indication(s)
Orthopaedics | Spine - Occipito-cervical (OC) surgery | OC fusion and fixation implant | Fixation screw for plates | K2M | D 4.5mm x 14mm Self-Starting Variable Screw | 8801-04514DA | Standalone | DE0508089 | As per HSA registered indication(s)
Orthopaedics | Spine - Occipito-cervical (OC) surgery | OC fusion and fixation implant | Fixation screw for plates | K2M | D 4.5mm x 14mm Self-Tapping Fixed Screw | 8801-14514CA | Standalone | DE0508089 | As per HSA registered indication(s)
Orthopaedics | Spine - Occipito-cervical (OC) surgery | OC fusion and fixation implant | Fixation screw for plates | K2M | D 4.5mm x 14mm Self-Tapping Variable Screw | 8801-04514CA | Standalone | DE0508089 | As per HSA registered indication(s)
Orthopaedics | Spine - Occipito-cervical (OC) surgery | OC fusion and fixation implant | Fixation screw for plates | K2M | D 4.5mm x 16mm Self-Starting Fixed Screw | 8801-14516DA | Standalone | DE0508089 | As per HSA registered indication(s)
Orthopaedics | Spine - Occipito-cervical (OC) surgery | OC fusion and fixation implant | Fixation screw for plates | K2M | D 4.5mm x 16mm Self-Starting Variable Screw | 8801-04516DA | Standalone | DE0508089 | As per HSA registered indication(s)
Orthopaedics | Spine - Occipito-cervical (OC) surgery | OC fusion and fixation implant | Fixation screw for plates | K2M | D 4.5mm x 16mm Self-Tapping Fixed Screw | 8801-14516CA | Standalone | DE0508089 | As per HSA registered indication(s)
Orthopaedics | Spine - Occipito-cervical (OC) surgery | OC fusion and fixation implant | Fixation screw for plates | K2M | D 4.5mm x 16mm Self-Tapping Variable Screw | 8801-04516CA | Standalone | DE0508089 | As per HSA registered indication(s)
Orthopaedics | Spine - Thoracolumbar (TL) and sacral surgery | TL interbody cage | TL interbody core - Non-integrated | STRYKER | O.I.C. PEEK 10 X 33 X 0DEG - 11 Ogival Interbody Cage | 6733100 | Standalone | DE0000882 | As per HSA registered indication(s)
Orthopaedics | Spine - Thoracolumbar (TL) and sacral surgery | TL interbody cage | TL interbody core - Non-integrated | STRYKER | O.I.C. PEEK 10 X 33 X 4DEG - 11 Ogival Interbody Cage | 6733104 | Standalone | DE0000882 | As per HSA registered indication(s)
Orthopaedics | Spine - Thoracolumbar (TL) and sacral surgery | TL interbody cage | TL interbody core - Non-integrated | STRYKER | O.I.C. PEEK 11 X 30 X 0DEG - 11 Ogival Interbody Cage | 6731110 | Standalone | DE0000882 | As per HSA registered indication(s)
Orthopaedics | Spine - Thoracolumbar (TL) and sacral surgery | TL interbody cage | TL interbody core - Non-integrated | STRYKER | O.I.C. PEEK 11 X 30 X 4DEG - 11 Ogival Interbody Cage | 6731114 | Standalone | DE0000882 | As per HSA registered indication(s)
Orthopaedics | Spine - Thoracolumbar (TL) and sacral surgery | TL interbody cage | TL interbody core - Non-integrated | STRYKER | O.I.C. PEEK 11 X 33 X 0DEG - 11 Ogival Interbody Cage | 6733110 | Standalone | DE0000882 | As per HSA registered indication(s)
Orthopaedics | Spine - Thoracolumbar (TL) and sacral surgery | TL interbody cage | TL interbody core - Non-integrated | STRYKER | O.I.C. PEEK 11 X 33 X 4DEG - 11 Ogival Interbody Cage | 6733114 | Standalone | DE0000882 | As per HSA registered indication(s)
Orthopaedics | Spine - Thoracolumbar (TL) and sacral surgery | TL interbody cage | TL interbody core - Non-integrated | STRYKER | O.I.C. PEEK 12 X 30 X 0DEG - 11 Ogival Interbody Cage | 6731120 | Standalone | DE0000882 | As per HSA registered indication(s)
Orthopaedics | Spine - Thoracolumbar (TL) and sacral surgery | TL interbody cage | TL interbody core - Non-integrated | STRYKER | O.I.C. PEEK 12 X 30 X 4DEG - 11 Ogival Interbody Cage | 6731124 | Standalone | DE0000882 | As per HSA registered indication(s)
Orthopaedics | Spine - Thoracolumbar (TL) and sacral surgery | TL interbody cage | TL interbody core - Non-integrated | STRYKER | O.I.C. PEEK 12 X 33 X 0DEG - 11 Ogival Interbody Cage | 6733120 | Standalone | DE0000882 | As per HSA registered indication(s)
Orthopaedics | Spine - Thoracolumbar (TL) and sacral surgery | TL interbody cage | TL interbody core - Non-integrated | STRYKER | O.I.C. PEEK 12 X 33 X 4DEG - 11 Ogival Interbody Cage | 6733124 | Standalone | DE0000882 | As per HSA registered indication(s)
Orthopaedics | Spine - Thoracolumbar (TL) and sacral surgery | TL interbody cage | TL interbody core - Non-integrated | STRYKER | O.I.C. PEEK 13 X 30 X 0DEG - 11 Ogival Interbody Cage | 6731130 | Standalone | DE0000882 | As per HSA registered indication(s)
Orthopaedics | Spine - Thoracolumbar (TL) and sacral surgery | TL interbody cage | TL interbody core - Non-integrated | STRYKER | O.I.C. PEEK 13 X 30 X 4DEG - 11 Ogival Interbody Cage | 6731134 | Standalone | DE0000882 | As per HSA registered indication(s)
Orthopaedics | Spine - Thoracolumbar (TL) and sacral surgery | TL interbody cage | TL interbody core - Non-integrated | STRYKER | O.I.C. PEEK 13 X 33 X 0DEG - 11 Ogival Interbody Cage | 6733130 | Standalone | DE0000882 | As per HSA registered indication(s)
Orthopaedics | Spine - Thoracolumbar (TL) and sacral surgery | TL interbody cage | TL interbody core - Non-integrated | STRYKER | O.I.C. PEEK 13 X 33 X 4DEG - 11 Ogival Interbody Cage | 6733134 | Standalone | DE0000882 | As per HSA registered indication(s)
Orthopaedics | Spine - Thoracolumbar (TL) and sacral surgery | TL interbody cage | TL interbody core - Non-integrated | STRYKER | O.I.C. PEEK 14 X 30 X 0DEG - 11 Ogival Interbody Cage | 6731140 | Standalone | DE0000882 | As per HSA registered indication(s)
Orthopaedics | Spine - Thoracolumbar (TL) and sacral surgery | TL interbody cage | TL interbody core - Non-integrated | STRYKER | O.I.C. PEEK 14 X 30 X 4DEG - 11 Ogival Interbody Cage | 6731144 | Standalone | DE0000882 | As per HSA registered indication(s)
Orthopaedics | Spine - Thoracolumbar (TL) and sacral surgery | TL interbody cage | TL interbody core - Non-integrated | STRYKER | O.I.C. PEEK 14 X 33 X 0DEG - 11 Ogival Interbody Cage | 6733140 | Standalone | DE0000882 | As per HSA registered indication(s)
Orthopaedics | Spine - Thoracolumbar (TL) and sacral surgery | TL interbody cage | TL interbody core - Non-integrated | STRYKER | O.I.C. PEEK 14 X 33 X 4DEG - 11 Ogival Interbody Cage | 6733144 | Standalone | DE0000882 | As per HSA registered indication(s)
Orthopaedics | Spine - Thoracolumbar (TL) and sacral surgery | TL interbody cage | TL interbody core - Non-integrated | STRYKER | O.I.C. PEEK 6 X 30 X 0DEG - 11 Ogival Interbody Cage | 6731060 | Standalone | DE0000882 | As per HSA registered indication(s)
Orthopaedics | Spine - Thoracolumbar (TL) and sacral surgery | TL interbody cage | TL interbody core - Non-integrated | STRYKER | O.I.C. PEEK 6 X 30 X 4DEG - 11 Ogival Interbody Cage | 6731064 | Standalone | DE0000882 | As per HSA registered indication(s)
Orthopaedics | Spine - Thoracolumbar (TL) and sacral surgery | TL interbody cage | TL interbody core - Non-integrated | STRYKER | O.I.C. PEEK 6 X 33 X 0DEG - 11 Ogival Interbody Cage | 6733060 | Standalone | DE0000882 | As per HSA registered indication(s)
Orthopaedics | Spine - Thoracolumbar (TL) and sacral surgery | TL interbody cage | TL interbody core - Non-integrated | STRYKER | O.I.C. PEEK 6 X 33 X 4DEG - 11 Ogival Interbody Cage | 6733064 | Standalone | DE0000882 | As per HSA registered indication(s)
Orthopaedics | Spine - Thoracolumbar (TL) and sacral surgery | TL interbody cage | TL interbody core - Non-integrated | STRYKER | O.I.C. PEEK 7 X 30 X 0DEG - 11 Ogival Interbody Cage | 6731070 | Standalone | DE0000882 | As per HSA registered indication(s)
Orthopaedics | Spine - Thoracolumbar (TL) and sacral surgery | TL interbody cage | TL interbody core - Non-integrated | STRYKER | O.I.C. PEEK 7 X 30 X 4DEG - 11 Ogival Interbody Cage | 6731074 | Standalone | DE0000882 | As per HSA registered indication(s)
Orthopaedics | Spine - Thoracolumbar (TL) and sacral surgery | TL interbody cage | TL interbody core - Non-integrated | STRYKER | O.I.C. PEEK 7 X 33 X 0DEG - 11 Ogival Interbody Cage | 6733070 | Standalone | DE0000882 | As per HSA registered indication(s)
Orthopaedics | Spine - Thoracolumbar (TL) and sacral surgery | TL interbody cage | TL interbody core - Non-integrated | STRYKER | O.I.C. PEEK 7 X 33 X 4DEG - 11 Ogival Interbody Cage | 6733074 | Standalone | DE0000882 | As per HSA registered indication(s)
Orthopaedics | Spine - Thoracolumbar (TL) and sacral surgery | TL interbody cage | TL interbody core - Non-integrated | STRYKER | O.I.C. PEEK 8 X 30 X 0DEG - 11 Ogival Interbody Cage | 6731080 | Standalone | DE0000882 | As per HSA registered indication(s)
Orthopaedics | Spine - Thoracolumbar (TL) and sacral surgery | TL interbody cage | TL interbody core - Non-integrated | STRYKER | O.I.C. PEEK 8 X 30 X 4DEG - 11 Ogival Interbody Cage | 6731084 | Standalone | DE0000882 | As per HSA registered indication(s)
Orthopaedics | Spine - Thoracolumbar (TL) and sacral surgery | TL interbody cage | TL interbody core - Non-integrated | STRYKER | O.I.C. PEEK 8 X 33 X 0DEG - 11 Ogival Interbody Cage | 6733080 | Standalone | DE0000882 | As per HSA registered indication(s)
Orthopaedics | Spine - Thoracolumbar (TL) and sacral surgery | TL interbody cage | TL interbody core - Non-integrated | STRYKER | O.I.C. PEEK 8 X 33 X 4DEG - 11 Ogival Interbody Cage | 6733084 | Standalone | DE0000882 | As per HSA registered indication(s)
Orthopaedics | Spine - Thoracolumbar (TL) and sacral surgery | TL interbody cage | TL interbody core - Non-integrated | STRYKER | O.I.C. PEEK 9 X 30 X 0DEG - 11 Ogival Interbody Cage | 6731090 | Standalone | DE0000882 | As per HSA registered indication(s)
Orthopaedics | Spine - Thoracolumbar (TL) and sacral surgery | TL interbody cage | TL interbody core - Non-integrated | STRYKER | O.I.C. PEEK 9 X 30 X 4DEG - 11 Ogival Interbody Cage | 6731094 | Standalone | DE0000882 | As per HSA registered indication(s)
Orthopaedics | Spine - Thoracolumbar (TL) and sacral surgery | TL interbody cage | TL interbody core - Non-integrated | STRYKER | O.I.C. PEEK 9 X 33 X 0DEG - 11 Ogival Interbody Cage | 6733090 | Standalone | DE0000882 | As per HSA registered indication(s)
Orthopaedics | Spine - Thoracolumbar (TL) and sacral surgery | TL interbody cage | TL interbody core - Non-integrated | STRYKER | O.I.C. PEEK 9 X 33 X 4DEG - 11 Ogival Interbody Cage | 6733094 | Standalone | DE0000882 | As per HSA registered indication(s)
Orthopaedics | Spine - Thoracolumbar (TL) and sacral surgery | TL interbody cage | TL interbody core - Non-integrated | STRYKER | O.I.C. PEEK Implants, Cage 10-0 degree | 6731000 | Standalone | DE0000882 | As per HSA registered indication(s)
Orthopaedics | Spine - Thoracolumbar (TL) and sacral surgery | TL interbody cage | TL interbody core - Non-integrated | STRYKER | O.I.C. PEEK Implants, Cage 10-4 degree | 6731004 | Standalone | DE0000882 | As per HSA registered indication(s)
Orthopaedics | Spine - Thoracolumbar (TL) and sacral surgery | TL interbody cage | TL interbody core - Non-integrated | STRYKER | O.I.C. PEEK Implants, Cage 10-4 degree,20mm | 673104 | Standalone | DE0000882 | As per HSA registered indication(s)
Orthopaedics | Spine - Thoracolumbar (TL) and sacral surgery | TL interbody cage | TL interbody core - Non-integrated | STRYKER | O.I.C. PEEK Implants, Cage 10-8 degree | 6731008 | Standalone | DE0000882 | As per HSA registered indication(s)
Orthopaedics | Spine - Thoracolumbar (TL) and sacral surgery | TL interbody cage | TL interbody core - Non-integrated | STRYKER | O.I.C. PEEK Implants, Cage 11-0 degree | 6731100 | Standalone | DE0000882 | As per HSA registered indication(s)
Orthopaedics | Spine - Thoracolumbar (TL) and sacral surgery | TL interbody cage | TL interbody core - Non-integrated | STRYKER | O.I.C. PEEK Implants, Cage 11-4 degree | 6731104 | Standalone | DE0000882 | As per HSA registered indication(s)
Orthopaedics | Spine - Thoracolumbar (TL) and sacral surgery | TL interbody cage | TL interbody core - Non-integrated | STRYKER | O.I.C. PEEK Implants, Cage 11-4 degree,20mm | 673114 | Standalone | DE0000882 | As per HSA registered indication(s)
Orthopaedics | Spine - Thoracolumbar (TL) and sacral surgery | TL interbody cage | TL interbody core - Non-integrated | STRYKER | O.I.C. PEEK Implants, Cage 11-8 degree | 6731108 | Standalone | DE0000882 | As per HSA registered indication(s)
Orthopaedics | Spine - Thoracolumbar (TL) and sacral surgery | TL interbody cage | TL interbody core - Non-integrated | STRYKER | O.I.C. PEEK Implants, Cage 12-0 degree | 6731200 | Standalone | DE0000882 | As per HSA registered indication(s)
Orthopaedics | Spine - Thoracolumbar (TL) and sacral surgery | TL interbody cage | TL interbody core - Non-integrated | STRYKER | O.I.C. PEEK Implants, Cage 12-4 degree | 6731204 | Standalone | DE0000882 | As per HSA registered indication(s)
Orthopaedics | Spine - Thoracolumbar (TL) and sacral surgery | TL interbody cage | TL interbody core - Non-integrated | STRYKER | O.I.C. PEEK Implants, Cage 12-4 degree,20mm | 673124 | Standalone | DE0000882 | As per HSA registered indication(s)
Orthopaedics | Spine - Thoracolumbar (TL) and sacral surgery | TL interbody cage | TL interbody core - Non-integrated | STRYKER | O.I.C. PEEK Implants, Cage 12-8 degree | 6731208 | Standalone | DE0000882 | As per HSA registered indication(s)
Orthopaedics | Spine - Thoracolumbar (TL) and sacral surgery | TL interbody cage | TL interbody core - Non-integrated | STRYKER | O.I.C. PEEK Implants, Cage 13-0 degree | 6731300 | Standalone | DE0000882 | As per HSA registered indication(s)
Orthopaedics | Spine - Thoracolumbar (TL) and sacral surgery | TL interbody cage | TL interbody core - Non-integrated | STRYKER | O.I.C. PEEK Implants, Cage 13-4 degree | 6731304 | Standalone | DE0000882 | As per HSA registered indication(s)
Orthopaedics | Spine - Thoracolumbar (TL) and sacral surgery | TL interbody cage | TL interbody core - Non-integrated | STRYKER | O.I.C. PEEK Implants, Cage 13-4 degree,20mm | 673134 | Standalone | DE0000882 | As per HSA registered indication(s)
Orthopaedics | Spine - Thoracolumbar (TL) and sacral surgery | TL interbody cage | TL interbody core - Non-integrated | STRYKER | O.I.C. PEEK Implants, Cage 13-8 degree | 6731308 | Standalone | DE0000882 | As per HSA registered indication(s)
Orthopaedics | Spine - Thoracolumbar (TL) and sacral surgery | TL interbody cage | TL interbody core - Non-integrated | STRYKER | O.I.C. PEEK Implants, Cage 14-8 degree | 6731408 | Standalone | DE0000882 | As per HSA registered indication(s)
Orthopaedics | Spine - Thoracolumbar (TL) and sacral surgery | TL interbody cage | TL interbody core - Non-integrated | STRYKER | O.I.C. PEEK Implants, Cage 9-0 degree | 6730900 | Standalone | DE0000882 | As per HSA registered indication(s)
Orthopaedics | Spine - Thoracolumbar (TL) and sacral surgery | TL interbody cage | TL interbody core - Non-integrated | STRYKER | O.I.C. PEEK Implants, Cage 9-4 degree | 6730904 | Standalone | DE0000882 | As per HSA registered indication(s)
Orthopaedics | Spine - Thoracolumbar (TL) and sacral surgery | TL interbody cage | TL interbody core - Non-integrated | STRYKER | O.I.C. PEEK Implants, Cage 9-4 degree,20mm | 673094 | Standalone | DE0000882 | As per HSA registered indication(s)
Orthopaedics | Spine - Occipito-cervical (OC) surgery | OC fusion and fixation implant | OC rod connector system excluding locking screw | K2M | D3.5 - 3.5MM AXIAL CONNECTOR | 1101-83535D | Standalone | DE0014119 | As per HSA registered indication(s)
Orthopaedics | Spine - Occipito-cervical (OC) surgery | OC fusion and fixation implant | OC rod connector system excluding locking screw | K2M | D3.5 - 3.5MM PARALLEL CONNECTOR | 1101-83535 | Standalone | DE0014119 | As per HSA registered indication(s)
Orthopaedics | Spine - Occipito-cervical (OC) surgery | OC fusion and fixation implant | OC rod connector system excluding locking screw | K2M | D3.5 - 5.5MM AXIAL CONNECTOR | 1101-83555D | Standalone | DE0014119 | As per HSA registered indication(s)
Orthopaedics | Spine - Occipito-cervical (OC) surgery | OC fusion and fixation implant | OC rod connector system excluding locking screw | K2M | D3.5 - 5.5MM PARALLEL CONNECTOR | 1101-83555 | Standalone | DE0014119 | As per HSA registered indication(s)
Orthopaedics | Spine - Thoracolumbar (TL) and sacral surgery | TL and sacral fusion and fixation implant | TL pedicle screw - Shank, tulip | Medtronic | D5.5/6.0 SOLERA VOYAGER CNMAS 10.5X100 | 55850011500 | Standalone | DE0506989 | As per HSA registered indication(s) except for radiolucent implants which should be used as follows:  in patients with primary or metastatic spinal tumours who would benefit from post-operative high dose high precision beam therapy upon appropriate and stringent patient selection;  Patient selection should be done via standardised assessment such as the neurological-oncological-mechanical systemic (NOMS) framework; and  The assessment should be carried out by a multidisciplinary team (MDT), which may be inclusive of, but not limited to, radiation oncologists, spine surgeons and interventional radiologists, among others.
Orthopaedics | Spine - Thoracolumbar (TL) and sacral surgery | TL and sacral fusion and fixation implant | TL pedicle screw - Shank, tulip | Medtronic | D5.5/6.0 SOLERA VOYAGER, CNMAS 5.5X30 | 55850015530 | Standalone | DE0506989 | As per HSA registered indication(s) except for radiolucent implants which should be used as follows:  in patients with primary or metastatic spinal tumours who would benefit from post-operative high dose high precision beam therapy upon appropriate and stringent patient selection;  Patient selection should be done via standardised assessment such as the neurological-oncological-mechanical systemic (NOMS) framework; and  The assessment should be carried out by a multidisciplinary team (MDT), which may be inclusive of, but not limited to, radiation oncologists, spine surgeons and interventional radiologists, among others.
Orthopaedics | Spine - Thoracolumbar (TL) and sacral surgery | TL and sacral fusion and fixation implant | TL pedicle screw - Shank, tulip | Medtronic | D5.5/6.0 SOLERA VOYAGER, CNMAS 5.5X35 | 55850015535 | Standalone | DE0506989 | As per HSA registered indication(s) except for radiolucent implants which should be used as follows:  in patients with primary or metastatic spinal tumours who would benefit from post-operative high dose high precision beam therapy upon appropriate and stringent patient selection;  Patient selection should be done via standardised assessment such as the neurological-oncological-mechanical systemic (NOMS) framework; and  The assessment should be carried out by a multidisciplinary team (MDT), which may be inclusive of, but not limited to, radiation oncologists, spine surgeons and interventional radiologists, among others.
Orthopaedics | Spine - Thoracolumbar (TL) and sacral surgery | TL and sacral fusion and fixation implant | TL pedicle screw - Shank, tulip | Medtronic | D5.5/6.0 SOLERA VOYAGER, CNMAS 5.5X40 | 55850015540 | Standalone | DE0506989 | As per HSA registered indication(s) except for radiolucent implants which should be used as follows:  in patients with primary or metastatic spinal tumours who would benefit from post-operative high dose high precision beam therapy upon appropriate and stringent patient selection;  Patient selection should be done via standardised assessment such as the neurological-oncological-mechanical systemic (NOMS) framework; and  The assessment should be carried out by a multidisciplinary team (MDT), which may be inclusive of, but not limited to, radiation oncologists, spine surgeons and interventional radiologists, among others.
Orthopaedics | Spine - Thoracolumbar (TL) and sacral surgery | TL and sacral fusion and fixation implant | TL pedicle screw - Shank, tulip | Medtronic | D5.5/6.0 SOLERA VOYAGER, CNMAS 5.5X45 | 55850015545 | Standalone | DE0506989 | As per HSA registered indication(s) except for radiolucent implants which should be used as follows:  in patients with primary or metastatic spinal tumours who would benefit from post-operative high dose high precision beam therapy upon appropriate and stringent patient selection;  Patient selection should be done via standardised assessment such as the neurological-oncological-mechanical systemic (NOMS) framework; and  The assessment should be carried out by a multidisciplinary team (MDT), which may be inclusive of, but not limited to, radiation oncologists, spine surgeons and interventional radiologists, among others.
Orthopaedics | Spine - Thoracolumbar (TL) and sacral surgery | TL and sacral fusion and fixation implant | TL pedicle screw - Shank, tulip | Medtronic | D5.5/6.0 SOLERA VOYAGER, CNMAS 5.5X50 | 55850015550 | Standalone | DE0506989 | As per HSA registered indication(s) except for radiolucent implants which should be used as follows:  in patients with primary or metastatic spinal tumours who would benefit from post-operative high dose high precision beam therapy upon appropriate and stringent patient selection;  Patient selection should be done via standardised assessment such as the neurological-oncological-mechanical systemic (NOMS) framework; and  The assessment should be carried out by a multidisciplinary team (MDT), which may be inclusive of, but not limited to, radiation oncologists, spine surgeons and interventional radiologists, among others.
Orthopaedics | Spine - Thoracolumbar (TL) and sacral surgery | TL and sacral fusion and fixation implant | TL pedicle screw - Shank, tulip | Medtronic | D5.5/6.0 SOLERA VOYAGER, CNMAS 5.5X55 | 55850015555 | Standalone | DE0506989 | As per HSA registered indication(s) except for radiolucent implants which should be used as follows:  in patients with primary or metastatic spinal tumours who would benefit from post-operative high dose high precision beam therapy upon appropriate and stringent patient selection;  Patient selection should be done via standardised assessment such as the neurological-oncological-mechanical systemic (NOMS) framework; and  The assessment should be carried out by a multidisciplinary team (MDT), which may be inclusive of, but not limited to, radiation oncologists, spine surgeons and interventional radiologists, among others.
Orthopaedics | Spine - Thoracolumbar (TL) and sacral surgery | TL and sacral fusion and fixation implant | TL pedicle screw - Shank, tulip | Medtronic | D5.5/6.0 SOLERA VOYAGER, CNMAS 5.5X60 | 55850015560 | Standalone | DE0506989 | As per HSA registered indication(s) except for radiolucent implants which should be used as follows:  in patients with primary or metastatic spinal tumours who would benefit from post-operative high dose high precision beam therapy upon appropriate and stringent patient selection;  Patient selection should be done via standardised assessment such as the neurological-oncological-mechanical systemic (NOMS) framework; and  The assessment should be carried out by a multidisciplinary team (MDT), which may be inclusive of, but not limited to, radiation oncologists, spine surgeons and interventional radiologists, among others.
Orthopaedics | Spine - Thoracolumbar (TL) and sacral surgery | TL and sacral fusion and fixation implant | TL pedicle screw - Shank, tulip | Medtronic | D5.5/6.0 SOLERA VOYAGER, CNMAS 5.5X65 | 55850015565 | Standalone | DE0506989 | As per HSA registered indication(s) except for radiolucent implants which should be used as follows:  in patients with primary or metastatic spinal tumours who would benefit from post-operative high dose high precision beam therapy upon appropriate and stringent patient selection;  Patient selection should be done via standardised assessment such as the neurological-oncological-mechanical systemic (NOMS) framework; and  The assessment should be carried out by a multidisciplinary team (MDT), which may be inclusive of, but not limited to, radiation oncologists, spine surgeons and interventional radiologists, among others.
Orthopaedics | Spine - Thoracolumbar (TL) and sacral surgery | TL and sacral fusion and fixation implant | TL pedicle screw - Shank, tulip | Medtronic | D5.5/6.0 SOLERA VOYAGER, CNMAS 8.5X30 | 55850018530 | Standalone | DE0506989 | As per HSA registered indication(s) except for radiolucent implants which should be used as follows:  in patients with primary or metastatic spinal tumours who would benefit from post-operative high dose high precision beam therapy upon appropriate and stringent patient selection;  Patient selection should be done via standardised assessment such as the neurological-oncological-mechanical systemic (NOMS) framework; and  The assessment should be carried out by a multidisciplinary team (MDT), which may be inclusive of, but not limited to, radiation oncologists, spine surgeons and interventional radiologists, among others.
Orthopaedics | Spine - Thoracolumbar (TL) and sacral surgery | TL interbody cage | TL interbody core - Non-integrated | NuVasive Inc. | Oblique TLIF, 10x10x25mm 12DEG | 5300252 | Standalone | DE0005750 | As per HSA registered indication(s)
Orthopaedics | Spine - Thoracolumbar (TL) and sacral surgery | TL interbody cage | TL interbody core - Non-integrated | NuVasive Inc. | Oblique TLIF, 10x10x25mm 4DEG | 5300254 | Standalone | DE0005750 | As per HSA registered indication(s)
Orthopaedics | Spine - Thoracolumbar (TL) and sacral surgery | TL interbody cage | TL interbody core - Non-integrated | NuVasive Inc. | Oblique TLIF, 10x10x25mm 8DEG | 5300258 | Standalone | DE0005750 | As per HSA registered indication(s)
Orthopaedics | Spine - Thoracolumbar (TL) and sacral surgery | TL interbody cage | TL interbody core - Non-integrated | NuVasive Inc. | Oblique TLIF, 10x10x30mm 12DEG | 5300302 | Standalone | DE0005750 | As per HSA registered indication(s)
Orthopaedics | Spine - Thoracolumbar (TL) and sacral surgery | TL interbody cage | TL interbody core - Non-integrated | NuVasive Inc. | Oblique TLIF, 10x10x30mm 4DEG | 5300304 | Standalone | DE0005750 | As per HSA registered indication(s)
Orthopaedics | Spine - Thoracolumbar (TL) and sacral surgery | TL interbody cage | TL interbody core - Non-integrated | NuVasive Inc. | Oblique TLIF, 10x10x30mm 8DEG | 5300308 | Standalone | DE0005750 | As per HSA registered indication(s)
Orthopaedics | Spine - Thoracolumbar (TL) and sacral surgery | TL interbody cage | TL interbody core - Non-integrated | NuVasive Inc. | Oblique TLIF, 10x10x35mm 4DEG | 5300354 | Standalone | DE0005750 | As per HSA registered indication(s)
Orthopaedics | Spine - Thoracolumbar (TL) and sacral surgery | TL interbody cage | TL interbody core - Non-integrated | NuVasive Inc. | Oblique TLIF, 10x10x35mm 8DEG | 5300358 | Standalone | DE0005750 | As per HSA registered indication(s)
Orthopaedics | Spine - Thoracolumbar (TL) and sacral surgery | TL interbody cage | TL interbody core - Non-integrated | NuVasive Inc. | Oblique TLIF, 10x14x25mm 12DEG | 5304252 | Standalone | DE0005750 | As per HSA registered indication(s)
Orthopaedics | Spine - Thoracolumbar (TL) and sacral surgery | TL interbody cage | TL interbody core - Non-integrated | NuVasive Inc. | Oblique TLIF, 10x14x25mm 4DEG | 5304254 | Standalone | DE0005750 | As per HSA registered indication(s)
Orthopaedics | Spine - Thoracolumbar (TL) and sacral surgery | TL interbody cage | TL interbody core - Non-integrated | NuVasive Inc. | Oblique TLIF, 10x14x25mm 8DEG | 5304258 | Standalone | DE0005750 | As per HSA registered indication(s)
Orthopaedics | Spine - Thoracolumbar (TL) and sacral surgery | TL interbody cage | TL interbody core - Non-integrated | NuVasive Inc. | Oblique TLIF, 10x14x30mm 12DEG | 5304302 | Standalone | DE0005750 | As per HSA registered indication(s)
Orthopaedics | Spine - Thoracolumbar (TL) and sacral surgery | TL interbody cage | TL interbody core - Non-integrated | NuVasive Inc. | Oblique TLIF, 10x14x30mm 4DEG | 5304304 | Standalone | DE0005750 | As per HSA registered indication(s)
Orthopaedics | Spine - Thoracolumbar (TL) and sacral surgery | TL interbody cage | TL interbody core - Non-integrated | NuVasive Inc. | Oblique TLIF, 10x14x30mm 8DEG | 5304308 | Standalone | DE0005750 | As per HSA registered indication(s)
Orthopaedics | Spine - Thoracolumbar (TL) and sacral surgery | TL interbody cage | TL interbody core - Non-integrated | NuVasive Inc. | Oblique TLIF, 12x10x25mm 12DEG | 5320252 | Standalone | DE0005750 | As per HSA registered indication(s)
Orthopaedics | Spine - Thoracolumbar (TL) and sacral surgery | TL interbody cage | TL interbody core - Non-integrated | NuVasive Inc. | Oblique TLIF, 12x10x25mm 4DEG | 5320254 | Standalone | DE0005750 | As per HSA registered indication(s)
Orthopaedics | Spine - Thoracolumbar (TL) and sacral surgery | TL interbody cage | TL interbody core - Non-integrated | NuVasive Inc. | Oblique TLIF, 12x10x25mm 8DEG | 5320258 | Standalone | DE0005750 | As per HSA registered indication(s)
Orthopaedics | Spine - Thoracolumbar (TL) and sacral surgery | TL interbody cage | TL interbody core - Non-integrated | NuVasive Inc. | Oblique TLIF, 12x10x30mm 12DEG | 5320302 | Standalone | DE0005750 | As per HSA registered indication(s)
Orthopaedics | Spine - Thoracolumbar (TL) and sacral surgery | TL interbody cage | TL interbody core - Non-integrated | NuVasive Inc. | Oblique TLIF, 12x10x30mm 4DEG | 5320304 | Standalone | DE0005750 | As per HSA registered indication(s)
Orthopaedics | Spine - Thoracolumbar (TL) and sacral surgery | TL interbody cage | TL interbody core - Non-integrated | NuVasive Inc. | Oblique TLIF, 12x10x30mm 8DEG | 5320308 | Standalone | DE0005750 | As per HSA registered indication(s)
Orthopaedics | Spine - Thoracolumbar (TL) and sacral surgery | TL interbody cage | TL interbody core - Non-integrated | NuVasive Inc. | Oblique TLIF, 12x10x35mm 4DEG | 5320354 | Standalone | DE0005750 | As per HSA registered indication(s)
Orthopaedics | Spine - Thoracolumbar (TL) and sacral surgery | TL interbody cage | TL interbody core - Non-integrated | NuVasive Inc. | Oblique TLIF, 12x10x35mm 8DEG | 5320358 | Standalone | DE0005750 | As per HSA registered indication(s)
Orthopaedics | Spine - Thoracolumbar (TL) and sacral surgery | TL interbody cage | TL interbody core - Non-integrated | NuVasive Inc. | Oblique TLIF, 12x14x25mm 12DEG | 5324252 | Standalone | DE0005750 | As per HSA registered indication(s)
Orthopaedics | Spine - Thoracolumbar (TL) and sacral surgery | TL interbody cage | TL interbody core - Non-integrated | NuVasive Inc. | Oblique TLIF, 12x14x25mm 4DEG | 5324254 | Standalone | DE0005750 | As per HSA registered indication(s)
Orthopaedics | Spine - Thoracolumbar (TL) and sacral surgery | TL interbody cage | TL interbody core - Non-integrated | NuVasive Inc. | Oblique TLIF, 12x14x25mm 8DEG | 5324258 | Standalone | DE0005750 | As per HSA registered indication(s)
Orthopaedics | Spine - Thoracolumbar (TL) and sacral surgery | TL interbody cage | TL interbody core - Non-integrated | NuVasive Inc. | Oblique TLIF, 12x14x30mm 12DEG | 5324302 | Standalone | DE0005750 | As per HSA registered indication(s)
Orthopaedics | Spine - Thoracolumbar (TL) and sacral surgery | TL interbody cage | TL interbody core - Non-integrated | NuVasive Inc. | Oblique TLIF, 12x14x30mm 4DEG | 5324304 | Standalone | DE0005750 | As per HSA registered indication(s)
Orthopaedics | Spine - Thoracolumbar (TL) and sacral surgery | TL interbody cage | TL interbody core - Non-integrated | NuVasive Inc. | Oblique TLIF, 12x14x30mm 8DEG | 5324308 | Standalone | DE0005750 | As per HSA registered indication(s)
Orthopaedics | Spine - Thoracolumbar (TL) and sacral surgery | TL interbody cage | TL interbody core - Non-integrated | NuVasive Inc. | Oblique TLIF, 14x10x25mm 12DEG | 5340252 | Standalone | DE0005750 | As per HSA registered indication(s)
Orthopaedics | Spine - Thoracolumbar (TL) and sacral surgery | TL interbody cage | TL interbody core - Non-integrated | NuVasive Inc. | Oblique TLIF, 14x10x25mm 4DEG | 5340254 | Standalone | DE0005750 | As per HSA registered indication(s)
Orthopaedics | Spine - Thoracolumbar (TL) and sacral surgery | TL interbody cage | TL interbody core - Non-integrated | NuVasive Inc. | Oblique TLIF, 14x10x25mm 8DEG | 5340258 | Standalone | DE0005750 | As per HSA registered indication(s)
Orthopaedics | Spine - Thoracolumbar (TL) and sacral surgery | TL interbody cage | TL interbody core - Non-integrated | NuVasive Inc. | Oblique TLIF, 14x10x30mm 12DEG | 5340302 | Standalone | DE0005750 | As per HSA registered indication(s)
Orthopaedics | Spine - Thoracolumbar (TL) and sacral surgery | TL interbody cage | TL interbody core - Non-integrated | NuVasive Inc. | Oblique TLIF, 14x10x30mm 4DEG | 5340304 | Standalone | DE0005750 | As per HSA registered indication(s)
Orthopaedics | Spine - Thoracolumbar (TL) and sacral surgery | TL interbody cage | TL interbody core - Non-integrated | NuVasive Inc. | Oblique TLIF, 14x10x30mm 8DEG | 5340308 | Standalone | DE0005750 | As per HSA registered indication(s)
Orthopaedics | Spine - Thoracolumbar (TL) and sacral surgery | TL interbody cage | TL interbody core - Non-integrated | NuVasive Inc. | Oblique TLIF, 14x10x35mm 4DEG | 5340354 | Standalone | DE0005750 | As per HSA registered indication(s)
Orthopaedics | Spine - Thoracolumbar (TL) and sacral surgery | TL interbody cage | TL interbody core - Non-integrated | NuVasive Inc. | Oblique TLIF, 8x10x25mm 12DEG | 5380252 | Standalone | DE0005750 | As per HSA registered indication(s)
Orthopaedics | Spine - Thoracolumbar (TL) and sacral surgery | TL interbody cage | TL interbody core - Non-integrated | NuVasive Inc. | Oblique TLIF, 8x10x25mm 4DEG | 5380254 | Standalone | DE0005750 | As per HSA registered indication(s)
Orthopaedics | Spine - Thoracolumbar (TL) and sacral surgery | TL interbody cage | TL interbody core - Non-integrated | NuVasive Inc. | Oblique TLIF, 8x10x25mm 8DEG | 5380258 | Standalone | DE0005750 | As per HSA registered indication(s)
Orthopaedics | Spine - Thoracolumbar (TL) and sacral surgery | TL interbody cage | TL interbody core - Non-integrated | NuVasive Inc. | Oblique TLIF, 8x10x30mm 12DEG | 5380302 | Standalone | DE0005750 | As per HSA registered indication(s)
Orthopaedics | Spine - Thoracolumbar (TL) and sacral surgery | TL interbody cage | TL interbody core - Non-integrated | NuVasive Inc. | Oblique TLIF, 8x10x30mm 4DEG | 5380304 | Standalone | DE0005750 | As per HSA registered indication(s)
Orthopaedics | Spine - Thoracolumbar (TL) and sacral surgery | TL interbody cage | TL interbody core - Non-integrated | NuVasive Inc. | Oblique TLIF, 8x10x30mm 8DEG | 5380308 | Standalone | DE0005750 | As per HSA registered indication(s)
Orthopaedics | Spine - Thoracolumbar (TL) and sacral surgery | TL interbody cage | TL interbody core - Non-integrated | NuVasive Inc. | Oblique TLIF, 8x10x35mm 4DEG | 5380354 | Standalone | DE0005750 | As per HSA registered indication(s)
Orthopaedics | Spine - Thoracolumbar (TL) and sacral surgery | TL interbody cage | TL interbody core - Non-integrated | NuVasive Inc. | Oblique TLIF, 8x10x35mm 8DEG | 5380358 | Standalone | DE0005750 | As per HSA registered indication(s)
Orthopaedics | Spine - Thoracolumbar (TL) and sacral surgery | TL interbody cage | TL interbody core - Non-integrated | NuVasive Inc. | Oblique TLIF, 8x14x25mm 12DEG | 5384252 | Standalone | DE0005750 | As per HSA registered indication(s)
Orthopaedics | Spine - Thoracolumbar (TL) and sacral surgery | TL interbody cage | TL interbody core - Non-integrated | NuVasive Inc. | Oblique TLIF, 8x14x25mm 4DEG | 5384254 | Standalone | DE0005750 | As per HSA registered indication(s)
Orthopaedics | Spine - Thoracolumbar (TL) and sacral surgery | TL interbody cage | TL interbody core - Non-integrated | NuVasive Inc. | Oblique TLIF, 8x14x25mm 8DEG | 5384258 | Standalone | DE0005750 | As per HSA registered indication(s)
Orthopaedics | Spine - Thoracolumbar (TL) and sacral surgery | TL interbody cage | TL interbody core - Non-integrated | NuVasive Inc. | Oblique TLIF, 8x14x30mm 12DEG | 5384302 | Standalone | DE0005750 | As per HSA registered indication(s)
Orthopaedics | Spine - Thoracolumbar (TL) and sacral surgery | TL interbody cage | TL interbody core - Non-integrated | NuVasive Inc. | Oblique TLIF, 8x14x30mm 4DEG | 5384304 | Standalone | DE0005750 | As per HSA registered indication(s)
Orthopaedics | Spine - Thoracolumbar (TL) and sacral surgery | TL interbody cage | TL interbody core - Non-integrated | NuVasive Inc. | Oblique TLIF, 8x14x30mm 8DEG | 5384308 | Standalone | DE0005750 | As per HSA registered indication(s)
Orthopaedics | Spine - Occipito-cervical (OC) surgery | OC fusion and fixation implant | OC rod | MEDTRONIC | OC Adjustable Rod, 3.5 x 100 CCM | G3600110 | Standalone | DE0503898 | As per HSA registered indication(s)
Orthopaedics | Spine - Occipito-cervical (OC) surgery | OC fusion and fixation implant | OC rod | MEDTRONIC | OC Adjustable Rod, Ti 3.5 x 100mm | G3600100 | Standalone | DE0503898 | As per HSA registered indication(s)
Orthopaedics | Spine - Occipito-cervical (OC) surgery | OC fusion and fixation implant | Fixation screw for plates | MEDTRONIC | OC Bone Screw Tapered 4.5 X 10mm | G360T0410 | Standalone | DE0503898 | As per HSA registered indication(s)
Orthopaedics | Spine - Occipito-cervical (OC) surgery | OC fusion and fixation implant | Fixation screw for plates | MEDTRONIC | OC Bone Screw Tapered 4.5 X 12mm | G360T0412 | Standalone | DE0503898 | As per HSA registered indication(s)
Orthopaedics | Spine - Occipito-cervical (OC) surgery | OC fusion and fixation implant | Fixation screw for plates | MEDTRONIC | OC Bone Screw Tapered 4.5 X 14mm | G360T0414 | Standalone | DE0503898 | As per HSA registered indication(s)
Orthopaedics | Spine - Occipito-cervical (OC) surgery | OC fusion and fixation implant | Fixation screw for plates | MEDTRONIC | OC Bone Screw Tapered 4.5 X 6mm | G360T0406 | Standalone | DE0503898 | As per HSA registered indication(s)
Orthopaedics | Spine - Occipito-cervical (OC) surgery | OC fusion and fixation implant | Fixation screw for plates | MEDTRONIC | OC Bone Screw Tapered 4.5 X 8mm | G360T0408 | Standalone | DE0503898 | As per HSA registered indication(s)
Orthopaedics | Spine - Occipito-cervical (OC) surgery | OC fusion and fixation implant | Fixation screw for plates | MEDTRONIC | OC Bone Screw Tapered 5.0 X 10mm | G360T0510 | Standalone | DE0503898 | As per HSA registered indication(s)
Orthopaedics | Spine - Occipito-cervical (OC) surgery | OC fusion and fixation implant | Fixation screw for plates | MEDTRONIC | OC Bone Screw Tapered 5.0 X 12mm | G360T0512 | Standalone | DE0503898 | As per HSA registered indication(s)
Orthopaedics | Spine - Occipito-cervical (OC) surgery | OC fusion and fixation implant | Fixation screw for plates | MEDTRONIC | OC Bone Screw Tapered 5.0 X 14mm | G360T0514 | Standalone | DE0503898 | As per HSA registered indication(s)
Orthopaedics | Spine - Occipito-cervical (OC) surgery | OC fusion and fixation implant | Fixation screw for plates | MEDTRONIC | OC Bone Screw Tapered 5.0 X 6mm | G360T0506 | Standalone | DE0503898 | As per HSA registered indication(s)
Orthopaedics | Spine - Occipito-cervical (OC) surgery | OC fusion and fixation implant | Fixation screw for plates | MEDTRONIC | OC Bone Screw Tapered 5.0 X 8mm | G360T0508 | Standalone | DE0503898 | As per HSA registered indication(s)
Orthopaedics | Spine - Occipito-cervical (OC) surgery | OC fusion and fixation implant | OC rod connector system excluding locking screw | MEDTRONIC | OC Screw Connector | 7755325 | Standalone | DE0007725 | As per HSA registered indication(s)
Orthopaedics | Spine - Occipito-cervical (OC) surgery | OC fusion and fixation implant | OC rod connector system excluding locking screw | MEDTRONIC | OC Screw Connector, Offset | 7755327 | Standalone | DE0007725 | As per HSA registered indication(s)
Orthopaedics | Spine - Occipito-cervical (OC) surgery | OC fusion and fixation implant | Occipital plate | MEDTRONIC | Occipital Midline Keel Plate LP, L | 6959972 | Standalone | DE0007725 | As per HSA registered indication(s)
Orthopaedics | Spine - Occipito-cervical (OC) surgery | OC fusion and fixation implant | Occipital plate | MEDTRONIC | Occipital Midline Keel Plate LP, M | 6959971 | Standalone | DE0007725 | As per HSA registered indication(s)
Orthopaedics | Spine - Occipito-cervical (OC) surgery | OC fusion and fixation implant | Occipital plate | MEDTRONIC | Occipital Midline Keel Plate LP, S | 6959970 | Standalone | DE0007725 | As per HSA registered indication(s)
Orthopaedics | Spine - Occipito-cervical (OC) surgery | OC fusion and fixation implant | Occipital plate | MEDTRONIC | Occipital Midline Plate, L | 7759972 | Standalone | DE0007725 | As per HSA registered indication(s)
Orthopaedics | Spine - Occipito-cervical (OC) surgery | OC fusion and fixation implant | Occipital plate | MEDTRONIC | Occipital Midline Plate, M | 7759971 | Standalone | DE0007725 | As per HSA registered indication(s)
Orthopaedics | Spine - Occipito-cervical (OC) surgery | OC fusion and fixation implant | Occipital plate | MEDTRONIC | Occipital Midline Plate, S | 7759970 | Standalone | DE0007725 | As per HSA registered indication(s)
Orthopaedics | Spine - Occipito-cervical (OC) surgery | OC fusion and fixation implant | Fixation screw for plates | K2M | Occipital Screw D4.5x14 mm | 7601-14514 | Standalone | DE0502861 | As per HSA registered indication(s)
Orthopaedics | Spine - Occipito-cervical (OC) surgery | OC fusion and fixation implant | Fixation screw for plates | K2M | Occipital Screw D4.5x16 mm | 7601-14516 | Standalone | DE0502861 | As per HSA registered indication(s)
Orthopaedics | Spine - Occipito-cervical (OC) surgery | OC fusion and fixation implant | OC rod connector system excluding locking screw | MEDTRONIC | Occiput Screw Connector | 6901000 | Standalone | DE0000749 | As per HSA registered indication(s)
Orthopaedics | Spine - Occipito-cervical (OC) surgery | OC fusion and fixation implant | Laminoplasty plate | MEDTRONIC | OD WIDE MOUTH PLATE, 10MM | 853010WM | Standalone | DE0003965 | As per HSA registered indication(s)
Orthopaedics | Spine - Occipito-cervical (OC) surgery | OC fusion and fixation implant | Laminoplasty plate | MEDTRONIC | OD WIDE MOUTH PLATE, 12MM | 853012WM | Standalone | DE0003965 | As per HSA registered indication(s)
Orthopaedics | Spine - Occipito-cervical (OC) surgery | OC fusion and fixation implant | Laminoplasty plate | MEDTRONIC | OD WIDE MOUTH PLATE, 14MM | 853014WM | Standalone | DE0003965 | As per HSA registered indication(s)
Orthopaedics | Spine - Occipito-cervical (OC) surgery | OC fusion and fixation implant | Laminoplasty plate | MEDTRONIC | OD WIDE MOUTH PLATE, 16MM | 853016WM | Standalone | DE0003965 | As per HSA registered indication(s)
Orthopaedics | Spine - Occipito-cervical (OC) surgery | OC fusion and fixation implant | Laminoplasty plate | MEDTRONIC | OD WIDE MOUTH PLATE, 18MM | 853018WM | Standalone | DE0003965 | As per HSA registered indication(s)
Orthopaedics | Spine - Occipito-cervical (OC) surgery | OC fusion and fixation implant | Laminoplasty plate | MEDTRONIC | OD WIDE MOUTH PLATE, 8MM | 853008WM | Standalone | DE0003965 | As per HSA registered indication(s)
Orthopaedics | Spine - Occipito-cervical (OC) surgery | OC fusion and fixation implant | OC hook set, clamp, staple, staple locking screw | GLOBUS MEDICAL | Offset Extension CT Clamp, 5.5mm Rod, Left | 182.822 | Standalone | DE0501901 | As per HSA registered indication(s)
Orthopaedics | Spine - Occipito-cervical (OC) surgery | OC fusion and fixation implant | OC hook set, clamp, staple, staple locking screw | GLOBUS MEDICAL | Offset Extension CT Clamp, 5.5mm Rod, Right | 182.823 | Standalone | DE0501901 | As per HSA registered indication(s)
Orthopaedics | Spine - Occipito-cervical (OC) surgery | OC fusion and fixation implant | OC hook set, clamp, staple, staple locking screw | GLOBUS MEDICAL | Offset Extension CT Clamp, 6.35mm Rod, Left | 182.824 | Standalone | DE0501901 | As per HSA registered indication(s)
Orthopaedics | Spine - Occipito-cervical (OC) surgery | OC fusion and fixation implant | OC hook set, clamp, staple, staple locking screw | GLOBUS MEDICAL | Offset Extension CT Clamp, 6.35mm Rod, Right | 182.825 | Standalone | DE0501901 | As per HSA registered indication(s)
Orthopaedics | Spine - Occipito-cervical (OC) surgery | OC fusion and fixation implant | OC hook set, clamp, staple, staple locking screw | GLOBUS MEDICAL | Offset Extension TL Clamp, 3.5mm Rod, Left | 182.826 | Standalone | DE0501901 | As per HSA registered indication(s)
Orthopaedics | Spine - Occipito-cervical (OC) surgery | OC fusion and fixation implant | OC hook set, clamp, staple, staple locking screw | GLOBUS MEDICAL | Offset Extension TL Clamp, 3.5mm Rod, Right | 182.827 | Standalone | DE0501901 | As per HSA registered indication(s)
Orthopaedics | Spine - Thoracolumbar (TL) and sacral surgery | TL and sacral fusion and fixation implant | TL hook set, clamp, staple, staple locking screw | MEDTRONIC | Offset Hook, Left | 7541199 | Standalone | DE0000758 | As per HSA registered indication(s)
Orthopaedics | Spine - Thoracolumbar (TL) and sacral surgery | TL and sacral fusion and fixation implant | TL hook set, clamp, staple, staple locking screw | MEDTRONIC | Offset Hook, Right | 7541198 | Standalone | DE0000758 | As per HSA registered indication(s)
Orthopaedics | Spine - Thoracolumbar (TL) and sacral surgery | TL and sacral fusion and fixation implant | TL pedicle screw - Shank, tulip | Zimmer Biomet | Open Iliac Screw, D10.5mm X 100mm | 704M1500 | Standalone | DE0505870 | As per HSA registered indication(s) except for radiolucent implants which should be used as follows:  in patients with primary or metastatic spinal tumours who would benefit from post-operative high dose high precision beam therapy upon appropriate and stringent patient selection;  Patient selection should be done via standardised assessment such as the neurological-oncological-mechanical systemic (NOMS) framework; and  The assessment should be carried out by a multidisciplinary team (MDT), which may be inclusive of, but not limited to, radiation oncologists, spine surgeons and interventional radiologists, among others.
Orthopaedics | Spine - Thoracolumbar (TL) and sacral surgery | TL and sacral fusion and fixation implant | TL pedicle screw - Shank, tulip | Zimmer Biomet | Open Iliac Screw, D10.5mm X 110mm | 704M1510 | Standalone | DE0505870 | As per HSA registered indication(s) except for radiolucent implants which should be used as follows:  in patients with primary or metastatic spinal tumours who would benefit from post-operative high dose high precision beam therapy upon appropriate and stringent patient selection;  Patient selection should be done via standardised assessment such as the neurological-oncological-mechanical systemic (NOMS) framework; and  The assessment should be carried out by a multidisciplinary team (MDT), which may be inclusive of, but not limited to, radiation oncologists, spine surgeons and interventional radiologists, among others.
Orthopaedics | Spine - Thoracolumbar (TL) and sacral surgery | TL and sacral fusion and fixation implant | TL pedicle screw - Shank, tulip | Zimmer Biomet | Open Iliac Screw, D10.5mm X 120mm | 704M1521 | Standalone | DE0505870 | As per HSA registered indication(s) except for radiolucent implants which should be used as follows:  in patients with primary or metastatic spinal tumours who would benefit from post-operative high dose high precision beam therapy upon appropriate and stringent patient selection;  Patient selection should be done via standardised assessment such as the neurological-oncological-mechanical systemic (NOMS) framework; and  The assessment should be carried out by a multidisciplinary team (MDT), which may be inclusive of, but not limited to, radiation oncologists, spine surgeons and interventional radiologists, among others.
Orthopaedics | Spine - Thoracolumbar (TL) and sacral surgery | TL and sacral fusion and fixation implant | TL pedicle screw - Shank, tulip | Zimmer Biomet | Open Iliac Screw, D10.5mm X 70mm | 704M1570 | Standalone | DE0505870 | As per HSA registered indication(s) except for radiolucent implants which should be used as follows:  in patients with primary or metastatic spinal tumours who would benefit from post-operative high dose high precision beam therapy upon appropriate and stringent patient selection;  Patient selection should be done via standardised assessment such as the neurological-oncological-mechanical systemic (NOMS) framework; and  The assessment should be carried out by a multidisciplinary team (MDT), which may be inclusive of, but not limited to, radiation oncologists, spine surgeons and interventional radiologists, among others.
Orthopaedics | Spine - Thoracolumbar (TL) and sacral surgery | TL and sacral fusion and fixation implant | TL pedicle screw - Shank, tulip | Zimmer Biomet | Open Iliac Screw, D10.5mm X 80mm | 704M1580 | Standalone | DE0505870 | As per HSA registered indication(s) except for radiolucent implants which should be used as follows:  in patients with primary or metastatic spinal tumours who would benefit from post-operative high dose high precision beam therapy upon appropriate and stringent patient selection;  Patient selection should be done via standardised assessment such as the neurological-oncological-mechanical systemic (NOMS) framework; and  The assessment should be carried out by a multidisciplinary team (MDT), which may be inclusive of, but not limited to, radiation oncologists, spine surgeons and interventional radiologists, among others.
Orthopaedics | Spine - Thoracolumbar (TL) and sacral surgery | TL and sacral fusion and fixation implant | TL pedicle screw - Shank, tulip | Zimmer Biomet | Open Iliac Screw, D10.5mm X 90mm | 704M1590 | Standalone | DE0505870 | As per HSA registered indication(s) except for radiolucent implants which should be used as follows:  in patients with primary or metastatic spinal tumours who would benefit from post-operative high dose high precision beam therapy upon appropriate and stringent patient selection;  Patient selection should be done via standardised assessment such as the neurological-oncological-mechanical systemic (NOMS) framework; and  The assessment should be carried out by a multidisciplinary team (MDT), which may be inclusive of, but not limited to, radiation oncologists, spine surgeons and interventional radiologists, among others.
Orthopaedics | Spine - Thoracolumbar (TL) and sacral surgery | TL and sacral fusion and fixation implant | TL pedicle screw - Shank, tulip | Zimmer Biomet | Open Iliac Screw, D7.5mm X 100mm | 704M7500 | Standalone | DE0505870 | As per HSA registered indication(s) except for radiolucent implants which should be used as follows:  in patients with primary or metastatic spinal tumours who would benefit from post-operative high dose high precision beam therapy upon appropriate and stringent patient selection;  Patient selection should be done via standardised assessment such as the neurological-oncological-mechanical systemic (NOMS) framework; and  The assessment should be carried out by a multidisciplinary team (MDT), which may be inclusive of, but not limited to, radiation oncologists, spine surgeons and interventional radiologists, among others.
Orthopaedics | Spine - Thoracolumbar (TL) and sacral surgery | TL and sacral fusion and fixation implant | TL pedicle screw - Shank, tulip | Zimmer Biomet | Open Iliac Screw, D7.5mm X 110mm | 704M7510 | Standalone | DE0505870 | As per HSA registered indication(s) except for radiolucent implants which should be used as follows:  in patients with primary or metastatic spinal tumours who would benefit from post-operative high dose high precision beam therapy upon appropriate and stringent patient selection;  Patient selection should be done via standardised assessment such as the neurological-oncological-mechanical systemic (NOMS) framework; and  The assessment should be carried out by a multidisciplinary team (MDT), which may be inclusive of, but not limited to, radiation oncologists, spine surgeons and interventional radiologists, among others.
Orthopaedics | Spine - Thoracolumbar (TL) and sacral surgery | TL and sacral fusion and fixation implant | TL pedicle screw - Shank, tulip | Zimmer Biomet | Open Iliac Screw, D7.5mm X 120mm | 704M7521 | Standalone | DE0505870 | As per HSA registered indication(s) except for radiolucent implants which should be used as follows:  in patients with primary or metastatic spinal tumours who would benefit from post-operative high dose high precision beam therapy upon appropriate and stringent patient selection;  Patient selection should be done via standardised assessment such as the neurological-oncological-mechanical systemic (NOMS) framework; and  The assessment should be carried out by a multidisciplinary team (MDT), which may be inclusive of, but not limited to, radiation oncologists, spine surgeons and interventional radiologists, among others.
Orthopaedics | Spine - Thoracolumbar (TL) and sacral surgery | TL and sacral fusion and fixation implant | TL pedicle screw - Shank, tulip | Zimmer Biomet | Open Iliac Screw, D7.5mm X 70mm | 704M7570 | Standalone | DE0505870 | As per HSA registered indication(s) except for radiolucent implants which should be used as follows:  in patients with primary or metastatic spinal tumours who would benefit from post-operative high dose high precision beam therapy upon appropriate and stringent patient selection;  Patient selection should be done via standardised assessment such as the neurological-oncological-mechanical systemic (NOMS) framework; and  The assessment should be carried out by a multidisciplinary team (MDT), which may be inclusive of, but not limited to, radiation oncologists, spine surgeons and interventional radiologists, among others.
Orthopaedics | Spine - Thoracolumbar (TL) and sacral surgery | TL and sacral fusion and fixation implant | TL pedicle screw - Shank, tulip | Zimmer Biomet | Open Iliac Screw, D7.5mm X 80mm | 704M7580 | Standalone | DE0505870 | As per HSA registered indication(s) except for radiolucent implants which should be used as follows:  in patients with primary or metastatic spinal tumours who would benefit from post-operative high dose high precision beam therapy upon appropriate and stringent patient selection;  Patient selection should be done via standardised assessment such as the neurological-oncological-mechanical systemic (NOMS) framework; and  The assessment should be carried out by a multidisciplinary team (MDT), which may be inclusive of, but not limited to, radiation oncologists, spine surgeons and interventional radiologists, among others.
Orthopaedics | Spine - Thoracolumbar (TL) and sacral surgery | TL and sacral fusion and fixation implant | TL pedicle screw - Shank, tulip | Zimmer Biomet | Open Iliac Screw, D7.5mm X 90mm | 704M7590 | Standalone | DE0505870 | As per HSA registered indication(s) except for radiolucent implants which should be used as follows:  in patients with primary or metastatic spinal tumours who would benefit from post-operative high dose high precision beam therapy upon appropriate and stringent patient selection;  Patient selection should be done via standardised assessment such as the neurological-oncological-mechanical systemic (NOMS) framework; and  The assessment should be carried out by a multidisciplinary team (MDT), which may be inclusive of, but not limited to, radiation oncologists, spine surgeons and interventional radiologists, among others.
Orthopaedics | Spine - Thoracolumbar (TL) and sacral surgery | TL and sacral fusion and fixation implant | TL pedicle screw - Shank, tulip | Zimmer Biomet | Open Iliac Screw, D8.5mm X 100mm | 704M8500 | Standalone | DE0505870 | As per HSA registered indication(s) except for radiolucent implants which should be used as follows:  in patients with primary or metastatic spinal tumours who would benefit from post-operative high dose high precision beam therapy upon appropriate and stringent patient selection;  Patient selection should be done via standardised assessment such as the neurological-oncological-mechanical systemic (NOMS) framework; and  The assessment should be carried out by a multidisciplinary team (MDT), which may be inclusive of, but not limited to, radiation oncologists, spine surgeons and interventional radiologists, among others.
Orthopaedics | Spine - Thoracolumbar (TL) and sacral surgery | TL and sacral fusion and fixation implant | TL pedicle screw - Shank, tulip | Zimmer Biomet | Open Iliac Screw, D8.5mm X 110mm | 704M8510 | Standalone | DE0505870 | As per HSA registered indication(s) except for radiolucent implants which should be used as follows:  in patients with primary or metastatic spinal tumours who would benefit from post-operative high dose high precision beam therapy upon appropriate and stringent patient selection;  Patient selection should be done via standardised assessment such as the neurological-oncological-mechanical systemic (NOMS) framework; and  The assessment should be carried out by a multidisciplinary team (MDT), which may be inclusive of, but not limited to, radiation oncologists, spine surgeons and interventional radiologists, among others.
Orthopaedics | Spine - Thoracolumbar (TL) and sacral surgery | TL and sacral fusion and fixation implant | TL pedicle screw - Shank, tulip | Zimmer Biomet | Open Iliac Screw, D8.5mm X 120mm | 704M8521 | Standalone | DE0505870 | As per HSA registered indication(s) except for radiolucent implants which should be used as follows:  in patients with primary or metastatic spinal tumours who would benefit from post-operative high dose high precision beam therapy upon appropriate and stringent patient selection;  Patient selection should be done via standardised assessment such as the neurological-oncological-mechanical systemic (NOMS) framework; and  The assessment should be carried out by a multidisciplinary team (MDT), which may be inclusive of, but not limited to, radiation oncologists, spine surgeons and interventional radiologists, among others.
Orthopaedics | Spine - Thoracolumbar (TL) and sacral surgery | TL and sacral fusion and fixation implant | TL pedicle screw - Shank, tulip | Zimmer Biomet | Open Iliac Screw, D8.5mm X 70mm | 704M8570 | Standalone | DE0505870 | As per HSA registered indication(s) except for radiolucent implants which should be used as follows:  in patients with primary or metastatic spinal tumours who would benefit from post-operative high dose high precision beam therapy upon appropriate and stringent patient selection;  Patient selection should be done via standardised assessment such as the neurological-oncological-mechanical systemic (NOMS) framework; and  The assessment should be carried out by a multidisciplinary team (MDT), which may be inclusive of, but not limited to, radiation oncologists, spine surgeons and interventional radiologists, among others.
Orthopaedics | Spine - Thoracolumbar (TL) and sacral surgery | TL and sacral fusion and fixation implant | TL pedicle screw - Shank, tulip | Zimmer Biomet | Open Iliac Screw, D8.5mm X 80mm | 704M8580 | Standalone | DE0505870 | As per HSA registered indication(s) except for radiolucent implants which should be used as follows:  in patients with primary or metastatic spinal tumours who would benefit from post-operative high dose high precision beam therapy upon appropriate and stringent patient selection;  Patient selection should be done via standardised assessment such as the neurological-oncological-mechanical systemic (NOMS) framework; and  The assessment should be carried out by a multidisciplinary team (MDT), which may be inclusive of, but not limited to, radiation oncologists, spine surgeons and interventional radiologists, among others.
Orthopaedics | Spine - Thoracolumbar (TL) and sacral surgery | TL and sacral fusion and fixation implant | TL pedicle screw - Shank, tulip | Zimmer Biomet | Open Iliac Screw, D8.5mm X 90mm | 704M8590 | Standalone | DE0505870 | As per HSA registered indication(s) except for radiolucent implants which should be used as follows:  in patients with primary or metastatic spinal tumours who would benefit from post-operative high dose high precision beam therapy upon appropriate and stringent patient selection;  Patient selection should be done via standardised assessment such as the neurological-oncological-mechanical systemic (NOMS) framework; and  The assessment should be carried out by a multidisciplinary team (MDT), which may be inclusive of, but not limited to, radiation oncologists, spine surgeons and interventional radiologists, among others.
Orthopaedics | Spine - Thoracolumbar (TL) and sacral surgery | TL and sacral fusion and fixation implant | TL pedicle screw - Shank, tulip | Zimmer Biomet | Open Iliac Screw, D9.5mm X 100mm | 704M9500 | Standalone | DE0505870 | As per HSA registered indication(s) except for radiolucent implants which should be used as follows:  in patients with primary or metastatic spinal tumours who would benefit from post-operative high dose high precision beam therapy upon appropriate and stringent patient selection;  Patient selection should be done via standardised assessment such as the neurological-oncological-mechanical systemic (NOMS) framework; and  The assessment should be carried out by a multidisciplinary team (MDT), which may be inclusive of, but not limited to, radiation oncologists, spine surgeons and interventional radiologists, among others.
Orthopaedics | Spine - Thoracolumbar (TL) and sacral surgery | TL and sacral fusion and fixation implant | TL pedicle screw - Shank, tulip | Zimmer Biomet | Open Iliac Screw, D9.5mm X 110mm | 704M9510 | Standalone | DE0505870 | As per HSA registered indication(s) except for radiolucent implants which should be used as follows:  in patients with primary or metastatic spinal tumours who would benefit from post-operative high dose high precision beam therapy upon appropriate and stringent patient selection;  Patient selection should be done via standardised assessment such as the neurological-oncological-mechanical systemic (NOMS) framework; and  The assessment should be carried out by a multidisciplinary team (MDT), which may be inclusive of, but not limited to, radiation oncologists, spine surgeons and interventional radiologists, among others.
Orthopaedics | Spine - Thoracolumbar (TL) and sacral surgery | TL and sacral fusion and fixation implant | TL pedicle screw - Shank, tulip | Zimmer Biomet | Open Iliac Screw, D9.5mm X 120mm | 704M9521 | Standalone | DE0505870 | As per HSA registered indication(s) except for radiolucent implants which should be used as follows:  in patients with primary or metastatic spinal tumours who would benefit from post-operative high dose high precision beam therapy upon appropriate and stringent patient selection;  Patient selection should be done via standardised assessment such as the neurological-oncological-mechanical systemic (NOMS) framework; and  The assessment should be carried out by a multidisciplinary team (MDT), which may be inclusive of, but not limited to, radiation oncologists, spine surgeons and interventional radiologists, among others.
Orthopaedics | Spine - Thoracolumbar (TL) and sacral surgery | TL and sacral fusion and fixation implant | TL pedicle screw - Shank, tulip | Zimmer Biomet | Open Iliac Screw, D9.5mm X 70mm | 704M9570 | Standalone | DE0505870 | As per HSA registered indication(s) except for radiolucent implants which should be used as follows:  in patients with primary or metastatic spinal tumours who would benefit from post-operative high dose high precision beam therapy upon appropriate and stringent patient selection;  Patient selection should be done via standardised assessment such as the neurological-oncological-mechanical systemic (NOMS) framework; and  The assessment should be carried out by a multidisciplinary team (MDT), which may be inclusive of, but not limited to, radiation oncologists, spine surgeons and interventional radiologists, among others.
Orthopaedics | Spine - Thoracolumbar (TL) and sacral surgery | TL and sacral fusion and fixation implant | TL pedicle screw - Shank, tulip | Zimmer Biomet | Open Iliac Screw, D9.5mm X 80mm | 704M9580 | Standalone | DE0505870 | As per HSA registered indication(s) except for radiolucent implants which should be used as follows:  in patients with primary or metastatic spinal tumours who would benefit from post-operative high dose high precision beam therapy upon appropriate and stringent patient selection;  Patient selection should be done via standardised assessment such as the neurological-oncological-mechanical systemic (NOMS) framework; and  The assessment should be carried out by a multidisciplinary team (MDT), which may be inclusive of, but not limited to, radiation oncologists, spine surgeons and interventional radiologists, among others.
Orthopaedics | Spine - Thoracolumbar (TL) and sacral surgery | TL and sacral fusion and fixation implant | TL pedicle screw - Shank, tulip | Zimmer Biomet | Open Iliac Screw, D9.5mm X 90mm | 704M9590 | Standalone | DE0505870 | As per HSA registered indication(s) except for radiolucent implants which should be used as follows:  in patients with primary or metastatic spinal tumours who would benefit from post-operative high dose high precision beam therapy upon appropriate and stringent patient selection;  Patient selection should be done via standardised assessment such as the neurological-oncological-mechanical systemic (NOMS) framework; and  The assessment should be carried out by a multidisciplinary team (MDT), which may be inclusive of, but not limited to, radiation oncologists, spine surgeons and interventional radiologists, among others.
Orthopaedics | Spine - Occipito-cervical (OC) surgery | OC fusion and fixation implant | OC rod connector system excluding locking screw | GLOBUS MEDICAL | Parallel Connector 3.5mm Rod to 3.5mm Rod | 182.960 | Standalone | DE0501901 | As per HSA registered indication(s)
Orthopaedics | Spine - Occipito-cervical (OC) surgery | OC fusion and fixation implant | OC rod connector system excluding locking screw | GLOBUS MEDICAL | Parallel Connector 3.5mm Rod to 4.0mm Rod | 182.961 | Standalone | DE0501901 | As per HSA registered indication(s)
Orthopaedics | Spine - Occipito-cervical (OC) surgery | OC fusion and fixation implant | OC rod connector system excluding locking screw | GLOBUS MEDICAL | Parallel Connector 3.5mm Rod to 4.5mm Rod | 182.962 | Standalone | DE0501901 | As per HSA registered indication(s)
Orthopaedics | Spine - Occipito-cervical (OC) surgery | OC fusion and fixation implant | OC rod connector system excluding locking screw | GLOBUS MEDICAL | Parallel Connector 3.5mm Rod to 5.0mm Rod | 182.963 | Standalone | DE0501901 | As per HSA registered indication(s)
Orthopaedics | Spine - Occipito-cervical (OC) surgery | OC fusion and fixation implant | OC rod connector system excluding locking screw | GLOBUS MEDICAL | Parallel Connector 3.5mm Rod to 5.5mm Rod | 182.964 | Standalone | DE0501901 | As per HSA registered indication(s)
Orthopaedics | Spine - Occipito-cervical (OC) surgery | OC fusion and fixation implant | OC rod connector system excluding locking screw | GLOBUS MEDICAL | Parallel Connector 3.5mm Rod to 6.0mm Rod | 182.965 | Standalone | DE0501901 | As per HSA registered indication(s)
Orthopaedics | Spine - Occipito-cervical (OC) surgery | OC fusion and fixation implant | OC rod connector system excluding locking screw | GLOBUS MEDICAL | Parallel Connector 3.5mm Rod to 6.35mm Rod | 182.966 | Standalone | DE0501901 | As per HSA registered indication(s)
Orthopaedics | Spine - Occipito-cervical (OC) surgery | OC fusion and fixation implant | OC rod connector system excluding locking screw | GLOBUS MEDICAL | Parallel Connector 3.5mm Rod to 6.5mm Rod | 182.967 | Standalone | DE0501901 | As per HSA registered indication(s)
Orthopaedics | Spine - Occipito-cervical (OC) surgery | OC fusion and fixation implant | OC rod connector system excluding locking screw | GLOBUS MEDICAL | Parallel Connector Clamp, CT to CT, 7mm | 182.749 | Standalone | DE0501901 | As per HSA registered indication(s)
Orthopaedics | Spine - Occipito-cervical (OC) surgery | OC fusion and fixation implant | OC rod connector system excluding locking screw | GLOBUS MEDICAL | Parallel Connector Clamp, CT to CT, 9mm | 182.774 | Standalone | DE0501901 | As per HSA registered indication(s)
Orthopaedics | Spine - Occipito-cervical (OC) surgery | OC fusion and fixation implant | OC rod connector system excluding locking screw | GLOBUS MEDICAL | Parallel Connector Clamp, CT to TL, 10mm | 182.775 | Standalone | DE0501901 | As per HSA registered indication(s)
Orthopaedics | Spine - Occipito-cervical (OC) surgery | OC fusion and fixation implant | OC rod connector system excluding locking screw | GLOBUS MEDICAL | Parallel Connector Clamp, CT to TL, 8mm | 182.751 | Standalone | DE0501901 | As per HSA registered indication(s)
Orthopaedics | Spine - Occipito-cervical (OC) surgery | OC fusion and fixation implant | OC rod connector system excluding locking screw | GLOBUS MEDICAL | Parallel Connector Clamp, Double, CT to CT, 7mm | 182.753 | Standalone | DE0501901 | As per HSA registered indication(s)
Orthopaedics | Spine - Occipito-cervical (OC) surgery | OC fusion and fixation implant | OC rod connector system excluding locking screw | GLOBUS MEDICAL | Parallel Connector Clamp, Double, CT to CT, 9mm | 182.776 | Standalone | DE0501901 | As per HSA registered indication(s)
Orthopaedics | Spine - Occipito-cervical (OC) surgery | OC fusion and fixation implant | OC rod connector system excluding locking screw | GLOBUS MEDICAL | Parallel Connector Clamp, Double, CT to TL, 10mm | 182.777 | Standalone | DE0501901 | As per HSA registered indication(s)
Orthopaedics | Spine - Occipito-cervical (OC) surgery | OC fusion and fixation implant | OC rod connector system excluding locking screw | GLOBUS MEDICAL | Parallel Connector Clamp, Double, CT to TL, 8mm | 182.755 | Standalone | DE0501901 | As per HSA registered indication(s)
Orthopaedics | Spine - Thoracolumbar (TL) and sacral surgery | TL and sacral fusion and fixation implant | TL rod connector system excluding locking screw | K2M | Parallel Connector Closed | 801-85555HE | Standalone | DE0016949 | As per HSA registered indication(s)
Orthopaedics | Spine - Thoracolumbar (TL) and sacral surgery | TL and sacral fusion and fixation implant | TL rod connector system excluding locking screw | K2M | Parallel Connector Open/Closed | 801-85555HF | Standalone | DE0016949 | As per HSA registered indication(s)
Orthopaedics | Spine - Occipito-cervical (OC) surgery | OC fusion and fixation implant | OC rod connector system excluding locking screw | K2M | Parallel Connector Open; Size D3.5/4.0 mm | 7601-83535W | Standalone | DE0502861 | As per HSA registered indication(s)
Orthopaedics | Spine - Occipito-cervical (OC) surgery | OC fusion and fixation implant | OC rod connector system excluding locking screw | GLOBUS MEDICAL | Parallel Connector, 3.5mm Rod to 3.5mm Rod, 9mm | 182.760 | Standalone | DE0501901 | As per HSA registered indication(s)
Orthopaedics | Spine - Occipito-cervical (OC) surgery | OC fusion and fixation implant | OC rod connector system excluding locking screw | GLOBUS MEDICAL | Parallel Connector, 3.5mm Rod to 3.5mm Rod, 9mm | 182.761 | Standalone | DE0501901 | As per HSA registered indication(s)
Orthopaedics | Spine - Occipito-cervical (OC) surgery | OC fusion and fixation implant | OC rod connector system excluding locking screw | GLOBUS MEDICAL | Parallel Connector, 3.5mm Rod to 4.5mm Rod, 10mm | 182.762 | Standalone | DE0501901 | As per HSA registered indication(s)
Orthopaedics | Spine - Occipito-cervical (OC) surgery | OC fusion and fixation implant | OC rod connector system excluding locking screw | GLOBUS MEDICAL | Parallel Connector, 3.5mm Rod to 5.0mm Rod, 10mm | 182.763 | Standalone | DE0501901 | As per HSA registered indication(s)
Orthopaedics | Spine - Occipito-cervical (OC) surgery | OC fusion and fixation implant | OC rod connector system excluding locking screw | GLOBUS MEDICAL | Parallel Connector, 3.5mm Rod to 5.5mm Rod, 10mm | 182.764 | Standalone | DE0501901 | As per HSA registered indication(s)
Orthopaedics | Spine - Occipito-cervical (OC) surgery | OC fusion and fixation implant | OC rod connector system excluding locking screw | GLOBUS MEDICAL | Parallel Connector, 3.5mm Rod to 6.0mm Rod, 10mm | 182.765 | Standalone | DE0501901 | As per HSA registered indication(s)
Orthopaedics | Spine - Occipito-cervical (OC) surgery | OC fusion and fixation implant | OC rod connector system excluding locking screw | GLOBUS MEDICAL | Parallel Connector, 3.5mm Rod to 6.35mm Rod, 10mm | 182.766 | Standalone | DE0501901 | As per HSA registered indication(s)
Orthopaedics | Spine - Occipito-cervical (OC) surgery | OC fusion and fixation implant | OC rod connector system excluding locking screw | GLOBUS MEDICAL | Parallel Connector, 3.5mm Rod to 6.5mm Rod, 10mm | 182.767 | Standalone | DE0501901 | As per HSA registered indication(s)
Orthopaedics | Spine - Occipito-cervical (OC) surgery | OC fusion and fixation implant | OC rod connector system excluding locking screw | K2M | Parallel Connector, Closed; Size D3.5/4.0 mm | 7601-83535B | Standalone | DE0502861 | As per HSA registered indication(s)
Orthopaedics | Spine - Occipito-cervical (OC) surgery | OC fusion and fixation implant | OC rod connector system excluding locking screw | K2M | Parallel Connector, Closed; Size D3.5/4.0 mm, 4 Screw | 7601-83535A | Standalone | DE0502861 | As per HSA registered indication(s)
Orthopaedics | Spine - Occipito-cervical (OC) surgery | OC fusion and fixation implant | OC rod connector system excluding locking screw | K2M | Parallel Connector, Open/Closed; Size D3.5/4.0 mm | 7601-83535C | Standalone | DE0502861 | As per HSA registered indication(s)
Orthopaedics | Spine - Thoracolumbar (TL) and sacral surgery | TL and sacral fusion and fixation implant | TL hook set, clamp, staple, staple locking screw | K2M | Pedicle Hook - Large | 101-80027 | Standalone | DE0016947 | As per HSA registered indication(s)
Orthopaedics | Spine - Thoracolumbar (TL) and sacral surgery | TL and sacral fusion and fixation implant | TL hook set, clamp, staple, staple locking screw | K2M | Pedicle Hook - Small | 101-80026 | Standalone | DE0016947 | As per HSA registered indication(s)
Orthopaedics | Spine - Thoracolumbar (TL) and sacral surgery | TL and sacral fusion and fixation implant | TL hook set, clamp, staple, staple locking screw | MEDTRONIC | pedicle Hook L | 5441104 | Standalone | DE0008698 | As per HSA registered indication(s)
Orthopaedics | Spine - Thoracolumbar (TL) and sacral surgery | TL and sacral fusion and fixation implant | TL hook set, clamp, staple, staple locking screw | MEDTRONIC | Pedicle Hook M | 5441103 | Standalone | DE0008698 | As per HSA registered indication(s)
Orthopaedics | Spine - Thoracolumbar (TL) and sacral surgery | TL and sacral fusion and fixation implant | TL hook set, clamp, staple, staple locking screw | MEDTRONIC | Pedicle Hook S | 5441102 | Standalone | DE0008698 | As per HSA registered indication(s)
Orthopaedics | Spine - Thoracolumbar (TL) and sacral surgery | TL and sacral fusion and fixation implant | TL hook set, clamp, staple, staple locking screw | MEDTRONIC | Pedicle Hook XS | 5441101 | Standalone | DE0008698 | As per HSA registered indication(s)
Orthopaedics | Spine - Thoracolumbar (TL) and sacral surgery | TL and sacral fusion and fixation implant | TL hook set, clamp, staple, staple locking screw | K2M | Pedicle Hook, 10mm | 801-81003H | Standalone | DE0016949 | As per HSA registered indication(s)
Orthopaedics | Spine - Thoracolumbar (TL) and sacral surgery | TL and sacral fusion and fixation implant | TL hook set, clamp, staple, staple locking screw | K2M | Pedicle Hook, 6mm | 801-80603H | Standalone | DE0016949 | As per HSA registered indication(s)
Orthopaedics | Spine - Thoracolumbar (TL) and sacral surgery | TL and sacral fusion and fixation implant | TL hook set, clamp, staple, staple locking screw | K2M | Pedicle Hook, 8mm | 801-80803H | Standalone | DE0016949 | As per HSA registered indication(s)
Orthopaedics | Spine - Thoracolumbar (TL) and sacral surgery | TL and sacral fusion and fixation implant | TL hook set, clamp, staple, staple locking screw | K2M | PEDICLE HOOK, LARGE | 2901-80008 | Standalone | DE0016948 | As per HSA registered indication(s)
Orthopaedics | Spine - Thoracolumbar (TL) and sacral surgery | TL and sacral fusion and fixation implant | TL hook set, clamp, staple, staple locking screw | MEDTRONIC | Pedicle Hooks, large | 7541104 | Standalone | DE0000758 | As per HSA registered indication(s)
Orthopaedics | Spine - Thoracolumbar (TL) and sacral surgery | TL and sacral fusion and fixation implant | TL hook set, clamp, staple, staple locking screw | MEDTRONIC | Pedicle Hooks, medium | 7541103 | Standalone | DE0000758 | As per HSA registered indication(s)
Orthopaedics | Spine - Thoracolumbar (TL) and sacral surgery | TL and sacral fusion and fixation implant | TL hook set, clamp, staple, staple locking screw | MEDTRONIC | Pedicle Hooks, small | 7541102 | Standalone | DE0000758 | As per HSA registered indication(s)
Orthopaedics | Spine - Thoracolumbar (TL) and sacral surgery | TL and sacral fusion and fixation implant | TL hook set, clamp, staple, staple locking screw | MEDTRONIC | Pedicle, medium, w Lip | 7541203 | Standalone | DE0000758 | As per HSA registered indication(s)
Orthopaedics | Spine - Thoracolumbar (TL) and sacral surgery | TL and sacral fusion and fixation implant | TL pedicle screw - Locking screw | MEDTRONIC | PK SET SCREW 6541102 STER BREAK OFF 2PK | 6541102 | Package | DE0507512 | As per HSA registered indication(s) except for radiolucent implants which should be used as follows:  in patients with primary or metastatic spinal tumours who would benefit from post-operative high dose high precision beam therapy upon appropriate and stringent patient selection;  Patient selection should be done via standardised assessment such as the neurological-oncological-mechanical systemic (NOMS) framework; and  The assessment should be carried out by a multidisciplinary team (MDT), which may be inclusive of, but not limited to, radiation oncologists, spine surgeons and interventional radiologists, among others.
Orthopaedics | Spine - Thoracolumbar (TL) and sacral surgery | TL and sacral fusion and fixation implant | TL pedicle screw - Locking screw | MEDTRONIC | PK SET SCREW 6541104 STER BREAK OFF 4PK | 6541104 | Package | DE0507512 | As per HSA registered indication(s) except for radiolucent implants which should be used as follows:  in patients with primary or metastatic spinal tumours who would benefit from post-operative high dose high precision beam therapy upon appropriate and stringent patient selection;  Patient selection should be done via standardised assessment such as the neurological-oncological-mechanical systemic (NOMS) framework; and  The assessment should be carried out by a multidisciplinary team (MDT), which may be inclusive of, but not limited to, radiation oncologists, spine surgeons and interventional radiologists, among others.
Orthopaedics | Spine - Occipito-cervical (OC) surgery | OC fusion and fixation implant | Anterior cervical plate | MEDTRONIC | PLATE ZEVO 15MM | 3001015 | Standalone | DE0501023 | As per HSA registered indication(s)
Orthopaedics | Spine - Occipito-cervical (OC) surgery | OC fusion and fixation implant | Anterior cervical plate | MEDTRONIC | PLATE ZEVO 17MM | 3001017 | Standalone | DE0501023 | As per HSA registered indication(s)
Orthopaedics | Spine - Occipito-cervical (OC) surgery | OC fusion and fixation implant | Anterior cervical plate | MEDTRONIC | PLATE ZEVO 19MM | 3001019 | Standalone | DE0501023 | As per HSA registered indication(s)
Orthopaedics | Spine - Occipito-cervical (OC) surgery | OC fusion and fixation implant | Anterior cervical plate | MEDTRONIC | PLATE ZEVO 21MM | 3001021 | Standalone | DE0501023 | As per HSA registered indication(s)
Orthopaedics | Spine - Occipito-cervical (OC) surgery | OC fusion and fixation implant | Anterior cervical plate | MEDTRONIC | PLATE ZEVO 23MM | 3001023 | Standalone | DE0501023 | As per HSA registered indication(s)
Orthopaedics | Spine - Occipito-cervical (OC) surgery | OC fusion and fixation implant | Anterior cervical plate | MEDTRONIC | PLATE ZEVO 25MM | 3001025 | Standalone | DE0501023 | As per HSA registered indication(s)
Orthopaedics | Spine - Occipito-cervical (OC) surgery | OC fusion and fixation implant | Anterior cervical plate | MEDTRONIC | PLATE ZEVO 27MM | 3001027 | Standalone | DE0501023 | As per HSA registered indication(s)
Orthopaedics | Spine - Occipito-cervical (OC) surgery | OC fusion and fixation implant | Anterior cervical plate | MEDTRONIC | PLATE ZEVO 27MM | 3002027 | Standalone | DE0501023 | As per HSA registered indication(s)
Orthopaedics | Spine - Occipito-cervical (OC) surgery | OC fusion and fixation implant | Anterior cervical plate | MEDTRONIC | PLATE ZEVO 29MM | 3001029 | Standalone | DE0501023 | As per HSA registered indication(s)
Orthopaedics | Spine - Occipito-cervical (OC) surgery | OC fusion and fixation implant | Anterior cervical plate | MEDTRONIC | PLATE ZEVO 29MM | 3002029 | Standalone | DE0501023 | As per HSA registered indication(s)
Orthopaedics | Spine - Occipito-cervical (OC) surgery | OC fusion and fixation implant | Anterior cervical plate | MEDTRONIC | PLATE ZEVO 31MM | 3001031 | Standalone | DE0501023 | As per HSA registered indication(s)
Orthopaedics | Spine - Occipito-cervical (OC) surgery | OC fusion and fixation implant | Anterior cervical plate | MEDTRONIC | PLATE ZEVO 31MM | 3002031 | Standalone | DE0501023 | As per HSA registered indication(s)
Orthopaedics | Spine - Occipito-cervical (OC) surgery | OC fusion and fixation implant | Anterior cervical plate | MEDTRONIC | PLATE ZEVO 33MM | 3002033 | Standalone | DE0501023 | As per HSA registered indication(s)
Orthopaedics | Spine - Occipito-cervical (OC) surgery | OC fusion and fixation implant | Anterior cervical plate | MEDTRONIC | PLATE ZEVO 35MM | 3002035 | Standalone | DE0501023 | As per HSA registered indication(s)
Orthopaedics | Spine - Occipito-cervical (OC) surgery | OC fusion and fixation implant | Anterior cervical plate | MEDTRONIC | PLATE ZEVO 37MM | 3002037 | Standalone | DE0501023 | As per HSA registered indication(s)
Orthopaedics | Spine - Occipito-cervical (OC) surgery | OC fusion and fixation implant | Anterior cervical plate | MEDTRONIC | PLATE ZEVO 39MM | 3002039 | Standalone | DE0501023 | As per HSA registered indication(s)
Orthopaedics | Spine - Occipito-cervical (OC) surgery | OC fusion and fixation implant | Anterior cervical plate | MEDTRONIC | PLATE ZEVO 41MM | 3002041 | Standalone | DE0501023 | As per HSA registered indication(s)
Orthopaedics | Spine - Occipito-cervical (OC) surgery | OC fusion and fixation implant | Anterior cervical plate | MEDTRONIC | PLATE ZEVO 43MM | 3002043 | Standalone | DE0501023 | As per HSA registered indication(s)
Orthopaedics | Spine - Occipito-cervical (OC) surgery | OC fusion and fixation implant | Anterior cervical plate | MEDTRONIC | PLATE ZEVO 43MM | 3003043 | Standalone | DE0501023 | As per HSA registered indication(s)
Orthopaedics | Spine - Occipito-cervical (OC) surgery | OC fusion and fixation implant | Anterior cervical plate | MEDTRONIC | PLATE ZEVO 45MM | 3002045 | Standalone | DE0501023 | As per HSA registered indication(s)
Orthopaedics | Spine - Occipito-cervical (OC) surgery | OC fusion and fixation implant | Anterior cervical plate | MEDTRONIC | PLATE ZEVO 45MM | 3003045 | Standalone | DE0501023 | As per HSA registered indication(s)
Orthopaedics | Spine - Occipito-cervical (OC) surgery | OC fusion and fixation implant | Anterior cervical plate | MEDTRONIC | PLATE ZEVO 47MM | 3002047 | Standalone | DE0501023 | As per HSA registered indication(s)
Orthopaedics | Spine - Occipito-cervical (OC) surgery | OC fusion and fixation implant | Anterior cervical plate | MEDTRONIC | PLATE ZEVO 47MM | 3003047 | Standalone | DE0501023 | As per HSA registered indication(s)
Orthopaedics | Spine - Occipito-cervical (OC) surgery | OC fusion and fixation implant | Anterior cervical plate | MEDTRONIC | PLATE ZEVO 48MM | 3002048 | Standalone | DE0501023 | As per HSA registered indication(s)
Orthopaedics | Spine - Occipito-cervical (OC) surgery | OC fusion and fixation implant | Anterior cervical plate | MEDTRONIC | PLATE ZEVO 48MM | 3003048 | Standalone | DE0501023 | As per HSA registered indication(s)
Orthopaedics | Spine - Occipito-cervical (OC) surgery | OC fusion and fixation implant | Anterior cervical plate | MEDTRONIC | PLATE ZEVO 49MM | 3002049 | Standalone | DE0501023 | As per HSA registered indication(s)
Orthopaedics | Spine - Occipito-cervical (OC) surgery | OC fusion and fixation implant | Anterior cervical plate | MEDTRONIC | PLATE ZEVO 49MM | 3003049 | Standalone | DE0501023 | As per HSA registered indication(s)
Orthopaedics | Spine - Occipito-cervical (OC) surgery | OC fusion and fixation implant | Anterior cervical plate | MEDTRONIC | PLATE ZEVO 51MM | 3002051 | Standalone | DE0501023 | As per HSA registered indication(s)
Orthopaedics | Spine - Occipito-cervical (OC) surgery | OC fusion and fixation implant | Anterior cervical plate | MEDTRONIC | PLATE ZEVO 51MM | 3003051 | Standalone | DE0501023 | As per HSA registered indication(s)
Orthopaedics | Spine - Occipito-cervical (OC) surgery | OC fusion and fixation implant | Anterior cervical plate | MEDTRONIC | PLATE ZEVO 53MM | 3002053 | Standalone | DE0501023 | As per HSA registered indication(s)
Orthopaedics | Spine - Occipito-cervical (OC) surgery | OC fusion and fixation implant | Anterior cervical plate | MEDTRONIC | PLATE ZEVO 53MM | 3003053 | Standalone | DE0501023 | As per HSA registered indication(s)
Orthopaedics | Spine - Occipito-cervical (OC) surgery | OC fusion and fixation implant | Anterior cervical plate | MEDTRONIC | PLATE ZEVO 55MM | 3003055 | Standalone | DE0501023 | As per HSA registered indication(s)
Orthopaedics | Spine - Occipito-cervical (OC) surgery | OC fusion and fixation implant | Anterior cervical plate | MEDTRONIC | PLATE ZEVO 57MM | 3003057 | Standalone | DE0501023 | As per HSA registered indication(s)
Orthopaedics | Spine - Occipito-cervical (OC) surgery | OC fusion and fixation implant | Anterior cervical plate | MEDTRONIC | PLATE ZEVO 59MM | 3003059 | Standalone | DE0501023 | As per HSA registered indication(s)
Orthopaedics | Spine - Occipito-cervical (OC) surgery | OC fusion and fixation implant | Anterior cervical plate | MEDTRONIC | PLATE ZEVO 61MM | 3003061 | Standalone | DE0501023 | As per HSA registered indication(s)
Orthopaedics | Spine - Occipito-cervical (OC) surgery | OC fusion and fixation implant | Anterior cervical plate | MEDTRONIC | PLATE ZEVO 63MM | 3003063 | Standalone | DE0501023 | As per HSA registered indication(s)
Orthopaedics | Spine - Occipito-cervical (OC) surgery | OC fusion and fixation implant | Anterior cervical plate | MEDTRONIC | PLATE ZEVO 65MM | 3003065 | Standalone | DE0501023 | As per HSA registered indication(s)
Orthopaedics | Spine - Occipito-cervical (OC) surgery | OC fusion and fixation implant | Anterior cervical plate | MEDTRONIC | PLATE ZEVO 65MM | 3004065 | Standalone | DE0501023 | As per HSA registered indication(s)
Orthopaedics | Spine - Occipito-cervical (OC) surgery | OC fusion and fixation implant | Anterior cervical plate | MEDTRONIC | PLATE ZEVO 67MM | 3003067 | Standalone | DE0501023 | As per HSA registered indication(s)
Orthopaedics | Spine - Occipito-cervical (OC) surgery | OC fusion and fixation implant | Anterior cervical plate | MEDTRONIC | PLATE ZEVO 67MM | 3004067 | Standalone | DE0501023 | As per HSA registered indication(s)
Orthopaedics | Spine - Occipito-cervical (OC) surgery | OC fusion and fixation implant | Anterior cervical plate | MEDTRONIC | PLATE ZEVO 68MM | 3003068 | Standalone | DE0501023 | As per HSA registered indication(s)
Orthopaedics | Spine - Occipito-cervical (OC) surgery | OC fusion and fixation implant | Anterior cervical plate | MEDTRONIC | PLATE ZEVO 69MM | 3004069 | Standalone | DE0501023 | As per HSA registered indication(s)
Orthopaedics | Spine - Occipito-cervical (OC) surgery | OC fusion and fixation implant | Anterior cervical plate | MEDTRONIC | PLATE ZEVO 71MM | 3003071 | Standalone | DE0501023 | As per HSA registered indication(s)
Orthopaedics | Spine - Occipito-cervical (OC) surgery | OC fusion and fixation implant | Anterior cervical plate | MEDTRONIC | PLATE ZEVO 71MM | 3004071 | Standalone | DE0501023 | As per HSA registered indication(s)
Orthopaedics | Spine - Occipito-cervical (OC) surgery | OC fusion and fixation implant | Anterior cervical plate | MEDTRONIC | PLATE ZEVO 73MM | 3004073 | Standalone | DE0501023 | As per HSA registered indication(s)
Orthopaedics | Spine - Occipito-cervical (OC) surgery | OC fusion and fixation implant | Anterior cervical plate | MEDTRONIC | PLATE ZEVO 75MM | 3004075 | Standalone | DE0501023 | As per HSA registered indication(s)
Orthopaedics | Spine - Thoracolumbar (TL) and sacral surgery | TL interbody cage | TL interbody fixation accessories | MEDTRONIC | PLATE 2140001 OLIF25 2-HOLE PLATE SMALL | 2140001 | Standalone | DE0019408 | As per HSA registered indication(s)
Orthopaedics | Spine - Thoracolumbar (TL) and sacral surgery | TL interbody cage | TL interbody fixation accessories | MEDTRONIC | PLATE 2140002 OLIF25 2-HOLE PLATE LARGE | 2140002 | Standalone | DE0019408 | As per HSA registered indication(s)
Orthopaedics | Spine - Thoracolumbar (TL) and sacral surgery | TL interbody cage | TL interbody fixation accessories | MEDTRONIC | PLATE 2150010 OLIF51 PLATE 10MM | 2150010 | Standalone | DE0500699 | As per HSA registered indication(s)
Orthopaedics | Spine - Thoracolumbar (TL) and sacral surgery | TL interbody cage | TL interbody fixation accessories | MEDTRONIC | PLATE 2150012 OLIF51 PLATE 12MM | 2150012 | Standalone | DE0500699 | As per HSA registered indication(s)
Orthopaedics | Spine - Thoracolumbar (TL) and sacral surgery | TL interbody cage | TL interbody fixation accessories | MEDTRONIC | PLATE 2150014 OLIF51 PLATE 14MM | 2150014 | Standalone | DE0500699 | As per HSA registered indication(s)
Orthopaedics | Spine - Thoracolumbar (TL) and sacral surgery | TL interbody cage | TL interbody fixation accessories | MEDTRONIC | PLATE 2150016 OLIF51 PLATE 16MM | 2150016 | Standalone | DE0500699 | As per HSA registered indication(s)
Orthopaedics | Spine - Thoracolumbar (TL) and sacral surgery | TL interbody cage | TL interbody fixation accessories | MEDTRONIC | PLATE 2150018 OLIF51 PLATE 18MM | 2150018 | Standalone | DE0500699 | As per HSA registered indication(s)
Orthopaedics | Spine - Thoracolumbar (TL) and sacral surgery | TL interbody cage | TL interbody fixation accessories | MEDTRONIC | PLATE 2150020 OLIF51 PLATE 20MM | 2150020 | Standalone | DE0500699 | As per HSA registered indication(s)
Orthopaedics | Spine - Thoracolumbar (TL) and sacral surgery | TL interbody cage | TL interbody fixation accessories | MEDTRONIC | PLATE 2160010 ALIF PLATE 10MM | 2160010 | Standalone | DE0500699 | As per HSA registered indication(s)
Orthopaedics | Spine - Thoracolumbar (TL) and sacral surgery | TL interbody cage | TL interbody fixation accessories | MEDTRONIC | PLATE 2160012 ALIF PLATE 12MM | 2160012 | Standalone | DE0500699 | As per HSA registered indication(s)
Orthopaedics | Spine - Thoracolumbar (TL) and sacral surgery | TL interbody cage | TL interbody fixation accessories | MEDTRONIC | PLATE 2160014 ALIF PLATE 14MM | 2160014 | Standalone | DE0500699 | As per HSA registered indication(s)
Orthopaedics | Spine - Thoracolumbar (TL) and sacral surgery | TL interbody cage | TL interbody fixation accessories | MEDTRONIC | PLATE 2160016 ALIF PLATE 16MM | 2160016 | Standalone | DE0500699 | As per HSA registered indication(s)
Orthopaedics | Spine - Thoracolumbar (TL) and sacral surgery | TL interbody cage | TL interbody fixation accessories | MEDTRONIC | PLATE 2160018 ALIF PLATE 18MM | 2160018 | Standalone | DE0500699 | As per HSA registered indication(s)
Orthopaedics | Spine - Thoracolumbar (TL) and sacral surgery | TL interbody cage | TL interbody fixation accessories | MEDTRONIC | PLATE 2160020 ALIF PLATE 20MM | 2160020 | Standalone | DE0500699 | As per HSA registered indication(s)
Orthopaedics | Spine - Occipito-cervical (OC) surgery | OC fusion and fixation implant | Occipital plate | MEDTRONIC | PLATE 3600600 OC ADJUSTABLE SMALL | 3600600 | Standalone | DE0503897 | As per HSA registered indication(s)
Orthopaedics | Spine - Occipito-cervical (OC) surgery | OC fusion and fixation implant | Occipital plate | MEDTRONIC | PLATE 3600601 OC ADJUSTABLE | 3600601 | Standalone | DE0503897 | As per HSA registered indication(s)
Orthopaedics | Spine - Occipito-cervical (OC) surgery | OC fusion and fixation implant | Anterior cervical plate | MEDTRONIC | PLATE 7200019 ATL VISION ELITE 19MM | 7200019 | Standalone | DE0016929 | As per HSA registered indication(s)
Orthopaedics | Spine - Occipito-cervical (OC) surgery | OC fusion and fixation implant | Anterior cervical plate | MEDTRONIC | PLATE 7200021 ATL VISION ELITE 21MM | 7200021 | Standalone | DE0016929 | As per HSA registered indication(s)
Orthopaedics | Spine - Occipito-cervical (OC) surgery | OC fusion and fixation implant | Anterior cervical plate | MEDTRONIC | PLATE 7200023 ATL VISION ELITE 23MM | 7200023 | Standalone | DE0016929 | As per HSA registered indication(s)
Orthopaedics | Spine - Occipito-cervical (OC) surgery | OC fusion and fixation implant | Anterior cervical plate | MEDTRONIC | PLATE 7200025 ATL VISION ELITE 25MM | 7200025 | Standalone | DE0016929 | As per HSA registered indication(s)
Orthopaedics | Spine - Occipito-cervical (OC) surgery | OC fusion and fixation implant | Anterior cervical plate | MEDTRONIC | PLATE 7200027 ATL VISION ELITE 27.5MM | 7200027 | Standalone | DE0016929 | As per HSA registered indication(s)
Orthopaedics | Spine - Occipito-cervical (OC) surgery | OC fusion and fixation implant | Anterior cervical plate | MEDTRONIC | PLATE 7200030 ATL VISION ELITE 30MM | 7200030 | Standalone | DE0016929 | As per HSA registered indication(s)
Orthopaedics | Spine - Occipito-cervical (OC) surgery | OC fusion and fixation implant | Anterior cervical plate | MEDTRONIC | PLATE 7200032 ATL VISION ELITE 32.5MM | 7200032 | Standalone | DE0016929 | As per HSA registered indication(s)
Orthopaedics | Spine - Occipito-cervical (OC) surgery | OC fusion and fixation implant | Anterior cervical plate | MEDTRONIC | PLATE 7200035 ATL VISION ELITE 35MM | 7200035 | Standalone | DE0016929 | As per HSA registered indication(s)
Orthopaedics | Spine - Occipito-cervical (OC) surgery | OC fusion and fixation implant | Anterior cervical plate | MEDTRONIC | PLATE 7200037 ATL VISION ELITE 37.5MM | 7200037 | Standalone | DE0016929 | As per HSA registered indication(s)
Orthopaedics | Spine - Occipito-cervical (OC) surgery | OC fusion and fixation implant | Anterior cervical plate | MEDTRONIC | PLATE 7200040 ATL VISION ELITE 40MM | 7200040 | Standalone | DE0016929 | As per HSA registered indication(s)
Orthopaedics | Spine - Occipito-cervical (OC) surgery | OC fusion and fixation implant | Anterior cervical plate | MEDTRONIC | PLATE 7200042 ATL VISION ELITE 42.5MM | 7200042 | Standalone | DE0016929 | As per HSA registered indication(s)
Orthopaedics | Spine - Occipito-cervical (OC) surgery | OC fusion and fixation implant | Anterior cervical plate | MEDTRONIC | PLATE 7200045 ATL VISION ELITE 45MM | 7200045 | Standalone | DE0016929 | As per HSA registered indication(s)
Orthopaedics | Spine - Occipito-cervical (OC) surgery | OC fusion and fixation implant | Anterior cervical plate | MEDTRONIC | PLATE 7200047 ATL VISION ELITE 47.5MM | 7200047 | Standalone | DE0016929 | As per HSA registered indication(s)
Orthopaedics | Spine - Occipito-cervical (OC) surgery | OC fusion and fixation implant | Anterior cervical plate | MEDTRONIC | PLATE 7200050 ATL VISION ELITE 50MM | 7200050 | Standalone | DE0016929 | As per HSA registered indication(s)
Orthopaedics | Spine - Occipito-cervical (OC) surgery | OC fusion and fixation implant | Anterior cervical plate | MEDTRONIC | PLATE 7200052 ATL VISION ELITE 52.5MM | 7200052 | Standalone | DE0016929 | As per HSA registered indication(s)
Orthopaedics | Spine - Occipito-cervical (OC) surgery | OC fusion and fixation implant | Anterior cervical plate | MEDTRONIC | PLATE 7200055 ATL VISION ELITE 55MM | 7200055 | Standalone | DE0016929 | As per HSA registered indication(s)
Orthopaedics | Spine - Occipito-cervical (OC) surgery | OC fusion and fixation implant | Anterior cervical plate | MEDTRONIC | PLATE 7200057 ATL VISION ELITE 57.5MM | 7200057 | Standalone | DE0016929 | As per HSA registered indication(s)
Orthopaedics | Spine - Occipito-cervical (OC) surgery | OC fusion and fixation implant | Anterior cervical plate | MEDTRONIC | PLATE 7200060 ATL VISION ELITE 60MM | 7200060 | Standalone | DE0016929 | As per HSA registered indication(s)
Orthopaedics | Spine - Occipito-cervical (OC) surgery | OC fusion and fixation implant | Anterior cervical plate | MEDTRONIC | PLATE 7200062 ATL VISION ELITE 62.5MM | 7200062 | Standalone | DE0016929 | As per HSA registered indication(s)
Orthopaedics | Spine - Occipito-cervical (OC) surgery | OC fusion and fixation implant | Anterior cervical plate | MEDTRONIC | PLATE 7200065 ATL VISION ELITE 65MM | 7200065 | Standalone | DE0016929 | As per HSA registered indication(s)
Orthopaedics | Spine - Occipito-cervical (OC) surgery | OC fusion and fixation implant | Anterior cervical plate | MEDTRONIC | PLATE 7200067 ATL VISION ELITE 67.5MM | 7200067 | Standalone | DE0016929 | As per HSA registered indication(s)
Orthopaedics | Spine - Occipito-cervical (OC) surgery | OC fusion and fixation implant | Anterior cervical plate | MEDTRONIC | PLATE 7200070 ATL VISION ELITE 70MM | 7200070 | Standalone | DE0016929 | As per HSA registered indication(s)
Orthopaedics | Spine - Occipito-cervical (OC) surgery | OC fusion and fixation implant | Anterior cervical plate | MEDTRONIC | PLATE 7200072 ATL VISION ELITE 72MM | 7200072 | Standalone | DE0016929 | As per HSA registered indication(s)
Orthopaedics | Spine - Occipito-cervical (OC) surgery | OC fusion and fixation implant | Anterior cervical plate | MEDTRONIC | PLATE 7200075 ATL VISION ELITE 75MM | 7200075 | Standalone | DE0016929 | As per HSA registered indication(s)
Orthopaedics | Spine - Occipito-cervical (OC) surgery | OC fusion and fixation implant | Anterior cervical plate | MEDTRONIC | PLATE 7200077 ATL VISION ELITE 77.5MM | 7200077 | Standalone | DE0016929 | As per HSA registered indication(s)
Orthopaedics | Spine - Occipito-cervical (OC) surgery | OC fusion and fixation implant | Anterior cervical plate | MEDTRONIC | PLATE 7200080 ATL VISION ELITE 80MM | 7200080 | Standalone | DE0016929 | As per HSA registered indication(s)
Orthopaedics | Spine - Occipito-cervical (OC) surgery | OC fusion and fixation implant | Anterior cervical plate | MEDTRONIC | PLATE 7200082 ATL VISION ELITE 82.5MM | 7200082 | Standalone | DE0016929 | As per HSA registered indication(s)
Orthopaedics | Spine - Occipito-cervical (OC) surgery | OC fusion and fixation implant | Anterior cervical plate | MEDTRONIC | PLATE 7200085 ATL VISION ELITE 85MM | 7200085 | Standalone | DE0016929 | As per HSA registered indication(s)
Orthopaedics | Spine - Occipito-cervical (OC) surgery | OC fusion and fixation implant | Anterior cervical plate | MEDTRONIC | PLATE 7200087 ATL VISION ELITE 87.5MM | 7200087 | Standalone | DE0016929 | As per HSA registered indication(s)
Orthopaedics | Spine - Occipito-cervical (OC) surgery | OC fusion and fixation implant | Anterior cervical plate | MEDTRONIC | PLATE 7200090 ATL VISION ELITE 90MM | 7200090 | Standalone | DE0016929 | As per HSA registered indication(s)
Orthopaedics | Spine - Occipito-cervical (OC) surgery | OC fusion and fixation implant | Anterior cervical plate | MEDTRONIC | PLATE 7200095 ATL VISION ELITE 95MM | 7200095 | Standalone | DE0016929 | As per HSA registered indication(s)
Orthopaedics | Spine - Occipito-cervical (OC) surgery | OC fusion and fixation implant | Anterior cervical plate | MEDTRONIC | PLATE 7200100 ATL VISION ELITE 100MM | 7200100 | Standalone | DE0016929 | As per HSA registered indication(s)
Orthopaedics | Spine - Occipito-cervical (OC) surgery | OC fusion and fixation implant | Anterior cervical plate | MEDTRONIC | PLATE 7200105 ATL VISION ELITE 105MM | 7200105 | Standalone | DE0016929 | As per HSA registered indication(s)
Orthopaedics | Spine - Occipito-cervical (OC) surgery | OC fusion and fixation implant | Anterior cervical plate | MEDTRONIC | PLATE 7200110 ATL VISION ELITE 110MM | 7200110 | Standalone | DE0016929 | As per HSA registered indication(s)
Orthopaedics | Spine - Occipito-cervical (OC) surgery | OC fusion and fixation implant | Anterior cervical plate | MEDTRONIC | PLATE 7200127 ATL VISION ELITE 1LVL 27MM | 7200127 | Standalone | DE0016929 | As per HSA registered indication(s)
Orthopaedics | Spine - Occipito-cervical (OC) surgery | OC fusion and fixation implant | Anterior cervical plate | MEDTRONIC | PLATE 7200130 ATL VISION ELITE 30MM | 7200130 | Standalone | DE0016929 | As per HSA registered indication(s)
Orthopaedics | Spine - Occipito-cervical (OC) surgery | OC fusion and fixation implant | Anterior cervical plate | MEDTRONIC | PLATE 7200132 ATL VISION ELITE 32MM | 7200132 | Standalone | DE0016929 | As per HSA registered indication(s)
Orthopaedics | Spine - Occipito-cervical (OC) surgery | OC fusion and fixation implant | Anterior cervical plate | MEDTRONIC | PLATE 7200145 ATL VISION ELITE 45MM | 7200145 | Standalone | DE0016929 | As per HSA registered indication(s)
Orthopaedics | Spine - Occipito-cervical (OC) surgery | OC fusion and fixation implant | Anterior cervical plate | MEDTRONIC | PLATE 7200147 ATL VISION ELITE 47MM | 7200147 | Standalone | DE0016929 | As per HSA registered indication(s)
Orthopaedics | Spine - Occipito-cervical (OC) surgery | OC fusion and fixation implant | Anterior cervical plate | MEDTRONIC | PLATE 7200150 ATL VISION ELITE 50MM | 7200150 | Standalone | DE0016929 | As per HSA registered indication(s)
Orthopaedics | Spine - Occipito-cervical (OC) surgery | OC fusion and fixation implant | Anterior cervical plate | MEDTRONIC | PLATE 7200152 ATL VISION ELITE 52MM | 7200152 | Standalone | DE0016929 | As per HSA registered indication(s)
Orthopaedics | Spine - Occipito-cervical (OC) surgery | OC fusion and fixation implant | Anterior cervical plate | MEDTRONIC | PLATE 7200155 ATL VISION ELITE 55MM | 7200155 | Standalone | DE0016929 | As per HSA registered indication(s)
Orthopaedics | Spine - Occipito-cervical (OC) surgery | OC fusion and fixation implant | Anterior cervical plate | MEDTRONIC | PLATE 7200167 ATL VISION ELITE 67MM | 7200167 | Standalone | DE0016929 | As per HSA registered indication(s)
Orthopaedics | Spine - Occipito-cervical (OC) surgery | OC fusion and fixation implant | Anterior cervical plate | MEDTRONIC | PLATE 7200170 ATL VISION ELITE 70MM | 7200170 | Standalone | DE0016929 | As per HSA registered indication(s)
Orthopaedics | Spine - Occipito-cervical (OC) surgery | OC fusion and fixation implant | Anterior cervical plate | MEDTRONIC | PLATE 7200172 ATL VISION ELITE 72MM | 7200172 | Standalone | DE0016929 | As per HSA registered indication(s)
Orthopaedics | Spine - Occipito-cervical (OC) surgery | OC fusion and fixation implant | Anterior cervical plate | MEDTRONIC | PLATE 7200180 ATL VISION ELITE 80MM | 7200180 | Standalone | DE0016929 | As per HSA registered indication(s)
Orthopaedics | Spine - Occipito-cervical (OC) surgery | OC fusion and fixation implant | Anterior cervical plate | MEDTRONIC | PLATE 7200182 ATL VISION ELITE 82MM | 7200182 | Standalone | DE0016929 | As per HSA registered indication(s)
Orthopaedics | Spine - Occipito-cervical (OC) surgery | OC fusion and fixation implant | Anterior cervical plate | MEDTRONIC | PLATE 7200185 ATL VISION ELITE 85MM | 7200185 | Standalone | DE0016929 | As per HSA registered indication(s)
Orthopaedics | Spine - Thoracolumbar (TL) and sacral surgery | TL and sacral fusion and fixation implant | TL pedicle screw - Shank, tulip | Zimmer Biomet | Poly BL 8.5 x 40 | 709M8540 | Standalone | DE0505870 | As per HSA registered indication(s) except for radiolucent implants which should be used as follows:  in patients with primary or metastatic spinal tumours who would benefit from post-operative high dose high precision beam therapy upon appropriate and stringent patient selection;  Patient selection should be done via standardised assessment such as the neurological-oncological-mechanical systemic (NOMS) framework; and  The assessment should be carried out by a multidisciplinary team (MDT), which may be inclusive of, but not limited to, radiation oncologists, spine surgeons and interventional radiologists, among others.
Orthopaedics | Spine - Thoracolumbar (TL) and sacral surgery | TL and sacral fusion and fixation implant | TL pedicle screw - Shank, tulip | Zimmer Biomet | Poly BL 8.5 x 45 | 709M8545 | Standalone | DE0505870 | As per HSA registered indication(s) except for radiolucent implants which should be used as follows:  in patients with primary or metastatic spinal tumours who would benefit from post-operative high dose high precision beam therapy upon appropriate and stringent patient selection;  Patient selection should be done via standardised assessment such as the neurological-oncological-mechanical systemic (NOMS) framework; and  The assessment should be carried out by a multidisciplinary team (MDT), which may be inclusive of, but not limited to, radiation oncologists, spine surgeons and interventional radiologists, among others.
Orthopaedics | Spine - Thoracolumbar (TL) and sacral surgery | TL and sacral fusion and fixation implant | TL pedicle screw - Shank, tulip | Zimmer Biomet | Poly BL 8.5 x 50 | 709M8550 | Standalone | DE0505870 | As per HSA registered indication(s) except for radiolucent implants which should be used as follows:  in patients with primary or metastatic spinal tumours who would benefit from post-operative high dose high precision beam therapy upon appropriate and stringent patient selection;  Patient selection should be done via standardised assessment such as the neurological-oncological-mechanical systemic (NOMS) framework; and  The assessment should be carried out by a multidisciplinary team (MDT), which may be inclusive of, but not limited to, radiation oncologists, spine surgeons and interventional radiologists, among others.
Orthopaedics | Spine - Thoracolumbar (TL) and sacral surgery | TL and sacral fusion and fixation implant | TL pedicle screw - Shank, tulip | Zimmer Biomet | Poly BL 8.5 x 55 | 709M8555 | Standalone | DE0505870 | As per HSA registered indication(s) except for radiolucent implants which should be used as follows:  in patients with primary or metastatic spinal tumours who would benefit from post-operative high dose high precision beam therapy upon appropriate and stringent patient selection;  Patient selection should be done via standardised assessment such as the neurological-oncological-mechanical systemic (NOMS) framework; and  The assessment should be carried out by a multidisciplinary team (MDT), which may be inclusive of, but not limited to, radiation oncologists, spine surgeons and interventional radiologists, among others.
Orthopaedics | Spine - Thoracolumbar (TL) and sacral surgery | TL and sacral fusion and fixation implant | TL pedicle screw - Shank, tulip | Zimmer Biomet | Poly BL 8.5 x 60 | 709M8560 | Standalone | DE0505870 | As per HSA registered indication(s) except for radiolucent implants which should be used as follows:  in patients with primary or metastatic spinal tumours who would benefit from post-operative high dose high precision beam therapy upon appropriate and stringent patient selection;  Patient selection should be done via standardised assessment such as the neurological-oncological-mechanical systemic (NOMS) framework; and  The assessment should be carried out by a multidisciplinary team (MDT), which may be inclusive of, but not limited to, radiation oncologists, spine surgeons and interventional radiologists, among others.
Orthopaedics | Spine - Thoracolumbar (TL) and sacral surgery | TL and sacral fusion and fixation implant | TL pedicle screw - Shank, tulip | Zimmer Biomet | Poly TL 4.5 x 25 | 701M4525 | Standalone | DE0505870 | As per HSA registered indication(s) except for radiolucent implants which should be used as follows:  in patients with primary or metastatic spinal tumours who would benefit from post-operative high dose high precision beam therapy upon appropriate and stringent patient selection;  Patient selection should be done via standardised assessment such as the neurological-oncological-mechanical systemic (NOMS) framework; and  The assessment should be carried out by a multidisciplinary team (MDT), which may be inclusive of, but not limited to, radiation oncologists, spine surgeons and interventional radiologists, among others.
Orthopaedics | Spine - Thoracolumbar (TL) and sacral surgery | TL and sacral fusion and fixation implant | TL pedicle screw - Shank, tulip | Zimmer Biomet | Poly TL 4.5 x 30 | 701M4530 | Standalone | DE0505870 | As per HSA registered indication(s) except for radiolucent implants which should be used as follows:  in patients with primary or metastatic spinal tumours who would benefit from post-operative high dose high precision beam therapy upon appropriate and stringent patient selection;  Patient selection should be done via standardised assessment such as the neurological-oncological-mechanical systemic (NOMS) framework; and  The assessment should be carried out by a multidisciplinary team (MDT), which may be inclusive of, but not limited to, radiation oncologists, spine surgeons and interventional radiologists, among others.
Orthopaedics | Spine - Thoracolumbar (TL) and sacral surgery | TL and sacral fusion and fixation implant | TL pedicle screw - Shank, tulip | Zimmer Biomet | Poly TL 4.5 x 35 | 701M4535 | Standalone | DE0505870 | As per HSA registered indication(s) except for radiolucent implants which should be used as follows:  in patients with primary or metastatic spinal tumours who would benefit from post-operative high dose high precision beam therapy upon appropriate and stringent patient selection;  Patient selection should be done via standardised assessment such as the neurological-oncological-mechanical systemic (NOMS) framework; and  The assessment should be carried out by a multidisciplinary team (MDT), which may be inclusive of, but not limited to, radiation oncologists, spine surgeons and interventional radiologists, among others.
Orthopaedics | Spine - Thoracolumbar (TL) and sacral surgery | TL and sacral fusion and fixation implant | TL pedicle screw - Shank, tulip | Zimmer Biomet | Poly TL 4.5 x 40 | 701M4540 | Standalone | DE0505870 | As per HSA registered indication(s) except for radiolucent implants which should be used as follows:  in patients with primary or metastatic spinal tumours who would benefit from post-operative high dose high precision beam therapy upon appropriate and stringent patient selection;  Patient selection should be done via standardised assessment such as the neurological-oncological-mechanical systemic (NOMS) framework; and  The assessment should be carried out by a multidisciplinary team (MDT), which may be inclusive of, but not limited to, radiation oncologists, spine surgeons and interventional radiologists, among others.
Orthopaedics | Spine - Thoracolumbar (TL) and sacral surgery | TL and sacral fusion and fixation implant | TL pedicle screw - Shank, tulip | Zimmer Biomet | Poly TL 4.5 x 45 | 701M4545 | Standalone | DE0505870 | As per HSA registered indication(s) except for radiolucent implants which should be used as follows:  in patients with primary or metastatic spinal tumours who would benefit from post-operative high dose high precision beam therapy upon appropriate and stringent patient selection;  Patient selection should be done via standardised assessment such as the neurological-oncological-mechanical systemic (NOMS) framework; and  The assessment should be carried out by a multidisciplinary team (MDT), which may be inclusive of, but not limited to, radiation oncologists, spine surgeons and interventional radiologists, among others.
Orthopaedics | Spine - Thoracolumbar (TL) and sacral surgery | TL and sacral fusion and fixation implant | TL pedicle screw - Shank, tulip | Zimmer Biomet | Poly TL 5.5 x 35 | 701M5535 | Standalone | DE0505870 | As per HSA registered indication(s) except for radiolucent implants which should be used as follows:  in patients with primary or metastatic spinal tumours who would benefit from post-operative high dose high precision beam therapy upon appropriate and stringent patient selection;  Patient selection should be done via standardised assessment such as the neurological-oncological-mechanical systemic (NOMS) framework; and  The assessment should be carried out by a multidisciplinary team (MDT), which may be inclusive of, but not limited to, radiation oncologists, spine surgeons and interventional radiologists, among others.
Orthopaedics | Spine - Thoracolumbar (TL) and sacral surgery | TL and sacral fusion and fixation implant | TL pedicle screw - Shank, tulip | Zimmer Biomet | Poly TL 5.5 x 40 | 701M5540 | Standalone | DE0505870 | As per HSA registered indication(s) except for radiolucent implants which should be used as follows:  in patients with primary or metastatic spinal tumours who would benefit from post-operative high dose high precision beam therapy upon appropriate and stringent patient selection;  Patient selection should be done via standardised assessment such as the neurological-oncological-mechanical systemic (NOMS) framework; and  The assessment should be carried out by a multidisciplinary team (MDT), which may be inclusive of, but not limited to, radiation oncologists, spine surgeons and interventional radiologists, among others.
Orthopaedics | Spine - Thoracolumbar (TL) and sacral surgery | TL and sacral fusion and fixation implant | TL pedicle screw - Shank, tulip | Zimmer Biomet | Poly TL 5.5 x 45 | 701M5545 | Standalone | DE0505870 | As per HSA registered indication(s) except for radiolucent implants which should be used as follows:  in patients with primary or metastatic spinal tumours who would benefit from post-operative high dose high precision beam therapy upon appropriate and stringent patient selection;  Patient selection should be done via standardised assessment such as the neurological-oncological-mechanical systemic (NOMS) framework; and  The assessment should be carried out by a multidisciplinary team (MDT), which may be inclusive of, but not limited to, radiation oncologists, spine surgeons and interventional radiologists, among others.
Orthopaedics | Spine - Thoracolumbar (TL) and sacral surgery | TL and sacral fusion and fixation implant | TL pedicle screw - Shank, tulip | Zimmer Biomet | Poly TL 5.5 x 50 | 701M5550 | Standalone | DE0505870 | As per HSA registered indication(s) except for radiolucent implants which should be used as follows:  in patients with primary or metastatic spinal tumours who would benefit from post-operative high dose high precision beam therapy upon appropriate and stringent patient selection;  Patient selection should be done via standardised assessment such as the neurological-oncological-mechanical systemic (NOMS) framework; and  The assessment should be carried out by a multidisciplinary team (MDT), which may be inclusive of, but not limited to, radiation oncologists, spine surgeons and interventional radiologists, among others.
Orthopaedics | Spine - Thoracolumbar (TL) and sacral surgery | TL and sacral fusion and fixation implant | TL pedicle screw - Shank, tulip | Zimmer Biomet | Poly TL 5.5 x 55 | 701M5555 | Standalone | DE0505870 | As per HSA registered indication(s) except for radiolucent implants which should be used as follows:  in patients with primary or metastatic spinal tumours who would benefit from post-operative high dose high precision beam therapy upon appropriate and stringent patient selection;  Patient selection should be done via standardised assessment such as the neurological-oncological-mechanical systemic (NOMS) framework; and  The assessment should be carried out by a multidisciplinary team (MDT), which may be inclusive of, but not limited to, radiation oncologists, spine surgeons and interventional radiologists, among others.
Orthopaedics | Spine - Thoracolumbar (TL) and sacral surgery | TL and sacral fusion and fixation implant | TL pedicle screw - Shank, tulip | Zimmer Biomet | Poly TL 6.5 x 35 | 701M6535 | Standalone | DE0505870 | As per HSA registered indication(s) except for radiolucent implants which should be used as follows:  in patients with primary or metastatic spinal tumours who would benefit from post-operative high dose high precision beam therapy upon appropriate and stringent patient selection;  Patient selection should be done via standardised assessment such as the neurological-oncological-mechanical systemic (NOMS) framework; and  The assessment should be carried out by a multidisciplinary team (MDT), which may be inclusive of, but not limited to, radiation oncologists, spine surgeons and interventional radiologists, among others.
Orthopaedics | Spine - Thoracolumbar (TL) and sacral surgery | TL and sacral fusion and fixation implant | TL pedicle screw - Shank, tulip | Zimmer Biomet | Poly TL 6.5 x 40 | 701M6540 | Standalone | DE0505870 | As per HSA registered indication(s) except for radiolucent implants which should be used as follows:  in patients with primary or metastatic spinal tumours who would benefit from post-operative high dose high precision beam therapy upon appropriate and stringent patient selection;  Patient selection should be done via standardised assessment such as the neurological-oncological-mechanical systemic (NOMS) framework; and  The assessment should be carried out by a multidisciplinary team (MDT), which may be inclusive of, but not limited to, radiation oncologists, spine surgeons and interventional radiologists, among others.
Orthopaedics | Spine - Thoracolumbar (TL) and sacral surgery | TL and sacral fusion and fixation implant | TL pedicle screw - Shank, tulip | Zimmer Biomet | Poly TL 6.5 x 45 | 701M6545 | Standalone | DE0505870 | As per HSA registered indication(s) except for radiolucent implants which should be used as follows:  in patients with primary or metastatic spinal tumours who would benefit from post-operative high dose high precision beam therapy upon appropriate and stringent patient selection;  Patient selection should be done via standardised assessment such as the neurological-oncological-mechanical systemic (NOMS) framework; and  The assessment should be carried out by a multidisciplinary team (MDT), which may be inclusive of, but not limited to, radiation oncologists, spine surgeons and interventional radiologists, among others.
Orthopaedics | Spine - Thoracolumbar (TL) and sacral surgery | TL and sacral fusion and fixation implant | TL pedicle screw - Shank, tulip | Zimmer Biomet | Poly TL 6.5 x 50 | 701M6550 | Standalone | DE0505870 | As per HSA registered indication(s) except for radiolucent implants which should be used as follows:  in patients with primary or metastatic spinal tumours who would benefit from post-operative high dose high precision beam therapy upon appropriate and stringent patient selection;  Patient selection should be done via standardised assessment such as the neurological-oncological-mechanical systemic (NOMS) framework; and  The assessment should be carried out by a multidisciplinary team (MDT), which may be inclusive of, but not limited to, radiation oncologists, spine surgeons and interventional radiologists, among others.
Orthopaedics | Spine - Thoracolumbar (TL) and sacral surgery | TL and sacral fusion and fixation implant | TL pedicle screw - Shank, tulip | Zimmer Biomet | Poly TL 6.5 x 55 | 701M6555 | Standalone | DE0505870 | As per HSA registered indication(s) except for radiolucent implants which should be used as follows:  in patients with primary or metastatic spinal tumours who would benefit from post-operative high dose high precision beam therapy upon appropriate and stringent patient selection;  Patient selection should be done via standardised assessment such as the neurological-oncological-mechanical systemic (NOMS) framework; and  The assessment should be carried out by a multidisciplinary team (MDT), which may be inclusive of, but not limited to, radiation oncologists, spine surgeons and interventional radiologists, among others.
Orthopaedics | Spine - Thoracolumbar (TL) and sacral surgery | TL and sacral fusion and fixation implant | TL pedicle screw - Shank, tulip | Zimmer Biomet | Poly TL 7.5 x 35 | 701M7535 | Standalone | DE0505870 | As per HSA registered indication(s) except for radiolucent implants which should be used as follows:  in patients with primary or metastatic spinal tumours who would benefit from post-operative high dose high precision beam therapy upon appropriate and stringent patient selection;  Patient selection should be done via standardised assessment such as the neurological-oncological-mechanical systemic (NOMS) framework; and  The assessment should be carried out by a multidisciplinary team (MDT), which may be inclusive of, but not limited to, radiation oncologists, spine surgeons and interventional radiologists, among others.
Orthopaedics | Spine - Thoracolumbar (TL) and sacral surgery | TL and sacral fusion and fixation implant | TL pedicle screw - Shank, tulip | Zimmer Biomet | Poly TL 7.5 x 40 | 701M7540 | Standalone | DE0505870 | As per HSA registered indication(s) except for radiolucent implants which should be used as follows:  in patients with primary or metastatic spinal tumours who would benefit from post-operative high dose high precision beam therapy upon appropriate and stringent patient selection;  Patient selection should be done via standardised assessment such as the neurological-oncological-mechanical systemic (NOMS) framework; and  The assessment should be carried out by a multidisciplinary team (MDT), which may be inclusive of, but not limited to, radiation oncologists, spine surgeons and interventional radiologists, among others.
Orthopaedics | Spine - Thoracolumbar (TL) and sacral surgery | TL and sacral fusion and fixation implant | TL pedicle screw - Shank, tulip | Zimmer Biomet | Poly TL 7.5 x 45 | 701M7545 | Standalone | DE0505870 | As per HSA registered indication(s) except for radiolucent implants which should be used as follows:  in patients with primary or metastatic spinal tumours who would benefit from post-operative high dose high precision beam therapy upon appropriate and stringent patient selection;  Patient selection should be done via standardised assessment such as the neurological-oncological-mechanical systemic (NOMS) framework; and  The assessment should be carried out by a multidisciplinary team (MDT), which may be inclusive of, but not limited to, radiation oncologists, spine surgeons and interventional radiologists, among others.
Orthopaedics | Spine - Thoracolumbar (TL) and sacral surgery | TL and sacral fusion and fixation implant | TL pedicle screw - Shank, tulip | Zimmer Biomet | Poly TL 7.5 x 50 | 701M7550 | Standalone | DE0505870 | As per HSA registered indication(s) except for radiolucent implants which should be used as follows:  in patients with primary or metastatic spinal tumours who would benefit from post-operative high dose high precision beam therapy upon appropriate and stringent patient selection;  Patient selection should be done via standardised assessment such as the neurological-oncological-mechanical systemic (NOMS) framework; and  The assessment should be carried out by a multidisciplinary team (MDT), which may be inclusive of, but not limited to, radiation oncologists, spine surgeons and interventional radiologists, among others.
Orthopaedics | Spine - Thoracolumbar (TL) and sacral surgery | TL and sacral fusion and fixation implant | TL pedicle screw - Shank, tulip | Zimmer Biomet | Poly TL 7.5 x 55 | 701M7555 | Standalone | DE0505870 | As per HSA registered indication(s) except for radiolucent implants which should be used as follows:  in patients with primary or metastatic spinal tumours who would benefit from post-operative high dose high precision beam therapy upon appropriate and stringent patient selection;  Patient selection should be done via standardised assessment such as the neurological-oncological-mechanical systemic (NOMS) framework; and  The assessment should be carried out by a multidisciplinary team (MDT), which may be inclusive of, but not limited to, radiation oncologists, spine surgeons and interventional radiologists, among others.
Orthopaedics | Spine - Thoracolumbar (TL) and sacral surgery | TL and sacral fusion and fixation implant | TL pedicle screw - Shank, tulip | Zimmer Biomet | Polyaxial Reduction Screw, D5.5mm X 30mm | 703M5530 | Standalone | DE0505870 | As per HSA registered indication(s) except for radiolucent implants which should be used as follows:  in patients with primary or metastatic spinal tumours who would benefit from post-operative high dose high precision beam therapy upon appropriate and stringent patient selection;  Patient selection should be done via standardised assessment such as the neurological-oncological-mechanical systemic (NOMS) framework; and  The assessment should be carried out by a multidisciplinary team (MDT), which may be inclusive of, but not limited to, radiation oncologists, spine surgeons and interventional radiologists, among others.
Orthopaedics | Spine - Thoracolumbar (TL) and sacral surgery | TL and sacral fusion and fixation implant | TL pedicle screw - Shank, tulip | Zimmer Biomet | Polyaxial Reduction Screw, D5.5mm X 35mm | 703M5535 | Standalone | DE0505870 | As per HSA registered indication(s) except for radiolucent implants which should be used as follows:  in patients with primary or metastatic spinal tumours who would benefit from post-operative high dose high precision beam therapy upon appropriate and stringent patient selection;  Patient selection should be done via standardised assessment such as the neurological-oncological-mechanical systemic (NOMS) framework; and  The assessment should be carried out by a multidisciplinary team (MDT), which may be inclusive of, but not limited to, radiation oncologists, spine surgeons and interventional radiologists, among others.
Orthopaedics | Spine - Thoracolumbar (TL) and sacral surgery | TL and sacral fusion and fixation implant | TL pedicle screw - Shank, tulip | Zimmer Biomet | Polyaxial Reduction Screw, D5.5mm X 40mm | 703M5540 | Standalone | DE0505870 | As per HSA registered indication(s) except for radiolucent implants which should be used as follows:  in patients with primary or metastatic spinal tumours who would benefit from post-operative high dose high precision beam therapy upon appropriate and stringent patient selection;  Patient selection should be done via standardised assessment such as the neurological-oncological-mechanical systemic (NOMS) framework; and  The assessment should be carried out by a multidisciplinary team (MDT), which may be inclusive of, but not limited to, radiation oncologists, spine surgeons and interventional radiologists, among others.
Orthopaedics | Spine - Thoracolumbar (TL) and sacral surgery | TL and sacral fusion and fixation implant | TL pedicle screw - Shank, tulip | Zimmer Biomet | Polyaxial Reduction Screw, D5.5mm X 45mm | 703M5545 | Standalone | DE0505870 | As per HSA registered indication(s) except for radiolucent implants which should be used as follows:  in patients with primary or metastatic spinal tumours who would benefit from post-operative high dose high precision beam therapy upon appropriate and stringent patient selection;  Patient selection should be done via standardised assessment such as the neurological-oncological-mechanical systemic (NOMS) framework; and  The assessment should be carried out by a multidisciplinary team (MDT), which may be inclusive of, but not limited to, radiation oncologists, spine surgeons and interventional radiologists, among others.
Orthopaedics | Spine - Thoracolumbar (TL) and sacral surgery | TL and sacral fusion and fixation implant | TL pedicle screw - Shank, tulip | Zimmer Biomet | Polyaxial Reduction Screw, D5.5mm X 50mm | 703M5550 | Standalone | DE0505870 | As per HSA registered indication(s) except for radiolucent implants which should be used as follows:  in patients with primary or metastatic spinal tumours who would benefit from post-operative high dose high precision beam therapy upon appropriate and stringent patient selection;  Patient selection should be done via standardised assessment such as the neurological-oncological-mechanical systemic (NOMS) framework; and  The assessment should be carried out by a multidisciplinary team (MDT), which may be inclusive of, but not limited to, radiation oncologists, spine surgeons and interventional radiologists, among others.
Orthopaedics | Spine - Thoracolumbar (TL) and sacral surgery | TL and sacral fusion and fixation implant | TL pedicle screw - Shank, tulip | Zimmer Biomet | Polyaxial Reduction Screw, D6.5mm X 30mm | 703M6530 | Standalone | DE0505870 | As per HSA registered indication(s) except for radiolucent implants which should be used as follows:  in patients with primary or metastatic spinal tumours who would benefit from post-operative high dose high precision beam therapy upon appropriate and stringent patient selection;  Patient selection should be done via standardised assessment such as the neurological-oncological-mechanical systemic (NOMS) framework; and  The assessment should be carried out by a multidisciplinary team (MDT), which may be inclusive of, but not limited to, radiation oncologists, spine surgeons and interventional radiologists, among others.
Orthopaedics | Spine - Thoracolumbar (TL) and sacral surgery | TL and sacral fusion and fixation implant | TL pedicle screw - Shank, tulip | Zimmer Biomet | Polyaxial Reduction Screw, D6.5mm X 35mm | 703M6535 | Standalone | DE0505870 | As per HSA registered indication(s) except for radiolucent implants which should be used as follows:  in patients with primary or metastatic spinal tumours who would benefit from post-operative high dose high precision beam therapy upon appropriate and stringent patient selection;  Patient selection should be done via standardised assessment such as the neurological-oncological-mechanical systemic (NOMS) framework; and  The assessment should be carried out by a multidisciplinary team (MDT), which may be inclusive of, but not limited to, radiation oncologists, spine surgeons and interventional radiologists, among others.
Orthopaedics | Spine - Thoracolumbar (TL) and sacral surgery | TL and sacral fusion and fixation implant | TL pedicle screw - Shank, tulip | Zimmer Biomet | Polyaxial Reduction Screw, D6.5mm X 40mm | 703M6540 | Standalone | DE0505870 | As per HSA registered indication(s) except for radiolucent implants which should be used as follows:  in patients with primary or metastatic spinal tumours who would benefit from post-operative high dose high precision beam therapy upon appropriate and stringent patient selection;  Patient selection should be done via standardised assessment such as the neurological-oncological-mechanical systemic (NOMS) framework; and  The assessment should be carried out by a multidisciplinary team (MDT), which may be inclusive of, but not limited to, radiation oncologists, spine surgeons and interventional radiologists, among others.
Orthopaedics | Spine - Thoracolumbar (TL) and sacral surgery | TL and sacral fusion and fixation implant | TL pedicle screw - Shank, tulip | Zimmer Biomet | Polyaxial Reduction Screw, D6.5mm X 45mm | 703M6545 | Standalone | DE0505870 | As per HSA registered indication(s) except for radiolucent implants which should be used as follows:  in patients with primary or metastatic spinal tumours who would benefit from post-operative high dose high precision beam therapy upon appropriate and stringent patient selection;  Patient selection should be done via standardised assessment such as the neurological-oncological-mechanical systemic (NOMS) framework; and  The assessment should be carried out by a multidisciplinary team (MDT), which may be inclusive of, but not limited to, radiation oncologists, spine surgeons and interventional radiologists, among others.
Orthopaedics | Spine - Thoracolumbar (TL) and sacral surgery | TL and sacral fusion and fixation implant | TL pedicle screw - Shank, tulip | Zimmer Biomet | Polyaxial Reduction Screw, D6.5mm X 50mm | 703M6550 | Standalone | DE0505870 | As per HSA registered indication(s) except for radiolucent implants which should be used as follows:  in patients with primary or metastatic spinal tumours who would benefit from post-operative high dose high precision beam therapy upon appropriate and stringent patient selection;  Patient selection should be done via standardised assessment such as the neurological-oncological-mechanical systemic (NOMS) framework; and  The assessment should be carried out by a multidisciplinary team (MDT), which may be inclusive of, but not limited to, radiation oncologists, spine surgeons and interventional radiologists, among others.
Orthopaedics | Spine - Thoracolumbar (TL) and sacral surgery | TL and sacral fusion and fixation implant | TL pedicle screw - Shank, tulip | Zimmer Biomet | Polyaxial Reduction Screw, D7.5mm X 30mm | 703M7530 | Standalone | DE0505870 | As per HSA registered indication(s) except for radiolucent implants which should be used as follows:  in patients with primary or metastatic spinal tumours who would benefit from post-operative high dose high precision beam therapy upon appropriate and stringent patient selection;  Patient selection should be done via standardised assessment such as the neurological-oncological-mechanical systemic (NOMS) framework; and  The assessment should be carried out by a multidisciplinary team (MDT), which may be inclusive of, but not limited to, radiation oncologists, spine surgeons and interventional radiologists, among others.
Orthopaedics | Spine - Thoracolumbar (TL) and sacral surgery | TL and sacral fusion and fixation implant | TL pedicle screw - Shank, tulip | Zimmer Biomet | Polyaxial Reduction Screw, D7.5mm X 35mm | 703M7535 | Standalone | DE0505870 | As per HSA registered indication(s) except for radiolucent implants which should be used as follows:  in patients with primary or metastatic spinal tumours who would benefit from post-operative high dose high precision beam therapy upon appropriate and stringent patient selection;  Patient selection should be done via standardised assessment such as the neurological-oncological-mechanical systemic (NOMS) framework; and  The assessment should be carried out by a multidisciplinary team (MDT), which may be inclusive of, but not limited to, radiation oncologists, spine surgeons and interventional radiologists, among others.
Orthopaedics | Spine - Thoracolumbar (TL) and sacral surgery | TL and sacral fusion and fixation implant | TL pedicle screw - Shank, tulip | Zimmer Biomet | Polyaxial Reduction Screw, D7.5mm X 40mm | 703M7540 | Standalone | DE0505870 | As per HSA registered indication(s) except for radiolucent implants which should be used as follows:  in patients with primary or metastatic spinal tumours who would benefit from post-operative high dose high precision beam therapy upon appropriate and stringent patient selection;  Patient selection should be done via standardised assessment such as the neurological-oncological-mechanical systemic (NOMS) framework; and  The assessment should be carried out by a multidisciplinary team (MDT), which may be inclusive of, but not limited to, radiation oncologists, spine surgeons and interventional radiologists, among others.
Orthopaedics | Spine - Thoracolumbar (TL) and sacral surgery | TL and sacral fusion and fixation implant | TL pedicle screw - Shank, tulip | Zimmer Biomet | Polyaxial Reduction Screw, D7.5mm X 45mm | 703M7545 | Standalone | DE0505870 | As per HSA registered indication(s) except for radiolucent implants which should be used as follows:  in patients with primary or metastatic spinal tumours who would benefit from post-operative high dose high precision beam therapy upon appropriate and stringent patient selection;  Patient selection should be done via standardised assessment such as the neurological-oncological-mechanical systemic (NOMS) framework; and  The assessment should be carried out by a multidisciplinary team (MDT), which may be inclusive of, but not limited to, radiation oncologists, spine surgeons and interventional radiologists, among others.
Orthopaedics | Spine - Thoracolumbar (TL) and sacral surgery | TL and sacral fusion and fixation implant | TL pedicle screw - Shank, tulip | Zimmer Biomet | Polyaxial Reduction Screw, D7.5mm X 50mm | 703M7550 | Standalone | DE0505870 | As per HSA registered indication(s) except for radiolucent implants which should be used as follows:  in patients with primary or metastatic spinal tumours who would benefit from post-operative high dose high precision beam therapy upon appropriate and stringent patient selection;  Patient selection should be done via standardised assessment such as the neurological-oncological-mechanical systemic (NOMS) framework; and  The assessment should be carried out by a multidisciplinary team (MDT), which may be inclusive of, but not limited to, radiation oncologists, spine surgeons and interventional radiologists, among others.
Orthopaedics | Spine - Thoracolumbar (TL) and sacral surgery | TL and sacral fusion and fixation implant | TL pedicle screw - Shank, tulip | K2M | POLYAXIAL SCREW, CANNULATED 7.5x60 MM | M5111-07560 | Standalone | DE0016948 | As per HSA registered indication(s) except for radiolucent implants which should be used as follows:  in patients with primary or metastatic spinal tumours who would benefit from post-operative high dose high precision beam therapy upon appropriate and stringent patient selection;  Patient selection should be done via standardised assessment such as the neurological-oncological-mechanical systemic (NOMS) framework; and  The assessment should be carried out by a multidisciplinary team (MDT), which may be inclusive of, but not limited to, radiation oncologists, spine surgeons and interventional radiologists, among others.
Orthopaedics | Spine - Thoracolumbar (TL) and sacral surgery | TL and sacral fusion and fixation implant | TL pedicle screw - Shank, tulip | K2M | POLYAXIAL SCREW, CANNULATED 7.5x65 MM | M5111-07565 | Standalone | DE0016948 | As per HSA registered indication(s) except for radiolucent implants which should be used as follows:  in patients with primary or metastatic spinal tumours who would benefit from post-operative high dose high precision beam therapy upon appropriate and stringent patient selection;  Patient selection should be done via standardised assessment such as the neurological-oncological-mechanical systemic (NOMS) framework; and  The assessment should be carried out by a multidisciplinary team (MDT), which may be inclusive of, but not limited to, radiation oncologists, spine surgeons and interventional radiologists, among others.
Orthopaedics | Spine - Thoracolumbar (TL) and sacral surgery | TL and sacral fusion and fixation implant | TL pedicle screw - Shank, tulip | K2M | POLYAXIAL SCREW, CANNULATED 7.5x70 MM | M5111-07570 | Standalone | DE0016948 | As per HSA registered indication(s) except for radiolucent implants which should be used as follows:  in patients with primary or metastatic spinal tumours who would benefit from post-operative high dose high precision beam therapy upon appropriate and stringent patient selection;  Patient selection should be done via standardised assessment such as the neurological-oncological-mechanical systemic (NOMS) framework; and  The assessment should be carried out by a multidisciplinary team (MDT), which may be inclusive of, but not limited to, radiation oncologists, spine surgeons and interventional radiologists, among others.
Orthopaedics | Spine - Thoracolumbar (TL) and sacral surgery | TL and sacral fusion and fixation implant | TL pedicle screw - Shank, tulip | K2M | POLYAXIAL SCREW, CANNULATED 7.5x75 MM | M5111-07575 | Standalone | DE0016948 | As per HSA registered indication(s) except for radiolucent implants which should be used as follows:  in patients with primary or metastatic spinal tumours who would benefit from post-operative high dose high precision beam therapy upon appropriate and stringent patient selection;  Patient selection should be done via standardised assessment such as the neurological-oncological-mechanical systemic (NOMS) framework; and  The assessment should be carried out by a multidisciplinary team (MDT), which may be inclusive of, but not limited to, radiation oncologists, spine surgeons and interventional radiologists, among others.
Orthopaedics | Spine - Thoracolumbar (TL) and sacral surgery | TL and sacral fusion and fixation implant | TL pedicle screw - Shank, tulip | K2M | POLYAXIAL SCREW, CANNULATED 7.5x80 MM | M5111-07580 | Standalone | DE0016948 | As per HSA registered indication(s) except for radiolucent implants which should be used as follows:  in patients with primary or metastatic spinal tumours who would benefit from post-operative high dose high precision beam therapy upon appropriate and stringent patient selection;  Patient selection should be done via standardised assessment such as the neurological-oncological-mechanical systemic (NOMS) framework; and  The assessment should be carried out by a multidisciplinary team (MDT), which may be inclusive of, but not limited to, radiation oncologists, spine surgeons and interventional radiologists, among others.
Orthopaedics | Spine - Thoracolumbar (TL) and sacral surgery | TL and sacral fusion and fixation implant | TL pedicle screw - Shank, tulip | K2M | POLYAXIAL SCREW, CANNULATED 7.5x85 MM | M5111-07585 | Standalone | DE0016948 | As per HSA registered indication(s) except for radiolucent implants which should be used as follows:  in patients with primary or metastatic spinal tumours who would benefit from post-operative high dose high precision beam therapy upon appropriate and stringent patient selection;  Patient selection should be done via standardised assessment such as the neurological-oncological-mechanical systemic (NOMS) framework; and  The assessment should be carried out by a multidisciplinary team (MDT), which may be inclusive of, but not limited to, radiation oncologists, spine surgeons and interventional radiologists, among others.
Orthopaedics | Spine - Thoracolumbar (TL) and sacral surgery | TL and sacral fusion and fixation implant | TL pedicle screw - Shank, tulip | K2M | POLYAXIAL SCREW, CANNULATED 7.5x90 MM | M5111-07590 | Standalone | DE0016948 | As per HSA registered indication(s) except for radiolucent implants which should be used as follows:  in patients with primary or metastatic spinal tumours who would benefit from post-operative high dose high precision beam therapy upon appropriate and stringent patient selection;  Patient selection should be done via standardised assessment such as the neurological-oncological-mechanical systemic (NOMS) framework; and  The assessment should be carried out by a multidisciplinary team (MDT), which may be inclusive of, but not limited to, radiation oncologists, spine surgeons and interventional radiologists, among others.
Orthopaedics | Spine - Thoracolumbar (TL) and sacral surgery | TL and sacral fusion and fixation implant | TL pedicle screw - Shank, tulip | K2M | POLYAXIAL SCREW, CANNULATED 8.5x100 MM | M5111-085100 | Standalone | DE0016948 | As per HSA registered indication(s) except for radiolucent implants which should be used as follows:  in patients with primary or metastatic spinal tumours who would benefit from post-operative high dose high precision beam therapy upon appropriate and stringent patient selection;  Patient selection should be done via standardised assessment such as the neurological-oncological-mechanical systemic (NOMS) framework; and  The assessment should be carried out by a multidisciplinary team (MDT), which may be inclusive of, but not limited to, radiation oncologists, spine surgeons and interventional radiologists, among others.
Orthopaedics | Spine - Thoracolumbar (TL) and sacral surgery | TL and sacral fusion and fixation implant | TL pedicle screw - Shank, tulip | K2M | POLYAXIAL SCREW, CANNULATED 8.5x60 MM | M5111-08560 | Standalone | DE0016948 | As per HSA registered indication(s) except for radiolucent implants which should be used as follows:  in patients with primary or metastatic spinal tumours who would benefit from post-operative high dose high precision beam therapy upon appropriate and stringent patient selection;  Patient selection should be done via standardised assessment such as the neurological-oncological-mechanical systemic (NOMS) framework; and  The assessment should be carried out by a multidisciplinary team (MDT), which may be inclusive of, but not limited to, radiation oncologists, spine surgeons and interventional radiologists, among others.
Orthopaedics | Spine - Thoracolumbar (TL) and sacral surgery | TL and sacral fusion and fixation implant | TL pedicle screw - Shank, tulip | K2M | POLYAXIAL SCREW, CANNULATED 8.5x65 MM | M5111-08565 | Standalone | DE0016948 | As per HSA registered indication(s) except for radiolucent implants which should be used as follows:  in patients with primary or metastatic spinal tumours who would benefit from post-operative high dose high precision beam therapy upon appropriate and stringent patient selection;  Patient selection should be done via standardised assessment such as the neurological-oncological-mechanical systemic (NOMS) framework; and  The assessment should be carried out by a multidisciplinary team (MDT), which may be inclusive of, but not limited to, radiation oncologists, spine surgeons and interventional radiologists, among others.
Orthopaedics | Spine - Thoracolumbar (TL) and sacral surgery | TL and sacral fusion and fixation implant | TL pedicle screw - Shank, tulip | K2M | POLYAXIAL SCREW, CANNULATED 8.5x70 MM | M5111-08570 | Standalone | DE0016948 | As per HSA registered indication(s) except for radiolucent implants which should be used as follows:  in patients with primary or metastatic spinal tumours who would benefit from post-operative high dose high precision beam therapy upon appropriate and stringent patient selection;  Patient selection should be done via standardised assessment such as the neurological-oncological-mechanical systemic (NOMS) framework; and  The assessment should be carried out by a multidisciplinary team (MDT), which may be inclusive of, but not limited to, radiation oncologists, spine surgeons and interventional radiologists, among others.
Orthopaedics | Spine - Thoracolumbar (TL) and sacral surgery | TL and sacral fusion and fixation implant | TL pedicle screw - Shank, tulip | K2M | POLYAXIAL SCREW, CANNULATED 8.5x75 MM | M5111-08575 | Standalone | DE0016948 | As per HSA registered indication(s) except for radiolucent implants which should be used as follows:  in patients with primary or metastatic spinal tumours who would benefit from post-operative high dose high precision beam therapy upon appropriate and stringent patient selection;  Patient selection should be done via standardised assessment such as the neurological-oncological-mechanical systemic (NOMS) framework; and  The assessment should be carried out by a multidisciplinary team (MDT), which may be inclusive of, but not limited to, radiation oncologists, spine surgeons and interventional radiologists, among others.
Orthopaedics | Spine - Thoracolumbar (TL) and sacral surgery | TL and sacral fusion and fixation implant | TL pedicle screw - Shank, tulip | K2M | POLYAXIAL SCREW, CANNULATED 8.5x80 MM | M5111-08580 | Standalone | DE0016948 | As per HSA registered indication(s) except for radiolucent implants which should be used as follows:  in patients with primary or metastatic spinal tumours who would benefit from post-operative high dose high precision beam therapy upon appropriate and stringent patient selection;  Patient selection should be done via standardised assessment such as the neurological-oncological-mechanical systemic (NOMS) framework; and  The assessment should be carried out by a multidisciplinary team (MDT), which may be inclusive of, but not limited to, radiation oncologists, spine surgeons and interventional radiologists, among others.
Orthopaedics | Spine - Thoracolumbar (TL) and sacral surgery | TL and sacral fusion and fixation implant | TL pedicle screw - Shank, tulip | K2M | POLYAXIAL SCREW, CANNULATED 8.5x85 MM | M5111-08585 | Standalone | DE0016948 | As per HSA registered indication(s) except for radiolucent implants which should be used as follows:  in patients with primary or metastatic spinal tumours who would benefit from post-operative high dose high precision beam therapy upon appropriate and stringent patient selection;  Patient selection should be done via standardised assessment such as the neurological-oncological-mechanical systemic (NOMS) framework; and  The assessment should be carried out by a multidisciplinary team (MDT), which may be inclusive of, but not limited to, radiation oncologists, spine surgeons and interventional radiologists, among others.
Orthopaedics | Spine - Thoracolumbar (TL) and sacral surgery | TL and sacral fusion and fixation implant | TL pedicle screw - Shank, tulip | K2M | POLYAXIAL SCREW, CANNULATED 8.5x90 MM | M5111-08590 | Standalone | DE0016948 | As per HSA registered indication(s) except for radiolucent implants which should be used as follows:  in patients with primary or metastatic spinal tumours who would benefit from post-operative high dose high precision beam therapy upon appropriate and stringent patient selection;  Patient selection should be done via standardised assessment such as the neurological-oncological-mechanical systemic (NOMS) framework; and  The assessment should be carried out by a multidisciplinary team (MDT), which may be inclusive of, but not limited to, radiation oncologists, spine surgeons and interventional radiologists, among others.
Orthopaedics | Spine - Thoracolumbar (TL) and sacral surgery | TL and sacral fusion and fixation implant | TL pedicle screw - Shank, tulip | K2M | POLYAXIAL SCREW, CANNULATED 8.5x95 MM | M5111-08595 | Standalone | DE0016948 | As per HSA registered indication(s) except for radiolucent implants which should be used as follows:  in patients with primary or metastatic spinal tumours who would benefit from post-operative high dose high precision beam therapy upon appropriate and stringent patient selection;  Patient selection should be done via standardised assessment such as the neurological-oncological-mechanical systemic (NOMS) framework; and  The assessment should be carried out by a multidisciplinary team (MDT), which may be inclusive of, but not limited to, radiation oncologists, spine surgeons and interventional radiologists, among others.
Orthopaedics | Spine - Occipito-cervical (OC) surgery | OC fusion and fixation implant | OC hook set, clamp, staple, staple locking screw | K2M | POSTERIOR CERVICAL HOOK | 1101-83501 | Standalone | DE0014119 | As per HSA registered indication(s)
Orthopaedics | Spine - Occipito-cervical (OC) surgery | OC fusion and fixation implant | OC hook set, clamp, staple, staple locking screw | K2M | Posterior Cervical Hook, Laminar; Size 3.5x8.0 mm | 7601-80003 | Standalone | DE0502861 | As per HSA registered indication(s)
Orthopaedics | Spine - Occipito-cervical (OC) surgery | OC fusion and fixation implant | OC hook set, clamp, staple, staple locking screw | K2M | Posterior Cervical Hook, Laminar; Size 3.5x8.0 mm ML | 7601-80029 | Standalone | DE0502861 | As per HSA registered indication(s)
Orthopaedics | Spine - Occipito-cervical (OC) surgery | OC fusion and fixation implant | OC hook set, clamp, staple, staple locking screw | K2M | Posterior Cervical Hook, Laminar; Size 5.0x8.0 mm ML | 7601-80033 | Standalone | DE0502861 | As per HSA registered indication(s)
Orthopaedics | Spine - Occipito-cervical (OC) surgery | OC fusion and fixation implant | OC hook set, clamp, staple, staple locking screw | K2M | Posterior Cervical Hook; Size 3.5x3.5 mm ML TP | 7601-80034 | Standalone | DE0502861 | As per HSA registered indication(s)
Orthopaedics | Spine - Occipito-cervical (OC) surgery | OC fusion and fixation implant | OC hook set, clamp, staple, staple locking screw | K2M | Posterior Cervical Hook; Size 3.5x4.5 mm ML TP | 7601-80035 | Standalone | DE0502861 | As per HSA registered indication(s)
Orthopaedics | Spine - Occipito-cervical (OC) surgery | OC fusion and fixation implant | OC hook set, clamp, staple, staple locking screw | K2M | Posterior Cervical Hook; Size 3.5x4.5 mm TP | 7601-80019 | Standalone | DE0502861 | As per HSA registered indication(s)
Orthopaedics | Spine - Occipito-cervical (OC) surgery | OC fusion and fixation implant | OC hook set, clamp, staple, staple locking screw | K2M | Posterior Cervical Hook; Size 3.5x6.0 mm ML TP | 7601-80036 | Standalone | DE0502861 | As per HSA registered indication(s)
Orthopaedics | Spine - Occipito-cervical (OC) surgery | OC fusion and fixation implant | OC hook set, clamp, staple, staple locking screw | K2M | Posterior Cervical Hook; Size 3.5x6.0 mm TP | 7601-80020 | Standalone | DE0502861 | As per HSA registered indication(s)
Orthopaedics | Spine - Occipito-cervical (OC) surgery | OC fusion and fixation implant | OC hook set, clamp, staple, staple locking screw | K2M | Posterior Cervical Hook; Size 3.5x8.0 mm ML TP | 7601-80037 | Standalone | DE0502861 | As per HSA registered indication(s)
Orthopaedics | Spine - Occipito-cervical (OC) surgery | OC fusion and fixation implant | OC hook set, clamp, staple, staple locking screw | K2M | Posterior Cervical Hook; Size 3.5x8.0 mm TP | 7601-80021 | Standalone | DE0502861 | As per HSA registered indication(s)
Orthopaedics | Spine - Occipito-cervical (OC) surgery | OC fusion and fixation implant | OC hook set, clamp, staple, staple locking screw | K2M | Posterior Cervical Hook; Size 5.0x3.5 mm ML TP | 7601-80038 | Standalone | DE0502861 | As per HSA registered indication(s)
Orthopaedics | Spine - Thoracolumbar (TL) and sacral surgery | TL and sacral fusion and fixation implant | TL pedicle screw - Shank, tulip | NuVasive Inc. | PPS DBRII Tulip, 5.5mm Rod | 7782004 | Standalone | DE0007103 | As per HSA registered indication(s) except for radiolucent implants which should be used as follows:  in patients with primary or metastatic spinal tumours who would benefit from post-operative high dose high precision beam therapy upon appropriate and stringent patient selection;  Patient selection should be done via standardised assessment such as the neurological-oncological-mechanical systemic (NOMS) framework; and  The assessment should be carried out by a multidisciplinary team (MDT), which may be inclusive of, but not limited to, radiation oncologists, spine surgeons and interventional radiologists, among others.
Orthopaedics | Spine - Thoracolumbar (TL) and sacral surgery | TL and sacral fusion and fixation implant | TL pedicle screw - Locking screw | NuVasive Inc. | PPS Lock Screw, 5.5mm Rod | 7782001 | Standalone | DE0007102 | As per HSA registered indication(s) except for radiolucent implants which should be used as follows:  in patients with primary or metastatic spinal tumours who would benefit from post-operative high dose high precision beam therapy upon appropriate and stringent patient selection;  Patient selection should be done via standardised assessment such as the neurological-oncological-mechanical systemic (NOMS) framework; and  The assessment should be carried out by a multidisciplinary team (MDT), which may be inclusive of, but not limited to, radiation oncologists, spine surgeons and interventional radiologists, among others.
Orthopaedics | Spine - Thoracolumbar (TL) and sacral surgery | TL and sacral fusion and fixation implant | TL pedicle screw - Locking screw | NuVasive Inc. | PPS Lock Screw, 6.25mm Rod | 7772001 | Standalone | DE0007102 | As per HSA registered indication(s) except for radiolucent implants which should be used as follows:  in patients with primary or metastatic spinal tumours who would benefit from post-operative high dose high precision beam therapy upon appropriate and stringent patient selection;  Patient selection should be done via standardised assessment such as the neurological-oncological-mechanical systemic (NOMS) framework; and  The assessment should be carried out by a multidisciplinary team (MDT), which may be inclusive of, but not limited to, radiation oncologists, spine surgeons and interventional radiologists, among others.
Orthopaedics | Spine - Thoracolumbar (TL) and sacral surgery | TL and sacral fusion and fixation implant | TL pedicle screw - Shank, tulip | NuVasive Inc. | PPS Posted Shank, 4.5x50mm Cannulated | 7754550 | Standalone | DE0007102 | As per HSA registered indication(s) except for radiolucent implants which should be used as follows:  in patients with primary or metastatic spinal tumours who would benefit from post-operative high dose high precision beam therapy upon appropriate and stringent patient selection;  Patient selection should be done via standardised assessment such as the neurological-oncological-mechanical systemic (NOMS) framework; and  The assessment should be carried out by a multidisciplinary team (MDT), which may be inclusive of, but not limited to, radiation oncologists, spine surgeons and interventional radiologists, among others.
Orthopaedics | Spine - Thoracolumbar (TL) and sacral surgery | TL and sacral fusion and fixation implant | TL pedicle screw - Shank, tulip | NuVasive Inc. | PPS Screw Shank, 4.5x25mm Cannulated | 7754525 | Standalone | DE0007102 | As per HSA registered indication(s) except for radiolucent implants which should be used as follows:  in patients with primary or metastatic spinal tumours who would benefit from post-operative high dose high precision beam therapy upon appropriate and stringent patient selection;  Patient selection should be done via standardised assessment such as the neurological-oncological-mechanical systemic (NOMS) framework; and  The assessment should be carried out by a multidisciplinary team (MDT), which may be inclusive of, but not limited to, radiation oncologists, spine surgeons and interventional radiologists, among others.
Orthopaedics | Spine - Thoracolumbar (TL) and sacral surgery | TL and sacral fusion and fixation implant | TL pedicle screw - Shank, tulip | NuVasive Inc. | PPS Screw Shank, 4.5x30mm Cannulated | 7754530 | Standalone | DE0007102 | As per HSA registered indication(s) except for radiolucent implants which should be used as follows:  in patients with primary or metastatic spinal tumours who would benefit from post-operative high dose high precision beam therapy upon appropriate and stringent patient selection;  Patient selection should be done via standardised assessment such as the neurological-oncological-mechanical systemic (NOMS) framework; and  The assessment should be carried out by a multidisciplinary team (MDT), which may be inclusive of, but not limited to, radiation oncologists, spine surgeons and interventional radiologists, among others.
Orthopaedics | Spine - Thoracolumbar (TL) and sacral surgery | TL and sacral fusion and fixation implant | TL pedicle screw - Shank, tulip | NuVasive Inc. | PPS Screw Shank, 4.5x35mm Cannulated | 7754535 | Standalone | DE0007102 | As per HSA registered indication(s) except for radiolucent implants which should be used as follows:  in patients with primary or metastatic spinal tumours who would benefit from post-operative high dose high precision beam therapy upon appropriate and stringent patient selection;  Patient selection should be done via standardised assessment such as the neurological-oncological-mechanical systemic (NOMS) framework; and  The assessment should be carried out by a multidisciplinary team (MDT), which may be inclusive of, but not limited to, radiation oncologists, spine surgeons and interventional radiologists, among others.
Orthopaedics | Spine - Thoracolumbar (TL) and sacral surgery | TL and sacral fusion and fixation implant | TL pedicle screw - Shank, tulip | NuVasive Inc. | PPS Screw Shank, 4.5x40mm Cannulated | 7754540 | Standalone | DE0007102 | As per HSA registered indication(s) except for radiolucent implants which should be used as follows:  in patients with primary or metastatic spinal tumours who would benefit from post-operative high dose high precision beam therapy upon appropriate and stringent patient selection;  Patient selection should be done via standardised assessment such as the neurological-oncological-mechanical systemic (NOMS) framework; and  The assessment should be carried out by a multidisciplinary team (MDT), which may be inclusive of, but not limited to, radiation oncologists, spine surgeons and interventional radiologists, among others.
Orthopaedics | Spine - Thoracolumbar (TL) and sacral surgery | TL and sacral fusion and fixation implant | TL pedicle screw - Shank, tulip | NuVasive Inc. | PPS Screw Shank, 4.5x45mm Cannulated | 7754545 | Standalone | DE0007102 | As per HSA registered indication(s) except for radiolucent implants which should be used as follows:  in patients with primary or metastatic spinal tumours who would benefit from post-operative high dose high precision beam therapy upon appropriate and stringent patient selection;  Patient selection should be done via standardised assessment such as the neurological-oncological-mechanical systemic (NOMS) framework; and  The assessment should be carried out by a multidisciplinary team (MDT), which may be inclusive of, but not limited to, radiation oncologists, spine surgeons and interventional radiologists, among others.
Orthopaedics | Spine - Thoracolumbar (TL) and sacral surgery | TL and sacral fusion and fixation implant | TL pedicle screw - Shank, tulip | NuVasive Inc. | PPS Screw Shank, 5.5x30mm Cannulated | 7755530 | Standalone | DE0007102 | As per HSA registered indication(s) except for radiolucent implants which should be used as follows:  in patients with primary or metastatic spinal tumours who would benefit from post-operative high dose high precision beam therapy upon appropriate and stringent patient selection;  Patient selection should be done via standardised assessment such as the neurological-oncological-mechanical systemic (NOMS) framework; and  The assessment should be carried out by a multidisciplinary team (MDT), which may be inclusive of, but not limited to, radiation oncologists, spine surgeons and interventional radiologists, among others.
Orthopaedics | Spine - Thoracolumbar (TL) and sacral surgery | TL and sacral fusion and fixation implant | TL pedicle screw - Shank, tulip | NuVasive Inc. | PPS Screw Shank, 5.5x35mm Cannulated | 7755535 | Standalone | DE0007102 | As per HSA registered indication(s) except for radiolucent implants which should be used as follows:  in patients with primary or metastatic spinal tumours who would benefit from post-operative high dose high precision beam therapy upon appropriate and stringent patient selection;  Patient selection should be done via standardised assessment such as the neurological-oncological-mechanical systemic (NOMS) framework; and  The assessment should be carried out by a multidisciplinary team (MDT), which may be inclusive of, but not limited to, radiation oncologists, spine surgeons and interventional radiologists, among others.
Orthopaedics | Spine - Thoracolumbar (TL) and sacral surgery | TL and sacral fusion and fixation implant | TL pedicle screw - Shank, tulip | NuVasive Inc. | PPS Screw Shank, 5.5x40mm Cannulated | 7755540 | Standalone | DE0007102 | As per HSA registered indication(s) except for radiolucent implants which should be used as follows:  in patients with primary or metastatic spinal tumours who would benefit from post-operative high dose high precision beam therapy upon appropriate and stringent patient selection;  Patient selection should be done via standardised assessment such as the neurological-oncological-mechanical systemic (NOMS) framework; and  The assessment should be carried out by a multidisciplinary team (MDT), which may be inclusive of, but not limited to, radiation oncologists, spine surgeons and interventional radiologists, among others.
Orthopaedics | Spine - Thoracolumbar (TL) and sacral surgery | TL and sacral fusion and fixation implant | TL pedicle screw - Shank, tulip | NuVasive Inc. | PPS Screw Shank, 5.5x45mm Cannulated | 7755545 | Standalone | DE0007102 | As per HSA registered indication(s) except for radiolucent implants which should be used as follows:  in patients with primary or metastatic spinal tumours who would benefit from post-operative high dose high precision beam therapy upon appropriate and stringent patient selection;  Patient selection should be done via standardised assessment such as the neurological-oncological-mechanical systemic (NOMS) framework; and  The assessment should be carried out by a multidisciplinary team (MDT), which may be inclusive of, but not limited to, radiation oncologists, spine surgeons and interventional radiologists, among others.
Orthopaedics | Spine - Thoracolumbar (TL) and sacral surgery | TL and sacral fusion and fixation implant | TL pedicle screw - Shank, tulip | NuVasive Inc. | PPS Screw Shank, 5.5x50mm Cannulated | 7755550 | Standalone | DE0007102 | As per HSA registered indication(s) except for radiolucent implants which should be used as follows:  in patients with primary or metastatic spinal tumours who would benefit from post-operative high dose high precision beam therapy upon appropriate and stringent patient selection;  Patient selection should be done via standardised assessment such as the neurological-oncological-mechanical systemic (NOMS) framework; and  The assessment should be carried out by a multidisciplinary team (MDT), which may be inclusive of, but not limited to, radiation oncologists, spine surgeons and interventional radiologists, among others.
Orthopaedics | Spine - Thoracolumbar (TL) and sacral surgery | TL and sacral fusion and fixation implant | TL pedicle screw - Shank, tulip | NuVasive Inc. | PPS Screw Shank, 5.5x55mm Cannulated | 7755555 | Standalone | DE0007102 | As per HSA registered indication(s) except for radiolucent implants which should be used as follows:  in patients with primary or metastatic spinal tumours who would benefit from post-operative high dose high precision beam therapy upon appropriate and stringent patient selection;  Patient selection should be done via standardised assessment such as the neurological-oncological-mechanical systemic (NOMS) framework; and  The assessment should be carried out by a multidisciplinary team (MDT), which may be inclusive of, but not limited to, radiation oncologists, spine surgeons and interventional radiologists, among others.
Orthopaedics | Spine - Thoracolumbar (TL) and sacral surgery | TL and sacral fusion and fixation implant | TL pedicle screw - Shank, tulip | NuVasive Inc. | PPS Screw Shank, 6.5x30mm Cannulated | 7756530 | Standalone | DE0007102 | As per HSA registered indication(s) except for radiolucent implants which should be used as follows:  in patients with primary or metastatic spinal tumours who would benefit from post-operative high dose high precision beam therapy upon appropriate and stringent patient selection;  Patient selection should be done via standardised assessment such as the neurological-oncological-mechanical systemic (NOMS) framework; and  The assessment should be carried out by a multidisciplinary team (MDT), which may be inclusive of, but not limited to, radiation oncologists, spine surgeons and interventional radiologists, among others.
Orthopaedics | Spine - Thoracolumbar (TL) and sacral surgery | TL and sacral fusion and fixation implant | TL pedicle screw - Shank, tulip | NuVasive Inc. | PPS Screw Shank, 6.5x35mm Cannulated | 7756535 | Standalone | DE0007102 | As per HSA registered indication(s) except for radiolucent implants which should be used as follows:  in patients with primary or metastatic spinal tumours who would benefit from post-operative high dose high precision beam therapy upon appropriate and stringent patient selection;  Patient selection should be done via standardised assessment such as the neurological-oncological-mechanical systemic (NOMS) framework; and  The assessment should be carried out by a multidisciplinary team (MDT), which may be inclusive of, but not limited to, radiation oncologists, spine surgeons and interventional radiologists, among others.
Orthopaedics | Spine - Thoracolumbar (TL) and sacral surgery | TL and sacral fusion and fixation implant | TL pedicle screw - Shank, tulip | NuVasive Inc. | PPS Screw Shank, 6.5x40mm Cannulated | 7756540 | Standalone | DE0007102 | As per HSA registered indication(s) except for radiolucent implants which should be used as follows:  in patients with primary or metastatic spinal tumours who would benefit from post-operative high dose high precision beam therapy upon appropriate and stringent patient selection;  Patient selection should be done via standardised assessment such as the neurological-oncological-mechanical systemic (NOMS) framework; and  The assessment should be carried out by a multidisciplinary team (MDT), which may be inclusive of, but not limited to, radiation oncologists, spine surgeons and interventional radiologists, among others.
Orthopaedics | Spine - Thoracolumbar (TL) and sacral surgery | TL and sacral fusion and fixation implant | TL pedicle screw - Shank, tulip | NuVasive Inc. | PPS Screw Shank, 6.5x45mm Cannulated | 7756545 | Standalone | DE0007102 | As per HSA registered indication(s) except for radiolucent implants which should be used as follows:  in patients with primary or metastatic spinal tumours who would benefit from post-operative high dose high precision beam therapy upon appropriate and stringent patient selection;  Patient selection should be done via standardised assessment such as the neurological-oncological-mechanical systemic (NOMS) framework; and  The assessment should be carried out by a multidisciplinary team (MDT), which may be inclusive of, but not limited to, radiation oncologists, spine surgeons and interventional radiologists, among others.
Orthopaedics | Spine - Thoracolumbar (TL) and sacral surgery | TL and sacral fusion and fixation implant | TL pedicle screw - Shank, tulip | NuVasive Inc. | PPS Screw Shank, 6.5x50mm Cannulated | 7756550 | Standalone | DE0007102 | As per HSA registered indication(s) except for radiolucent implants which should be used as follows:  in patients with primary or metastatic spinal tumours who would benefit from post-operative high dose high precision beam therapy upon appropriate and stringent patient selection;  Patient selection should be done via standardised assessment such as the neurological-oncological-mechanical systemic (NOMS) framework; and  The assessment should be carried out by a multidisciplinary team (MDT), which may be inclusive of, but not limited to, radiation oncologists, spine surgeons and interventional radiologists, among others.
Orthopaedics | Spine - Thoracolumbar (TL) and sacral surgery | TL and sacral fusion and fixation implant | TL pedicle screw - Shank, tulip | NuVasive Inc. | PPS Screw Shank, 6.5x55mm Cannulated | 7756555 | Standalone | DE0007102 | As per HSA registered indication(s) except for radiolucent implants which should be used as follows:  in patients with primary or metastatic spinal tumours who would benefit from post-operative high dose high precision beam therapy upon appropriate and stringent patient selection;  Patient selection should be done via standardised assessment such as the neurological-oncological-mechanical systemic (NOMS) framework; and  The assessment should be carried out by a multidisciplinary team (MDT), which may be inclusive of, but not limited to, radiation oncologists, spine surgeons and interventional radiologists, among others.
Orthopaedics | Spine - Thoracolumbar (TL) and sacral surgery | TL and sacral fusion and fixation implant | TL pedicle screw - Shank, tulip | NuVasive Inc. | PPS Screw Shank, 7.5x30mm Cannulated | 7757530 | Standalone | DE0007102 | As per HSA registered indication(s) except for radiolucent implants which should be used as follows:  in patients with primary or metastatic spinal tumours who would benefit from post-operative high dose high precision beam therapy upon appropriate and stringent patient selection;  Patient selection should be done via standardised assessment such as the neurological-oncological-mechanical systemic (NOMS) framework; and  The assessment should be carried out by a multidisciplinary team (MDT), which may be inclusive of, but not limited to, radiation oncologists, spine surgeons and interventional radiologists, among others.
Orthopaedics | Spine - Thoracolumbar (TL) and sacral surgery | TL and sacral fusion and fixation implant | TL pedicle screw - Shank, tulip | NuVasive Inc. | PPS Screw Shank, 7.5x35mm Cannulated | 7757535 | Standalone | DE0007102 | As per HSA registered indication(s) except for radiolucent implants which should be used as follows:  in patients with primary or metastatic spinal tumours who would benefit from post-operative high dose high precision beam therapy upon appropriate and stringent patient selection;  Patient selection should be done via standardised assessment such as the neurological-oncological-mechanical systemic (NOMS) framework; and  The assessment should be carried out by a multidisciplinary team (MDT), which may be inclusive of, but not limited to, radiation oncologists, spine surgeons and interventional radiologists, among others.
Orthopaedics | Spine - Thoracolumbar (TL) and sacral surgery | TL and sacral fusion and fixation implant | TL pedicle screw - Shank, tulip | NuVasive Inc. | PPS Screw Shank, 7.5x40mm Cannulated | 7757540 | Standalone | DE0007102 | As per HSA registered indication(s) except for radiolucent implants which should be used as follows:  in patients with primary or metastatic spinal tumours who would benefit from post-operative high dose high precision beam therapy upon appropriate and stringent patient selection;  Patient selection should be done via standardised assessment such as the neurological-oncological-mechanical systemic (NOMS) framework; and  The assessment should be carried out by a multidisciplinary team (MDT), which may be inclusive of, but not limited to, radiation oncologists, spine surgeons and interventional radiologists, among others.
Orthopaedics | Spine - Thoracolumbar (TL) and sacral surgery | TL and sacral fusion and fixation implant | TL pedicle screw - Shank, tulip | NuVasive Inc. | PPS Screw Shank, 7.5x45mm Cannulated | 7757545 | Standalone | DE0007102 | As per HSA registered indication(s) except for radiolucent implants which should be used as follows:  in patients with primary or metastatic spinal tumours who would benefit from post-operative high dose high precision beam therapy upon appropriate and stringent patient selection;  Patient selection should be done via standardised assessment such as the neurological-oncological-mechanical systemic (NOMS) framework; and  The assessment should be carried out by a multidisciplinary team (MDT), which may be inclusive of, but not limited to, radiation oncologists, spine surgeons and interventional radiologists, among others.
Orthopaedics | Spine - Thoracolumbar (TL) and sacral surgery | TL and sacral fusion and fixation implant | TL pedicle screw - Shank, tulip | NuVasive Inc. | PPS Screw Shank, 7.5x50mm Cannulated | 7757550 | Standalone | DE0007102 | As per HSA registered indication(s) except for radiolucent implants which should be used as follows:  in patients with primary or metastatic spinal tumours who would benefit from post-operative high dose high precision beam therapy upon appropriate and stringent patient selection;  Patient selection should be done via standardised assessment such as the neurological-oncological-mechanical systemic (NOMS) framework; and  The assessment should be carried out by a multidisciplinary team (MDT), which may be inclusive of, but not limited to, radiation oncologists, spine surgeons and interventional radiologists, among others.
Orthopaedics | Spine - Thoracolumbar (TL) and sacral surgery | TL and sacral fusion and fixation implant | TL pedicle screw - Shank, tulip | NuVasive Inc. | PPS Screw Shank, 7.5x55mm Cannulated | 7757555 | Standalone | DE0007102 | As per HSA registered indication(s) except for radiolucent implants which should be used as follows:  in patients with primary or metastatic spinal tumours who would benefit from post-operative high dose high precision beam therapy upon appropriate and stringent patient selection;  Patient selection should be done via standardised assessment such as the neurological-oncological-mechanical systemic (NOMS) framework; and  The assessment should be carried out by a multidisciplinary team (MDT), which may be inclusive of, but not limited to, radiation oncologists, spine surgeons and interventional radiologists, among others.
Orthopaedics | Spine - Thoracolumbar (TL) and sacral surgery | TL and sacral fusion and fixation implant | TL pedicle screw - Shank, tulip | NuVasive Inc. | PPS Screw Shank, 8.5x30mm Cannulated | 7758530 | Standalone | DE0007102 | As per HSA registered indication(s) except for radiolucent implants which should be used as follows:  in patients with primary or metastatic spinal tumours who would benefit from post-operative high dose high precision beam therapy upon appropriate and stringent patient selection;  Patient selection should be done via standardised assessment such as the neurological-oncological-mechanical systemic (NOMS) framework; and  The assessment should be carried out by a multidisciplinary team (MDT), which may be inclusive of, but not limited to, radiation oncologists, spine surgeons and interventional radiologists, among others.
Orthopaedics | Spine - Thoracolumbar (TL) and sacral surgery | TL and sacral fusion and fixation implant | TL pedicle screw - Shank, tulip | NuVasive Inc. | PPS Screw Shank, 8.5x35mm Cannulated | 7758535 | Standalone | DE0007102 | As per HSA registered indication(s) except for radiolucent implants which should be used as follows:  in patients with primary or metastatic spinal tumours who would benefit from post-operative high dose high precision beam therapy upon appropriate and stringent patient selection;  Patient selection should be done via standardised assessment such as the neurological-oncological-mechanical systemic (NOMS) framework; and  The assessment should be carried out by a multidisciplinary team (MDT), which may be inclusive of, but not limited to, radiation oncologists, spine surgeons and interventional radiologists, among others.
Orthopaedics | Spine - Thoracolumbar (TL) and sacral surgery | TL and sacral fusion and fixation implant | TL pedicle screw - Shank, tulip | NuVasive Inc. | PPS Screw Shank, 8.5x40mm Cannulated | 7758540 | Standalone | DE0007102 | As per HSA registered indication(s) except for radiolucent implants which should be used as follows:  in patients with primary or metastatic spinal tumours who would benefit from post-operative high dose high precision beam therapy upon appropriate and stringent patient selection;  Patient selection should be done via standardised assessment such as the neurological-oncological-mechanical systemic (NOMS) framework; and  The assessment should be carried out by a multidisciplinary team (MDT), which may be inclusive of, but not limited to, radiation oncologists, spine surgeons and interventional radiologists, among others.
Orthopaedics | Spine - Thoracolumbar (TL) and sacral surgery | TL and sacral fusion and fixation implant | TL pedicle screw - Shank, tulip | NuVasive Inc. | PPS Screw Shank, 8.5x45mm Cannulated | 7758545 | Standalone | DE0007102 | As per HSA registered indication(s) except for radiolucent implants which should be used as follows:  in patients with primary or metastatic spinal tumours who would benefit from post-operative high dose high precision beam therapy upon appropriate and stringent patient selection;  Patient selection should be done via standardised assessment such as the neurological-oncological-mechanical systemic (NOMS) framework; and  The assessment should be carried out by a multidisciplinary team (MDT), which may be inclusive of, but not limited to, radiation oncologists, spine surgeons and interventional radiologists, among others.
Orthopaedics | Spine - Thoracolumbar (TL) and sacral surgery | TL and sacral fusion and fixation implant | TL pedicle screw - Shank, tulip | NuVasive Inc. | PPS Screw Shank, 8.5x50mm Cannulated | 7758550 | Standalone | DE0007102 | As per HSA registered indication(s) except for radiolucent implants which should be used as follows:  in patients with primary or metastatic spinal tumours who would benefit from post-operative high dose high precision beam therapy upon appropriate and stringent patient selection;  Patient selection should be done via standardised assessment such as the neurological-oncological-mechanical systemic (NOMS) framework; and  The assessment should be carried out by a multidisciplinary team (MDT), which may be inclusive of, but not limited to, radiation oncologists, spine surgeons and interventional radiologists, among others.
Orthopaedics | Spine - Thoracolumbar (TL) and sacral surgery | TL and sacral fusion and fixation implant | TL pedicle screw - Shank, tulip | NuVasive Inc. | PPS Screw Shank, 8.5x55mm Cannulated | 7758555 | Standalone | DE0007102 | As per HSA registered indication(s) except for radiolucent implants which should be used as follows:  in patients with primary or metastatic spinal tumours who would benefit from post-operative high dose high precision beam therapy upon appropriate and stringent patient selection;  Patient selection should be done via standardised assessment such as the neurological-oncological-mechanical systemic (NOMS) framework; and  The assessment should be carried out by a multidisciplinary team (MDT), which may be inclusive of, but not limited to, radiation oncologists, spine surgeons and interventional radiologists, among others.
Orthopaedics | Spine - Thoracolumbar (TL) and sacral surgery | TL and sacral fusion and fixation implant | TL pedicle screw - Shank, tulip | NuVasive Inc. | PPS Screw Tulip, 6.25mm Rod | 7772002 | Standalone | DE0007102 | As per HSA registered indication(s) except for radiolucent implants which should be used as follows:  in patients with primary or metastatic spinal tumours who would benefit from post-operative high dose high precision beam therapy upon appropriate and stringent patient selection;  Patient selection should be done via standardised assessment such as the neurological-oncological-mechanical systemic (NOMS) framework; and  The assessment should be carried out by a multidisciplinary team (MDT), which may be inclusive of, but not limited to, radiation oncologists, spine surgeons and interventional radiologists, among others.
Orthopaedics | Spine - Thoracolumbar (TL) and sacral surgery | TL and sacral fusion and fixation implant | TL rod | NuVasive Inc. | PPS SpheRx Rod, 100mm 5.5 Ext Pre-Bent | 7783100 | Standalone | DE0007102 | As per HSA registered indication(s) except for radiolucent implants which should be used as follows:  in patients with primary or metastatic spinal tumours who would benefit from post-operative high dose high precision beam therapy upon appropriate and stringent patient selection;  Patient selection should be done via standardised assessment such as the neurological-oncological-mechanical systemic (NOMS) framework; and  The assessment should be carried out by a multidisciplinary team (MDT), which may be inclusive of, but not limited to, radiation oncologists, spine surgeons and interventional radiologists, among others.
Orthopaedics | Spine - Thoracolumbar (TL) and sacral surgery | TL and sacral fusion and fixation implant | TL rod | NuVasive Inc. | PPS SpheRx Rod, 110mm 5.5 Ext Pre-Bent | 7783110 | Standalone | DE0007102 | As per HSA registered indication(s) except for radiolucent implants which should be used as follows:  in patients with primary or metastatic spinal tumours who would benefit from post-operative high dose high precision beam therapy upon appropriate and stringent patient selection;  Patient selection should be done via standardised assessment such as the neurological-oncological-mechanical systemic (NOMS) framework; and  The assessment should be carried out by a multidisciplinary team (MDT), which may be inclusive of, but not limited to, radiation oncologists, spine surgeons and interventional radiologists, among others.
Orthopaedics | Spine - Thoracolumbar (TL) and sacral surgery | TL and sacral fusion and fixation implant | TL rod | NuVasive Inc. | PPS SpheRx Rod, 120mm 5.5 Ext Pre-Bent | 7783120 | Standalone | DE0007102 | As per HSA registered indication(s) except for radiolucent implants which should be used as follows:  in patients with primary or metastatic spinal tumours who would benefit from post-operative high dose high precision beam therapy upon appropriate and stringent patient selection;  Patient selection should be done via standardised assessment such as the neurological-oncological-mechanical systemic (NOMS) framework; and  The assessment should be carried out by a multidisciplinary team (MDT), which may be inclusive of, but not limited to, radiation oncologists, spine surgeons and interventional radiologists, among others.
Orthopaedics | Spine - Thoracolumbar (TL) and sacral surgery | TL and sacral fusion and fixation implant | TL rod | NuVasive Inc. | PPS SpheRx Rod, 25mm 5.5 Ext Pre-Bent | 7783025 | Standalone | DE0007102 | As per HSA registered indication(s) except for radiolucent implants which should be used as follows:  in patients with primary or metastatic spinal tumours who would benefit from post-operative high dose high precision beam therapy upon appropriate and stringent patient selection;  Patient selection should be done via standardised assessment such as the neurological-oncological-mechanical systemic (NOMS) framework; and  The assessment should be carried out by a multidisciplinary team (MDT), which may be inclusive of, but not limited to, radiation oncologists, spine surgeons and interventional radiologists, among others.
Orthopaedics | Spine - Thoracolumbar (TL) and sacral surgery | TL and sacral fusion and fixation implant | TL rod | NuVasive Inc. | PPS SpheRx Rod, 300mm 5.5 Ext Pre-Bent | 7783300 | Standalone | DE0007102 | As per HSA registered indication(s) except for radiolucent implants which should be used as follows:  in patients with primary or metastatic spinal tumours who would benefit from post-operative high dose high precision beam therapy upon appropriate and stringent patient selection;  Patient selection should be done via standardised assessment such as the neurological-oncological-mechanical systemic (NOMS) framework; and  The assessment should be carried out by a multidisciplinary team (MDT), which may be inclusive of, but not limited to, radiation oncologists, spine surgeons and interventional radiologists, among others.
Orthopaedics | Spine - Thoracolumbar (TL) and sacral surgery | TL and sacral fusion and fixation implant | TL rod | NuVasive Inc. | PPS SpheRx Rod, 30mm 5.5 Ext Pre-Bent | 7783030 | Standalone | DE0007102 | As per HSA registered indication(s) except for radiolucent implants which should be used as follows:  in patients with primary or metastatic spinal tumours who would benefit from post-operative high dose high precision beam therapy upon appropriate and stringent patient selection;  Patient selection should be done via standardised assessment such as the neurological-oncological-mechanical systemic (NOMS) framework; and  The assessment should be carried out by a multidisciplinary team (MDT), which may be inclusive of, but not limited to, radiation oncologists, spine surgeons and interventional radiologists, among others.
Orthopaedics | Spine - Thoracolumbar (TL) and sacral surgery | TL and sacral fusion and fixation implant | TL rod | NuVasive Inc. | PPS SpheRx Rod, 35mm 5.5 Ext Pre-Bent | 7783035 | Standalone | DE0007102 | As per HSA registered indication(s) except for radiolucent implants which should be used as follows:  in patients with primary or metastatic spinal tumours who would benefit from post-operative high dose high precision beam therapy upon appropriate and stringent patient selection;  Patient selection should be done via standardised assessment such as the neurological-oncological-mechanical systemic (NOMS) framework; and  The assessment should be carried out by a multidisciplinary team (MDT), which may be inclusive of, but not limited to, radiation oncologists, spine surgeons and interventional radiologists, among others.
Orthopaedics | Spine - Thoracolumbar (TL) and sacral surgery | TL and sacral fusion and fixation implant | TL rod | NuVasive Inc. | PPS SpheRx Rod, 40mm 5.5 Ext Pre-Bent | 7783040 | Standalone | DE0007102 | As per HSA registered indication(s) except for radiolucent implants which should be used as follows:  in patients with primary or metastatic spinal tumours who would benefit from post-operative high dose high precision beam therapy upon appropriate and stringent patient selection;  Patient selection should be done via standardised assessment such as the neurological-oncological-mechanical systemic (NOMS) framework; and  The assessment should be carried out by a multidisciplinary team (MDT), which may be inclusive of, but not limited to, radiation oncologists, spine surgeons and interventional radiologists, among others.
Orthopaedics | Spine - Thoracolumbar (TL) and sacral surgery | TL and sacral fusion and fixation implant | TL rod | NuVasive Inc. | PPS SpheRx Rod, 45mm 5.5 Ext Pre-Bent | 7783045 | Standalone | DE0007102 | As per HSA registered indication(s) except for radiolucent implants which should be used as follows:  in patients with primary or metastatic spinal tumours who would benefit from post-operative high dose high precision beam therapy upon appropriate and stringent patient selection;  Patient selection should be done via standardised assessment such as the neurological-oncological-mechanical systemic (NOMS) framework; and  The assessment should be carried out by a multidisciplinary team (MDT), which may be inclusive of, but not limited to, radiation oncologists, spine surgeons and interventional radiologists, among others.
Orthopaedics | Spine - Thoracolumbar (TL) and sacral surgery | TL and sacral fusion and fixation implant | TL rod | NuVasive Inc. | PPS SpheRx Rod, 500mm 5.5 Ext Pre-Bent | 7783500 | Standalone | DE0007102 | As per HSA registered indication(s) except for radiolucent implants which should be used as follows:  in patients with primary or metastatic spinal tumours who would benefit from post-operative high dose high precision beam therapy upon appropriate and stringent patient selection;  Patient selection should be done via standardised assessment such as the neurological-oncological-mechanical systemic (NOMS) framework; and  The assessment should be carried out by a multidisciplinary team (MDT), which may be inclusive of, but not limited to, radiation oncologists, spine surgeons and interventional radiologists, among others.
Orthopaedics | Spine - Thoracolumbar (TL) and sacral surgery | TL and sacral fusion and fixation implant | TL rod | NuVasive Inc. | PPS SpheRx Rod, 50mm 5.5 Ext Pre-Bent | 7783050 | Standalone | DE0007102 | As per HSA registered indication(s) except for radiolucent implants which should be used as follows:  in patients with primary or metastatic spinal tumours who would benefit from post-operative high dose high precision beam therapy upon appropriate and stringent patient selection;  Patient selection should be done via standardised assessment such as the neurological-oncological-mechanical systemic (NOMS) framework; and  The assessment should be carried out by a multidisciplinary team (MDT), which may be inclusive of, but not limited to, radiation oncologists, spine surgeons and interventional radiologists, among others.
Orthopaedics | Spine - Thoracolumbar (TL) and sacral surgery | TL and sacral fusion and fixation implant | TL rod | NuVasive Inc. | PPS SpheRx Rod, 55mm 5.5 Ext Pre-Bent | 7783055 | Standalone | DE0007102 | As per HSA registered indication(s) except for radiolucent implants which should be used as follows:  in patients with primary or metastatic spinal tumours who would benefit from post-operative high dose high precision beam therapy upon appropriate and stringent patient selection;  Patient selection should be done via standardised assessment such as the neurological-oncological-mechanical systemic (NOMS) framework; and  The assessment should be carried out by a multidisciplinary team (MDT), which may be inclusive of, but not limited to, radiation oncologists, spine surgeons and interventional radiologists, among others.
Orthopaedics | Spine - Thoracolumbar (TL) and sacral surgery | TL and sacral fusion and fixation implant | TL rod | NuVasive Inc. | PPS SpheRx Rod, 60mm 5.5 Ext Pre-Bent | 7783060 | Standalone | DE0007102 | As per HSA registered indication(s) except for radiolucent implants which should be used as follows:  in patients with primary or metastatic spinal tumours who would benefit from post-operative high dose high precision beam therapy upon appropriate and stringent patient selection;  Patient selection should be done via standardised assessment such as the neurological-oncological-mechanical systemic (NOMS) framework; and  The assessment should be carried out by a multidisciplinary team (MDT), which may be inclusive of, but not limited to, radiation oncologists, spine surgeons and interventional radiologists, among others.
Orthopaedics | Spine - Thoracolumbar (TL) and sacral surgery | TL and sacral fusion and fixation implant | TL rod | NuVasive Inc. | PPS SpheRx Rod, 65mm 5.5 Ext Pre-Bent | 7783065 | Standalone | DE0007102 | As per HSA registered indication(s) except for radiolucent implants which should be used as follows:  in patients with primary or metastatic spinal tumours who would benefit from post-operative high dose high precision beam therapy upon appropriate and stringent patient selection;  Patient selection should be done via standardised assessment such as the neurological-oncological-mechanical systemic (NOMS) framework; and  The assessment should be carried out by a multidisciplinary team (MDT), which may be inclusive of, but not limited to, radiation oncologists, spine surgeons and interventional radiologists, among others.
Orthopaedics | Spine - Thoracolumbar (TL) and sacral surgery | TL and sacral fusion and fixation implant | TL rod | NuVasive Inc. | PPS SpheRx Rod, 70mm 5.5 Ext Pre-Bent | 7783070 | Standalone | DE0007102 | As per HSA registered indication(s) except for radiolucent implants which should be used as follows:  in patients with primary or metastatic spinal tumours who would benefit from post-operative high dose high precision beam therapy upon appropriate and stringent patient selection;  Patient selection should be done via standardised assessment such as the neurological-oncological-mechanical systemic (NOMS) framework; and  The assessment should be carried out by a multidisciplinary team (MDT), which may be inclusive of, but not limited to, radiation oncologists, spine surgeons and interventional radiologists, among others.
Orthopaedics | Spine - Thoracolumbar (TL) and sacral surgery | TL and sacral fusion and fixation implant | TL rod | NuVasive Inc. | PPS SpheRx Rod, 75mm 5.5 Ext Pre-Bent | 7783075 | Standalone | DE0007102 | As per HSA registered indication(s) except for radiolucent implants which should be used as follows:  in patients with primary or metastatic spinal tumours who would benefit from post-operative high dose high precision beam therapy upon appropriate and stringent patient selection;  Patient selection should be done via standardised assessment such as the neurological-oncological-mechanical systemic (NOMS) framework; and  The assessment should be carried out by a multidisciplinary team (MDT), which may be inclusive of, but not limited to, radiation oncologists, spine surgeons and interventional radiologists, among others.
Orthopaedics | Spine - Thoracolumbar (TL) and sacral surgery | TL and sacral fusion and fixation implant | TL rod | NuVasive Inc. | PPS SpheRx Rod, 80mm 5.5 Ext Pre-Bent | 7783080 | Standalone | DE0007102 | As per HSA registered indication(s) except for radiolucent implants which should be used as follows:  in patients with primary or metastatic spinal tumours who would benefit from post-operative high dose high precision beam therapy upon appropriate and stringent patient selection;  Patient selection should be done via standardised assessment such as the neurological-oncological-mechanical systemic (NOMS) framework; and  The assessment should be carried out by a multidisciplinary team (MDT), which may be inclusive of, but not limited to, radiation oncologists, spine surgeons and interventional radiologists, among others.
Orthopaedics | Spine - Thoracolumbar (TL) and sacral surgery | TL and sacral fusion and fixation implant | TL rod | NuVasive Inc. | PPS SpheRx Rod, 85mm 5.5 Ext Pre-Bent | 7783085 | Standalone | DE0007102 | As per HSA registered indication(s) except for radiolucent implants which should be used as follows:  in patients with primary or metastatic spinal tumours who would benefit from post-operative high dose high precision beam therapy upon appropriate and stringent patient selection;  Patient selection should be done via standardised assessment such as the neurological-oncological-mechanical systemic (NOMS) framework; and  The assessment should be carried out by a multidisciplinary team (MDT), which may be inclusive of, but not limited to, radiation oncologists, spine surgeons and interventional radiologists, among others.
Orthopaedics | Spine - Thoracolumbar (TL) and sacral surgery | TL and sacral fusion and fixation implant | TL rod | NuVasive Inc. | PPS SpheRx Rod, 90mm 5.5 Ext Pre-Bent | 7783090 | Standalone | DE0007102 | As per HSA registered indication(s) except for radiolucent implants which should be used as follows:  in patients with primary or metastatic spinal tumours who would benefit from post-operative high dose high precision beam therapy upon appropriate and stringent patient selection;  Patient selection should be done via standardised assessment such as the neurological-oncological-mechanical systemic (NOMS) framework; and  The assessment should be carried out by a multidisciplinary team (MDT), which may be inclusive of, but not limited to, radiation oncologists, spine surgeons and interventional radiologists, among others.
Orthopaedics | Spine - Thoracolumbar (TL) and sacral surgery | TL and sacral fusion and fixation implant | TL rod | NuVasive Inc. | PPS SpheRx Rod, 95mm 5.5 Ext Pre-Bent | 7783095 | Standalone | DE0007102 | As per HSA registered indication(s) except for radiolucent implants which should be used as follows:  in patients with primary or metastatic spinal tumours who would benefit from post-operative high dose high precision beam therapy upon appropriate and stringent patient selection;  Patient selection should be done via standardised assessment such as the neurological-oncological-mechanical systemic (NOMS) framework; and  The assessment should be carried out by a multidisciplinary team (MDT), which may be inclusive of, but not limited to, radiation oncologists, spine surgeons and interventional radiologists, among others.
Orthopaedics | Spine - Thoracolumbar (TL) and sacral surgery | TL and sacral fusion and fixation implant | TL rod | NuVasive Inc. | PRECEPT CoCr Rod, 300mm Straight | 8845300 | Standalone | DE0013912 | As per HSA registered indication(s) except for radiolucent implants which should be used as follows:  in patients with primary or metastatic spinal tumours who would benefit from post-operative high dose high precision beam therapy upon appropriate and stringent patient selection;  Patient selection should be done via standardised assessment such as the neurological-oncological-mechanical systemic (NOMS) framework; and  The assessment should be carried out by a multidisciplinary team (MDT), which may be inclusive of, but not limited to, radiation oncologists, spine surgeons and interventional radiologists, among others.
Orthopaedics | Spine - Thoracolumbar (TL) and sacral surgery | TL and sacral fusion and fixation implant | TL rod | NuVasive Inc. | PRECEPT CoCr Rod, 500mm Straight | 8845500 | Standalone | DE0013912 | As per HSA registered indication(s) except for radiolucent implants which should be used as follows:  in patients with primary or metastatic spinal tumours who would benefit from post-operative high dose high precision beam therapy upon appropriate and stringent patient selection;  Patient selection should be done via standardised assessment such as the neurological-oncological-mechanical systemic (NOMS) framework; and  The assessment should be carried out by a multidisciplinary team (MDT), which may be inclusive of, but not limited to, radiation oncologists, spine surgeons and interventional radiologists, among others.
Orthopaedics | Spine - Thoracolumbar (TL) and sacral surgery | TL and sacral fusion and fixation implant | TL pedicle screw - Shank, tulip | NuVasive Inc. | PRECEPT Reduction Screw, 4.5x25mm | 8824525 | Standalone | DE0013912 | As per HSA registered indication(s) except for radiolucent implants which should be used as follows:  in patients with primary or metastatic spinal tumours who would benefit from post-operative high dose high precision beam therapy upon appropriate and stringent patient selection;  Patient selection should be done via standardised assessment such as the neurological-oncological-mechanical systemic (NOMS) framework; and  The assessment should be carried out by a multidisciplinary team (MDT), which may be inclusive of, but not limited to, radiation oncologists, spine surgeons and interventional radiologists, among others.
Orthopaedics | Spine - Thoracolumbar (TL) and sacral surgery | TL and sacral fusion and fixation implant | TL pedicle screw - Shank, tulip | NuVasive Inc. | PRECEPT Reduction Screw, 4.5x25mm | 8824525006 | Standalone | DE0013912 | As per HSA registered indication(s) except for radiolucent implants which should be used as follows:  in patients with primary or metastatic spinal tumours who would benefit from post-operative high dose high precision beam therapy upon appropriate and stringent patient selection;  Patient selection should be done via standardised assessment such as the neurological-oncological-mechanical systemic (NOMS) framework; and  The assessment should be carried out by a multidisciplinary team (MDT), which may be inclusive of, but not limited to, radiation oncologists, spine surgeons and interventional radiologists, among others.
Orthopaedics | Spine - Thoracolumbar (TL) and sacral surgery | TL and sacral fusion and fixation implant | TL pedicle screw - Shank, tulip | NuVasive Inc. | PRECEPT Reduction Screw, 4.5x30mm | 8824530 | Standalone | DE0013912 | As per HSA registered indication(s) except for radiolucent implants which should be used as follows:  in patients with primary or metastatic spinal tumours who would benefit from post-operative high dose high precision beam therapy upon appropriate and stringent patient selection;  Patient selection should be done via standardised assessment such as the neurological-oncological-mechanical systemic (NOMS) framework; and  The assessment should be carried out by a multidisciplinary team (MDT), which may be inclusive of, but not limited to, radiation oncologists, spine surgeons and interventional radiologists, among others.
Orthopaedics | Spine - Thoracolumbar (TL) and sacral surgery | TL and sacral fusion and fixation implant | TL pedicle screw - Shank, tulip | NuVasive Inc. | PRECEPT Reduction Screw, 4.5x30mm | 8824530006 | Standalone | DE0013912 | As per HSA registered indication(s) except for radiolucent implants which should be used as follows:  in patients with primary or metastatic spinal tumours who would benefit from post-operative high dose high precision beam therapy upon appropriate and stringent patient selection;  Patient selection should be done via standardised assessment such as the neurological-oncological-mechanical systemic (NOMS) framework; and  The assessment should be carried out by a multidisciplinary team (MDT), which may be inclusive of, but not limited to, radiation oncologists, spine surgeons and interventional radiologists, among others.
Orthopaedics | Spine - Thoracolumbar (TL) and sacral surgery | TL and sacral fusion and fixation implant | TL pedicle screw - Shank, tulip | NuVasive Inc. | PRECEPT Reduction Screw, 4.5x35mm | 8824535 | Standalone | DE0013912 | As per HSA registered indication(s) except for radiolucent implants which should be used as follows:  in patients with primary or metastatic spinal tumours who would benefit from post-operative high dose high precision beam therapy upon appropriate and stringent patient selection;  Patient selection should be done via standardised assessment such as the neurological-oncological-mechanical systemic (NOMS) framework; and  The assessment should be carried out by a multidisciplinary team (MDT), which may be inclusive of, but not limited to, radiation oncologists, spine surgeons and interventional radiologists, among others.
Orthopaedics | Spine - Thoracolumbar (TL) and sacral surgery | TL and sacral fusion and fixation implant | TL pedicle screw - Shank, tulip | NuVasive Inc. | PRECEPT Reduction Screw, 4.5x35mm | 8824535006 | Standalone | DE0013912 | As per HSA registered indication(s) except for radiolucent implants which should be used as follows:  in patients with primary or metastatic spinal tumours who would benefit from post-operative high dose high precision beam therapy upon appropriate and stringent patient selection;  Patient selection should be done via standardised assessment such as the neurological-oncological-mechanical systemic (NOMS) framework; and  The assessment should be carried out by a multidisciplinary team (MDT), which may be inclusive of, but not limited to, radiation oncologists, spine surgeons and interventional radiologists, among others.
Orthopaedics | Spine - Thoracolumbar (TL) and sacral surgery | TL and sacral fusion and fixation implant | TL pedicle screw - Shank, tulip | NuVasive Inc. | PRECEPT Reduction Screw, 4.5x40mm | 8824540 | Standalone | DE0013912 | As per HSA registered indication(s) except for radiolucent implants which should be used as follows:  in patients with primary or metastatic spinal tumours who would benefit from post-operative high dose high precision beam therapy upon appropriate and stringent patient selection;  Patient selection should be done via standardised assessment such as the neurological-oncological-mechanical systemic (NOMS) framework; and  The assessment should be carried out by a multidisciplinary team (MDT), which may be inclusive of, but not limited to, radiation oncologists, spine surgeons and interventional radiologists, among others.
Orthopaedics | Spine - Thoracolumbar (TL) and sacral surgery | TL and sacral fusion and fixation implant | TL pedicle screw - Shank, tulip | NuVasive Inc. | PRECEPT Reduction Screw, 4.5x40mm | 8824540006 | Standalone | DE0013912 | As per HSA registered indication(s) except for radiolucent implants which should be used as follows:  in patients with primary or metastatic spinal tumours who would benefit from post-operative high dose high precision beam therapy upon appropriate and stringent patient selection;  Patient selection should be done via standardised assessment such as the neurological-oncological-mechanical systemic (NOMS) framework; and  The assessment should be carried out by a multidisciplinary team (MDT), which may be inclusive of, but not limited to, radiation oncologists, spine surgeons and interventional radiologists, among others.
Orthopaedics | Spine - Thoracolumbar (TL) and sacral surgery | TL and sacral fusion and fixation implant | TL pedicle screw - Shank, tulip | NuVasive Inc. | PRECEPT Reduction Screw, 4.5x45mm | 8824545 | Standalone | DE0013912 | As per HSA registered indication(s) except for radiolucent implants which should be used as follows:  in patients with primary or metastatic spinal tumours who would benefit from post-operative high dose high precision beam therapy upon appropriate and stringent patient selection;  Patient selection should be done via standardised assessment such as the neurological-oncological-mechanical systemic (NOMS) framework; and  The assessment should be carried out by a multidisciplinary team (MDT), which may be inclusive of, but not limited to, radiation oncologists, spine surgeons and interventional radiologists, among others.
Orthopaedics | Spine - Thoracolumbar (TL) and sacral surgery | TL and sacral fusion and fixation implant | TL pedicle screw - Shank, tulip | NuVasive Inc. | PRECEPT Reduction Screw, 4.5x45mm | 8824545006 | Standalone | DE0013912 | As per HSA registered indication(s) except for radiolucent implants which should be used as follows:  in patients with primary or metastatic spinal tumours who would benefit from post-operative high dose high precision beam therapy upon appropriate and stringent patient selection;  Patient selection should be done via standardised assessment such as the neurological-oncological-mechanical systemic (NOMS) framework; and  The assessment should be carried out by a multidisciplinary team (MDT), which may be inclusive of, but not limited to, radiation oncologists, spine surgeons and interventional radiologists, among others.
Orthopaedics | Spine - Thoracolumbar (TL) and sacral surgery | TL and sacral fusion and fixation implant | TL pedicle screw - Shank, tulip | NuVasive Inc. | PRECEPT Reduction Screw, 4.5x50mm | 8824550 | Standalone | DE0013912 | As per HSA registered indication(s) except for radiolucent implants which should be used as follows:  in patients with primary or metastatic spinal tumours who would benefit from post-operative high dose high precision beam therapy upon appropriate and stringent patient selection;  Patient selection should be done via standardised assessment such as the neurological-oncological-mechanical systemic (NOMS) framework; and  The assessment should be carried out by a multidisciplinary team (MDT), which may be inclusive of, but not limited to, radiation oncologists, spine surgeons and interventional radiologists, among others.
Orthopaedics | Spine - Thoracolumbar (TL) and sacral surgery | TL and sacral fusion and fixation implant | TL pedicle screw - Shank, tulip | NuVasive Inc. | PRECEPT Reduction Screw, 4.5x55mm | 8824555 | Standalone | DE0013912 | As per HSA registered indication(s) except for radiolucent implants which should be used as follows:  in patients with primary or metastatic spinal tumours who would benefit from post-operative high dose high precision beam therapy upon appropriate and stringent patient selection;  Patient selection should be done via standardised assessment such as the neurological-oncological-mechanical systemic (NOMS) framework; and  The assessment should be carried out by a multidisciplinary team (MDT), which may be inclusive of, but not limited to, radiation oncologists, spine surgeons and interventional radiologists, among others.
Orthopaedics | Spine - Thoracolumbar (TL) and sacral surgery | TL and sacral fusion and fixation implant | TL pedicle screw - Shank, tulip | NuVasive Inc. | PRECEPT Reduction Screw, 4.5x60mm | 8824560 | Standalone | DE0013912 | As per HSA registered indication(s) except for radiolucent implants which should be used as follows:  in patients with primary or metastatic spinal tumours who would benefit from post-operative high dose high precision beam therapy upon appropriate and stringent patient selection;  Patient selection should be done via standardised assessment such as the neurological-oncological-mechanical systemic (NOMS) framework; and  The assessment should be carried out by a multidisciplinary team (MDT), which may be inclusive of, but not limited to, radiation oncologists, spine surgeons and interventional radiologists, among others.
Orthopaedics | Spine - Thoracolumbar (TL) and sacral surgery | TL and sacral fusion and fixation implant | TL pedicle screw - Shank, tulip | NuVasive Inc. | PRECEPT Reduction Screw, 5.5x30mm | 8825530 | Standalone | DE0013912 | As per HSA registered indication(s) except for radiolucent implants which should be used as follows:  in patients with primary or metastatic spinal tumours who would benefit from post-operative high dose high precision beam therapy upon appropriate and stringent patient selection;  Patient selection should be done via standardised assessment such as the neurological-oncological-mechanical systemic (NOMS) framework; and  The assessment should be carried out by a multidisciplinary team (MDT), which may be inclusive of, but not limited to, radiation oncologists, spine surgeons and interventional radiologists, among others.
Orthopaedics | Spine - Thoracolumbar (TL) and sacral surgery | TL and sacral fusion and fixation implant | TL pedicle screw - Shank, tulip | NuVasive Inc. | PRECEPT Reduction Screw, 5.5x35mm | 8825535 | Standalone | DE0013912 | As per HSA registered indication(s) except for radiolucent implants which should be used as follows:  in patients with primary or metastatic spinal tumours who would benefit from post-operative high dose high precision beam therapy upon appropriate and stringent patient selection;  Patient selection should be done via standardised assessment such as the neurological-oncological-mechanical systemic (NOMS) framework; and  The assessment should be carried out by a multidisciplinary team (MDT), which may be inclusive of, but not limited to, radiation oncologists, spine surgeons and interventional radiologists, among others.
Orthopaedics | Spine - Thoracolumbar (TL) and sacral surgery | TL and sacral fusion and fixation implant | TL pedicle screw - Shank, tulip | NuVasive Inc. | PRECEPT Reduction Screw, 5.5x35mm | 8825535006 | Standalone | DE0013912 | As per HSA registered indication(s) except for radiolucent implants which should be used as follows:  in patients with primary or metastatic spinal tumours who would benefit from post-operative high dose high precision beam therapy upon appropriate and stringent patient selection;  Patient selection should be done via standardised assessment such as the neurological-oncological-mechanical systemic (NOMS) framework; and  The assessment should be carried out by a multidisciplinary team (MDT), which may be inclusive of, but not limited to, radiation oncologists, spine surgeons and interventional radiologists, among others.
Orthopaedics | Spine - Thoracolumbar (TL) and sacral surgery | TL and sacral fusion and fixation implant | TL pedicle screw - Shank, tulip | NuVasive Inc. | PRECEPT Reduction Screw, 5.5x40mm | 8825540 | Standalone | DE0013912 | As per HSA registered indication(s) except for radiolucent implants which should be used as follows:  in patients with primary or metastatic spinal tumours who would benefit from post-operative high dose high precision beam therapy upon appropriate and stringent patient selection;  Patient selection should be done via standardised assessment such as the neurological-oncological-mechanical systemic (NOMS) framework; and  The assessment should be carried out by a multidisciplinary team (MDT), which may be inclusive of, but not limited to, radiation oncologists, spine surgeons and interventional radiologists, among others.
Orthopaedics | Spine - Thoracolumbar (TL) and sacral surgery | TL and sacral fusion and fixation implant | TL pedicle screw - Shank, tulip | NuVasive Inc. | PRECEPT Reduction Screw, 5.5x40mm | 8825540006 | Standalone | DE0013912 | As per HSA registered indication(s) except for radiolucent implants which should be used as follows:  in patients with primary or metastatic spinal tumours who would benefit from post-operative high dose high precision beam therapy upon appropriate and stringent patient selection;  Patient selection should be done via standardised assessment such as the neurological-oncological-mechanical systemic (NOMS) framework; and  The assessment should be carried out by a multidisciplinary team (MDT), which may be inclusive of, but not limited to, radiation oncologists, spine surgeons and interventional radiologists, among others.
Orthopaedics | Spine - Thoracolumbar (TL) and sacral surgery | TL and sacral fusion and fixation implant | TL pedicle screw - Shank, tulip | NuVasive Inc. | PRECEPT Reduction Screw, 5.5x45mm | 8825545 | Standalone | DE0013912 | As per HSA registered indication(s) except for radiolucent implants which should be used as follows:  in patients with primary or metastatic spinal tumours who would benefit from post-operative high dose high precision beam therapy upon appropriate and stringent patient selection;  Patient selection should be done via standardised assessment such as the neurological-oncological-mechanical systemic (NOMS) framework; and  The assessment should be carried out by a multidisciplinary team (MDT), which may be inclusive of, but not limited to, radiation oncologists, spine surgeons and interventional radiologists, among others.
Orthopaedics | Spine - Thoracolumbar (TL) and sacral surgery | TL and sacral fusion and fixation implant | TL pedicle screw - Shank, tulip | NuVasive Inc. | PRECEPT Reduction Screw, 5.5x45mm | 8825545006 | Standalone | DE0013912 | As per HSA registered indication(s) except for radiolucent implants which should be used as follows:  in patients with primary or metastatic spinal tumours who would benefit from post-operative high dose high precision beam therapy upon appropriate and stringent patient selection;  Patient selection should be done via standardised assessment such as the neurological-oncological-mechanical systemic (NOMS) framework; and  The assessment should be carried out by a multidisciplinary team (MDT), which may be inclusive of, but not limited to, radiation oncologists, spine surgeons and interventional radiologists, among others.
Orthopaedics | Spine - Thoracolumbar (TL) and sacral surgery | TL and sacral fusion and fixation implant | TL pedicle screw - Shank, tulip | NuVasive Inc. | PRECEPT Reduction Screw, 5.5x50mm | 8825550 | Standalone | DE0013912 | As per HSA registered indication(s) except for radiolucent implants which should be used as follows:  in patients with primary or metastatic spinal tumours who would benefit from post-operative high dose high precision beam therapy upon appropriate and stringent patient selection;  Patient selection should be done via standardised assessment such as the neurological-oncological-mechanical systemic (NOMS) framework; and  The assessment should be carried out by a multidisciplinary team (MDT), which may be inclusive of, but not limited to, radiation oncologists, spine surgeons and interventional radiologists, among others.
Orthopaedics | Spine - Thoracolumbar (TL) and sacral surgery | TL and sacral fusion and fixation implant | TL pedicle screw - Shank, tulip | NuVasive Inc. | PRECEPT Reduction Screw, 5.5x55mm | 8825555 | Standalone | DE0013912 | As per HSA registered indication(s) except for radiolucent implants which should be used as follows:  in patients with primary or metastatic spinal tumours who would benefit from post-operative high dose high precision beam therapy upon appropriate and stringent patient selection;  Patient selection should be done via standardised assessment such as the neurological-oncological-mechanical systemic (NOMS) framework; and  The assessment should be carried out by a multidisciplinary team (MDT), which may be inclusive of, but not limited to, radiation oncologists, spine surgeons and interventional radiologists, among others.
Orthopaedics | Spine - Thoracolumbar (TL) and sacral surgery | TL and sacral fusion and fixation implant | TL pedicle screw - Shank, tulip | NuVasive Inc. | PRECEPT Reduction Screw, 6.5x30mm | 8826530 | Standalone | DE0013912 | As per HSA registered indication(s) except for radiolucent implants which should be used as follows:  in patients with primary or metastatic spinal tumours who would benefit from post-operative high dose high precision beam therapy upon appropriate and stringent patient selection;  Patient selection should be done via standardised assessment such as the neurological-oncological-mechanical systemic (NOMS) framework; and  The assessment should be carried out by a multidisciplinary team (MDT), which may be inclusive of, but not limited to, radiation oncologists, spine surgeons and interventional radiologists, among others.
Orthopaedics | Spine - Thoracolumbar (TL) and sacral surgery | TL and sacral fusion and fixation implant | TL pedicle screw - Shank, tulip | NuVasive Inc. | PRECEPT Reduction Screw, 6.5x35mm | 8826535 | Standalone | DE0013912 | As per HSA registered indication(s) except for radiolucent implants which should be used as follows:  in patients with primary or metastatic spinal tumours who would benefit from post-operative high dose high precision beam therapy upon appropriate and stringent patient selection;  Patient selection should be done via standardised assessment such as the neurological-oncological-mechanical systemic (NOMS) framework; and  The assessment should be carried out by a multidisciplinary team (MDT), which may be inclusive of, but not limited to, radiation oncologists, spine surgeons and interventional radiologists, among others.
Orthopaedics | Spine - Thoracolumbar (TL) and sacral surgery | TL and sacral fusion and fixation implant | TL pedicle screw - Shank, tulip | NuVasive Inc. | PRECEPT Reduction Screw, 6.5x35mm | 8826535006 | Standalone | DE0013912 | As per HSA registered indication(s) except for radiolucent implants which should be used as follows:  in patients with primary or metastatic spinal tumours who would benefit from post-operative high dose high precision beam therapy upon appropriate and stringent patient selection;  Patient selection should be done via standardised assessment such as the neurological-oncological-mechanical systemic (NOMS) framework; and  The assessment should be carried out by a multidisciplinary team (MDT), which may be inclusive of, but not limited to, radiation oncologists, spine surgeons and interventional radiologists, among others.
Orthopaedics | Spine - Thoracolumbar (TL) and sacral surgery | TL and sacral fusion and fixation implant | TL pedicle screw - Shank, tulip | NuVasive Inc. | PRECEPT Reduction Screw, 6.5x40mm | 8826540 | Standalone | DE0013912 | As per HSA registered indication(s) except for radiolucent implants which should be used as follows:  in patients with primary or metastatic spinal tumours who would benefit from post-operative high dose high precision beam therapy upon appropriate and stringent patient selection;  Patient selection should be done via standardised assessment such as the neurological-oncological-mechanical systemic (NOMS) framework; and  The assessment should be carried out by a multidisciplinary team (MDT), which may be inclusive of, but not limited to, radiation oncologists, spine surgeons and interventional radiologists, among others.
Orthopaedics | Spine - Thoracolumbar (TL) and sacral surgery | TL and sacral fusion and fixation implant | TL pedicle screw - Shank, tulip | NuVasive Inc. | PRECEPT Reduction Screw, 6.5x40mm | 8826540006 | Standalone | DE0013912 | As per HSA registered indication(s) except for radiolucent implants which should be used as follows:  in patients with primary or metastatic spinal tumours who would benefit from post-operative high dose high precision beam therapy upon appropriate and stringent patient selection;  Patient selection should be done via standardised assessment such as the neurological-oncological-mechanical systemic (NOMS) framework; and  The assessment should be carried out by a multidisciplinary team (MDT), which may be inclusive of, but not limited to, radiation oncologists, spine surgeons and interventional radiologists, among others.
Orthopaedics | Spine - Thoracolumbar (TL) and sacral surgery | TL and sacral fusion and fixation implant | TL pedicle screw - Shank, tulip | NuVasive Inc. | PRECEPT Reduction Screw, 6.5x45mm | 8826545 | Standalone | DE0013912 | As per HSA registered indication(s) except for radiolucent implants which should be used as follows:  in patients with primary or metastatic spinal tumours who would benefit from post-operative high dose high precision beam therapy upon appropriate and stringent patient selection;  Patient selection should be done via standardised assessment such as the neurological-oncological-mechanical systemic (NOMS) framework; and  The assessment should be carried out by a multidisciplinary team (MDT), which may be inclusive of, but not limited to, radiation oncologists, spine surgeons and interventional radiologists, among others.
Orthopaedics | Spine - Thoracolumbar (TL) and sacral surgery | TL and sacral fusion and fixation implant | TL pedicle screw - Shank, tulip | NuVasive Inc. | PRECEPT Reduction Screw, 6.5x45mm | 8826545006 | Standalone | DE0013912 | As per HSA registered indication(s) except for radiolucent implants which should be used as follows:  in patients with primary or metastatic spinal tumours who would benefit from post-operative high dose high precision beam therapy upon appropriate and stringent patient selection;  Patient selection should be done via standardised assessment such as the neurological-oncological-mechanical systemic (NOMS) framework; and  The assessment should be carried out by a multidisciplinary team (MDT), which may be inclusive of, but not limited to, radiation oncologists, spine surgeons and interventional radiologists, among others.
Orthopaedics | Spine - Thoracolumbar (TL) and sacral surgery | TL and sacral fusion and fixation implant | TL pedicle screw - Shank, tulip | NuVasive Inc. | PRECEPT Reduction Screw, 6.5x50mm | 8826550 | Standalone | DE0013912 | As per HSA registered indication(s) except for radiolucent implants which should be used as follows:  in patients with primary or metastatic spinal tumours who would benefit from post-operative high dose high precision beam therapy upon appropriate and stringent patient selection;  Patient selection should be done via standardised assessment such as the neurological-oncological-mechanical systemic (NOMS) framework; and  The assessment should be carried out by a multidisciplinary team (MDT), which may be inclusive of, but not limited to, radiation oncologists, spine surgeons and interventional radiologists, among others.
Orthopaedics | Spine - Thoracolumbar (TL) and sacral surgery | TL and sacral fusion and fixation implant | TL pedicle screw - Shank, tulip | NuVasive Inc. | PRECEPT Reduction Screw, 6.5x50mm | 8826550006 | Standalone | DE0013912 | As per HSA registered indication(s) except for radiolucent implants which should be used as follows:  in patients with primary or metastatic spinal tumours who would benefit from post-operative high dose high precision beam therapy upon appropriate and stringent patient selection;  Patient selection should be done via standardised assessment such as the neurological-oncological-mechanical systemic (NOMS) framework; and  The assessment should be carried out by a multidisciplinary team (MDT), which may be inclusive of, but not limited to, radiation oncologists, spine surgeons and interventional radiologists, among others.
Orthopaedics | Spine - Thoracolumbar (TL) and sacral surgery | TL and sacral fusion and fixation implant | TL pedicle screw - Shank, tulip | NuVasive Inc. | PRECEPT Reduction Screw, 6.5x55mm | 8826555 | Standalone | DE0013912 | As per HSA registered indication(s) except for radiolucent implants which should be used as follows:  in patients with primary or metastatic spinal tumours who would benefit from post-operative high dose high precision beam therapy upon appropriate and stringent patient selection;  Patient selection should be done via standardised assessment such as the neurological-oncological-mechanical systemic (NOMS) framework; and  The assessment should be carried out by a multidisciplinary team (MDT), which may be inclusive of, but not limited to, radiation oncologists, spine surgeons and interventional radiologists, among others.
Orthopaedics | Spine - Thoracolumbar (TL) and sacral surgery | TL and sacral fusion and fixation implant | TL pedicle screw - Shank, tulip | NuVasive Inc. | PRECEPT Reduction Screw, 7.5x30mm | 8827530 | Standalone | DE0013912 | As per HSA registered indication(s) except for radiolucent implants which should be used as follows:  in patients with primary or metastatic spinal tumours who would benefit from post-operative high dose high precision beam therapy upon appropriate and stringent patient selection;  Patient selection should be done via standardised assessment such as the neurological-oncological-mechanical systemic (NOMS) framework; and  The assessment should be carried out by a multidisciplinary team (MDT), which may be inclusive of, but not limited to, radiation oncologists, spine surgeons and interventional radiologists, among others.
Orthopaedics | Spine - Thoracolumbar (TL) and sacral surgery | TL and sacral fusion and fixation implant | TL pedicle screw - Shank, tulip | NuVasive Inc. | PRECEPT Reduction Screw, 7.5x35mm | 8827535 | Standalone | DE0013912 | As per HSA registered indication(s) except for radiolucent implants which should be used as follows:  in patients with primary or metastatic spinal tumours who would benefit from post-operative high dose high precision beam therapy upon appropriate and stringent patient selection;  Patient selection should be done via standardised assessment such as the neurological-oncological-mechanical systemic (NOMS) framework; and  The assessment should be carried out by a multidisciplinary team (MDT), which may be inclusive of, but not limited to, radiation oncologists, spine surgeons and interventional radiologists, among others.
Orthopaedics | Spine - Thoracolumbar (TL) and sacral surgery | TL and sacral fusion and fixation implant | TL pedicle screw - Shank, tulip | NuVasive Inc. | PRECEPT Reduction Screw, 7.5x40mm | 8827540 | Standalone | DE0013912 | As per HSA registered indication(s) except for radiolucent implants which should be used as follows:  in patients with primary or metastatic spinal tumours who would benefit from post-operative high dose high precision beam therapy upon appropriate and stringent patient selection;  Patient selection should be done via standardised assessment such as the neurological-oncological-mechanical systemic (NOMS) framework; and  The assessment should be carried out by a multidisciplinary team (MDT), which may be inclusive of, but not limited to, radiation oncologists, spine surgeons and interventional radiologists, among others.
Orthopaedics | Spine - Thoracolumbar (TL) and sacral surgery | TL and sacral fusion and fixation implant | TL pedicle screw - Shank, tulip | NuVasive Inc. | PRECEPT Reduction Screw, 7.5x45mm | 8827545 | Standalone | DE0013912 | As per HSA registered indication(s) except for radiolucent implants which should be used as follows:  in patients with primary or metastatic spinal tumours who would benefit from post-operative high dose high precision beam therapy upon appropriate and stringent patient selection;  Patient selection should be done via standardised assessment such as the neurological-oncological-mechanical systemic (NOMS) framework; and  The assessment should be carried out by a multidisciplinary team (MDT), which may be inclusive of, but not limited to, radiation oncologists, spine surgeons and interventional radiologists, among others.
Orthopaedics | Spine - Thoracolumbar (TL) and sacral surgery | TL and sacral fusion and fixation implant | TL pedicle screw - Shank, tulip | NuVasive Inc. | PRECEPT Reduction Screw, 7.5x50mm | 8827550 | Standalone | DE0013912 | As per HSA registered indication(s) except for radiolucent implants which should be used as follows:  in patients with primary or metastatic spinal tumours who would benefit from post-operative high dose high precision beam therapy upon appropriate and stringent patient selection;  Patient selection should be done via standardised assessment such as the neurological-oncological-mechanical systemic (NOMS) framework; and  The assessment should be carried out by a multidisciplinary team (MDT), which may be inclusive of, but not limited to, radiation oncologists, spine surgeons and interventional radiologists, among others.
Orthopaedics | Spine - Thoracolumbar (TL) and sacral surgery | TL and sacral fusion and fixation implant | TL pedicle screw - Shank, tulip | NuVasive Inc. | PRECEPT Reduction Screw, 7.5x55mm | 8827555 | Standalone | DE0013912 | As per HSA registered indication(s) except for radiolucent implants which should be used as follows:  in patients with primary or metastatic spinal tumours who would benefit from post-operative high dose high precision beam therapy upon appropriate and stringent patient selection;  Patient selection should be done via standardised assessment such as the neurological-oncological-mechanical systemic (NOMS) framework; and  The assessment should be carried out by a multidisciplinary team (MDT), which may be inclusive of, but not limited to, radiation oncologists, spine surgeons and interventional radiologists, among others.
Orthopaedics | Spine - Thoracolumbar (TL) and sacral surgery | TL and sacral fusion and fixation implant | TL pedicle screw - Shank, tulip | NuVasive Inc. | PRECEPT Reduction Screw, 8.5x25mm | 8828525 | Standalone | DE0013912 | As per HSA registered indication(s) except for radiolucent implants which should be used as follows:  in patients with primary or metastatic spinal tumours who would benefit from post-operative high dose high precision beam therapy upon appropriate and stringent patient selection;  Patient selection should be done via standardised assessment such as the neurological-oncological-mechanical systemic (NOMS) framework; and  The assessment should be carried out by a multidisciplinary team (MDT), which may be inclusive of, but not limited to, radiation oncologists, spine surgeons and interventional radiologists, among others.
Orthopaedics | Spine - Thoracolumbar (TL) and sacral surgery | TL and sacral fusion and fixation implant | TL pedicle screw - Shank, tulip | NuVasive Inc. | PRECEPT Reduction Screw, 8.5x30mm | 8828530 | Standalone | DE0013912 | As per HSA registered indication(s) except for radiolucent implants which should be used as follows:  in patients with primary or metastatic spinal tumours who would benefit from post-operative high dose high precision beam therapy upon appropriate and stringent patient selection;  Patient selection should be done via standardised assessment such as the neurological-oncological-mechanical systemic (NOMS) framework; and  The assessment should be carried out by a multidisciplinary team (MDT), which may be inclusive of, but not limited to, radiation oncologists, spine surgeons and interventional radiologists, among others.
Orthopaedics | Spine - Thoracolumbar (TL) and sacral surgery | TL and sacral fusion and fixation implant | TL pedicle screw - Shank, tulip | NuVasive Inc. | PRECEPT Reduction Screw, 8.5x35mm | 8828535 | Standalone | DE0013912 | As per HSA registered indication(s) except for radiolucent implants which should be used as follows:  in patients with primary or metastatic spinal tumours who would benefit from post-operative high dose high precision beam therapy upon appropriate and stringent patient selection;  Patient selection should be done via standardised assessment such as the neurological-oncological-mechanical systemic (NOMS) framework; and  The assessment should be carried out by a multidisciplinary team (MDT), which may be inclusive of, but not limited to, radiation oncologists, spine surgeons and interventional radiologists, among others.
Orthopaedics | Spine - Thoracolumbar (TL) and sacral surgery | TL and sacral fusion and fixation implant | TL pedicle screw - Shank, tulip | NuVasive Inc. | PRECEPT Reduction Screw, 8.5x40mm | 8828540 | Standalone | DE0013912 | As per HSA registered indication(s) except for radiolucent implants which should be used as follows:  in patients with primary or metastatic spinal tumours who would benefit from post-operative high dose high precision beam therapy upon appropriate and stringent patient selection;  Patient selection should be done via standardised assessment such as the neurological-oncological-mechanical systemic (NOMS) framework; and  The assessment should be carried out by a multidisciplinary team (MDT), which may be inclusive of, but not limited to, radiation oncologists, spine surgeons and interventional radiologists, among others.
Orthopaedics | Spine - Thoracolumbar (TL) and sacral surgery | TL and sacral fusion and fixation implant | TL pedicle screw - Shank, tulip | NuVasive Inc. | PRECEPT Reduction Screw, 8.5x45mm | 8828545 | Standalone | DE0013912 | As per HSA registered indication(s) except for radiolucent implants which should be used as follows:  in patients with primary or metastatic spinal tumours who would benefit from post-operative high dose high precision beam therapy upon appropriate and stringent patient selection;  Patient selection should be done via standardised assessment such as the neurological-oncological-mechanical systemic (NOMS) framework; and  The assessment should be carried out by a multidisciplinary team (MDT), which may be inclusive of, but not limited to, radiation oncologists, spine surgeons and interventional radiologists, among others.
Orthopaedics | Spine - Thoracolumbar (TL) and sacral surgery | TL and sacral fusion and fixation implant | TL pedicle screw - Shank, tulip | NuVasive Inc. | PRECEPT Reduction Screw, 8.5x50mm | 8828550 | Standalone | DE0013912 | As per HSA registered indication(s) except for radiolucent implants which should be used as follows:  in patients with primary or metastatic spinal tumours who would benefit from post-operative high dose high precision beam therapy upon appropriate and stringent patient selection;  Patient selection should be done via standardised assessment such as the neurological-oncological-mechanical systemic (NOMS) framework; and  The assessment should be carried out by a multidisciplinary team (MDT), which may be inclusive of, but not limited to, radiation oncologists, spine surgeons and interventional radiologists, among others.
Orthopaedics | Spine - Thoracolumbar (TL) and sacral surgery | TL and sacral fusion and fixation implant | TL pedicle screw - Shank, tulip | NuVasive Inc. | PRECEPT Reduction Screw, 8.5x55mm | 8828555 | Standalone | DE0013912 | As per HSA registered indication(s) except for radiolucent implants which should be used as follows:  in patients with primary or metastatic spinal tumours who would benefit from post-operative high dose high precision beam therapy upon appropriate and stringent patient selection;  Patient selection should be done via standardised assessment such as the neurological-oncological-mechanical systemic (NOMS) framework; and  The assessment should be carried out by a multidisciplinary team (MDT), which may be inclusive of, but not limited to, radiation oncologists, spine surgeons and interventional radiologists, among others.
Orthopaedics | Spine - Thoracolumbar (TL) and sacral surgery | TL and sacral fusion and fixation implant | TL pedicle screw - Shank, tulip | NuVasive Inc. | PRECEPT Reduction Screw, 8.5x60mm | 8828560 | Standalone | DE0013912 | As per HSA registered indication(s) except for radiolucent implants which should be used as follows:  in patients with primary or metastatic spinal tumours who would benefit from post-operative high dose high precision beam therapy upon appropriate and stringent patient selection;  Patient selection should be done via standardised assessment such as the neurological-oncological-mechanical systemic (NOMS) framework; and  The assessment should be carried out by a multidisciplinary team (MDT), which may be inclusive of, but not limited to, radiation oncologists, spine surgeons and interventional radiologists, among others.
Orthopaedics | Spine - Thoracolumbar (TL) and sacral surgery | TL and sacral fusion and fixation implant | TL pedicle screw - Shank, tulip | NuVasive Inc. | PRECEPT Reduction Screw, 8.5x70mm | 8828570 | Standalone | DE0013912 | As per HSA registered indication(s) except for radiolucent implants which should be used as follows:  in patients with primary or metastatic spinal tumours who would benefit from post-operative high dose high precision beam therapy upon appropriate and stringent patient selection;  Patient selection should be done via standardised assessment such as the neurological-oncological-mechanical systemic (NOMS) framework; and  The assessment should be carried out by a multidisciplinary team (MDT), which may be inclusive of, but not limited to, radiation oncologists, spine surgeons and interventional radiologists, among others.
Orthopaedics | Spine - Thoracolumbar (TL) and sacral surgery | TL and sacral fusion and fixation implant | TL pedicle screw - Shank, tulip | NuVasive Inc. | PRECEPT Reduction Screw, 8.5x80mm | 8828580 | Standalone | DE0013912 | As per HSA registered indication(s) except for radiolucent implants which should be used as follows:  in patients with primary or metastatic spinal tumours who would benefit from post-operative high dose high precision beam therapy upon appropriate and stringent patient selection;  Patient selection should be done via standardised assessment such as the neurological-oncological-mechanical systemic (NOMS) framework; and  The assessment should be carried out by a multidisciplinary team (MDT), which may be inclusive of, but not limited to, radiation oncologists, spine surgeons and interventional radiologists, among others.
Orthopaedics | Spine - Thoracolumbar (TL) and sacral surgery | TL and sacral fusion and fixation implant | TL pedicle screw - Shank, tulip | NuVasive Inc. | PRECEPT Reduction Screw, 8.5x90mm | 8828590 | Standalone | DE0013912 | As per HSA registered indication(s) except for radiolucent implants which should be used as follows:  in patients with primary or metastatic spinal tumours who would benefit from post-operative high dose high precision beam therapy upon appropriate and stringent patient selection;  Patient selection should be done via standardised assessment such as the neurological-oncological-mechanical systemic (NOMS) framework; and  The assessment should be carried out by a multidisciplinary team (MDT), which may be inclusive of, but not limited to, radiation oncologists, spine surgeons and interventional radiologists, among others.
Orthopaedics | Spine - Thoracolumbar (TL) and sacral surgery | TL and sacral fusion and fixation implant | TL pedicle screw - Shank, tulip | NuVasive Inc. | PRECEPT Screw Shank, 4.5x25mm Modular | 8894525 | Standalone | DE0013912 | As per HSA registered indication(s) except for radiolucent implants which should be used as follows:  in patients with primary or metastatic spinal tumours who would benefit from post-operative high dose high precision beam therapy upon appropriate and stringent patient selection;  Patient selection should be done via standardised assessment such as the neurological-oncological-mechanical systemic (NOMS) framework; and  The assessment should be carried out by a multidisciplinary team (MDT), which may be inclusive of, but not limited to, radiation oncologists, spine surgeons and interventional radiologists, among others.
Orthopaedics | Spine - Thoracolumbar (TL) and sacral surgery | TL and sacral fusion and fixation implant | TL pedicle screw - Shank, tulip | NuVasive Inc. | PRECEPT Screw Shank, 4.5x30mm Modular | 8894530 | Standalone | DE0013912 | As per HSA registered indication(s) except for radiolucent implants which should be used as follows:  in patients with primary or metastatic spinal tumours who would benefit from post-operative high dose high precision beam therapy upon appropriate and stringent patient selection;  Patient selection should be done via standardised assessment such as the neurological-oncological-mechanical systemic (NOMS) framework; and  The assessment should be carried out by a multidisciplinary team (MDT), which may be inclusive of, but not limited to, radiation oncologists, spine surgeons and interventional radiologists, among others.
Orthopaedics | Spine - Thoracolumbar (TL) and sacral surgery | TL and sacral fusion and fixation implant | TL pedicle screw - Shank, tulip | NuVasive Inc. | PRECEPT Screw Shank, 4.5x35mm Modular | 8894535 | Standalone | DE0013912 | As per HSA registered indication(s) except for radiolucent implants which should be used as follows:  in patients with primary or metastatic spinal tumours who would benefit from post-operative high dose high precision beam therapy upon appropriate and stringent patient selection;  Patient selection should be done via standardised assessment such as the neurological-oncological-mechanical systemic (NOMS) framework; and  The assessment should be carried out by a multidisciplinary team (MDT), which may be inclusive of, but not limited to, radiation oncologists, spine surgeons and interventional radiologists, among others.
Orthopaedics | Spine - Thoracolumbar (TL) and sacral surgery | TL and sacral fusion and fixation implant | TL pedicle screw - Shank, tulip | NuVasive Inc. | PRECEPT Screw Shank, 4.5x40mm Modular | 8894540 | Standalone | DE0013912 | As per HSA registered indication(s) except for radiolucent implants which should be used as follows:  in patients with primary or metastatic spinal tumours who would benefit from post-operative high dose high precision beam therapy upon appropriate and stringent patient selection;  Patient selection should be done via standardised assessment such as the neurological-oncological-mechanical systemic (NOMS) framework; and  The assessment should be carried out by a multidisciplinary team (MDT), which may be inclusive of, but not limited to, radiation oncologists, spine surgeons and interventional radiologists, among others.
Orthopaedics | Spine - Thoracolumbar (TL) and sacral surgery | TL and sacral fusion and fixation implant | TL pedicle screw - Shank, tulip | NuVasive Inc. | PRECEPT Screw Shank, 4.5x45mm Modular | 8894545 | Standalone | DE0013912 | As per HSA registered indication(s) except for radiolucent implants which should be used as follows:  in patients with primary or metastatic spinal tumours who would benefit from post-operative high dose high precision beam therapy upon appropriate and stringent patient selection;  Patient selection should be done via standardised assessment such as the neurological-oncological-mechanical systemic (NOMS) framework; and  The assessment should be carried out by a multidisciplinary team (MDT), which may be inclusive of, but not limited to, radiation oncologists, spine surgeons and interventional radiologists, among others.
Orthopaedics | Spine - Thoracolumbar (TL) and sacral surgery | TL and sacral fusion and fixation implant | TL pedicle screw - Shank, tulip | NuVasive Inc. | PRECEPT Screw Shank, 4.5x50mm Modular | 8894550 | Standalone | DE0013912 | As per HSA registered indication(s) except for radiolucent implants which should be used as follows:  in patients with primary or metastatic spinal tumours who would benefit from post-operative high dose high precision beam therapy upon appropriate and stringent patient selection;  Patient selection should be done via standardised assessment such as the neurological-oncological-mechanical systemic (NOMS) framework; and  The assessment should be carried out by a multidisciplinary team (MDT), which may be inclusive of, but not limited to, radiation oncologists, spine surgeons and interventional radiologists, among others.
Orthopaedics | Spine - Thoracolumbar (TL) and sacral surgery | TL and sacral fusion and fixation implant | TL pedicle screw - Shank, tulip | NuVasive Inc. | PRECEPT Screw Shank, 5.5x30mm Modular | 8895530 | Standalone | DE0013912 | As per HSA registered indication(s) except for radiolucent implants which should be used as follows:  in patients with primary or metastatic spinal tumours who would benefit from post-operative high dose high precision beam therapy upon appropriate and stringent patient selection;  Patient selection should be done via standardised assessment such as the neurological-oncological-mechanical systemic (NOMS) framework; and  The assessment should be carried out by a multidisciplinary team (MDT), which may be inclusive of, but not limited to, radiation oncologists, spine surgeons and interventional radiologists, among others.
Orthopaedics | Spine - Thoracolumbar (TL) and sacral surgery | TL and sacral fusion and fixation implant | TL pedicle screw - Shank, tulip | NuVasive Inc. | PRECEPT Screw Shank, 5.5x30mm Modular | 8895530P | Standalone | DE0013912 | As per HSA registered indication(s) except for radiolucent implants which should be used as follows:  in patients with primary or metastatic spinal tumours who would benefit from post-operative high dose high precision beam therapy upon appropriate and stringent patient selection;  Patient selection should be done via standardised assessment such as the neurological-oncological-mechanical systemic (NOMS) framework; and  The assessment should be carried out by a multidisciplinary team (MDT), which may be inclusive of, but not limited to, radiation oncologists, spine surgeons and interventional radiologists, among others.
Orthopaedics | Spine - Thoracolumbar (TL) and sacral surgery | TL and sacral fusion and fixation implant | TL pedicle screw - Shank, tulip | NuVasive Inc. | PRECEPT Screw Shank, 5.5x35mm Modular | 8895535 | Standalone | DE0013912 | As per HSA registered indication(s) except for radiolucent implants which should be used as follows:  in patients with primary or metastatic spinal tumours who would benefit from post-operative high dose high precision beam therapy upon appropriate and stringent patient selection;  Patient selection should be done via standardised assessment such as the neurological-oncological-mechanical systemic (NOMS) framework; and  The assessment should be carried out by a multidisciplinary team (MDT), which may be inclusive of, but not limited to, radiation oncologists, spine surgeons and interventional radiologists, among others.
Orthopaedics | Spine - Thoracolumbar (TL) and sacral surgery | TL and sacral fusion and fixation implant | TL pedicle screw - Shank, tulip | NuVasive Inc. | PRECEPT Screw Shank, 5.5x35mm Modular | 8895535P | Standalone | DE0013912 | As per HSA registered indication(s) except for radiolucent implants which should be used as follows:  in patients with primary or metastatic spinal tumours who would benefit from post-operative high dose high precision beam therapy upon appropriate and stringent patient selection;  Patient selection should be done via standardised assessment such as the neurological-oncological-mechanical systemic (NOMS) framework; and  The assessment should be carried out by a multidisciplinary team (MDT), which may be inclusive of, but not limited to, radiation oncologists, spine surgeons and interventional radiologists, among others.
Orthopaedics | Spine - Thoracolumbar (TL) and sacral surgery | TL and sacral fusion and fixation implant | TL pedicle screw - Shank, tulip | NuVasive Inc. | PRECEPT Screw Shank, 5.5x40mm Modular | 8895540 | Standalone | DE0013912 | As per HSA registered indication(s) except for radiolucent implants which should be used as follows:  in patients with primary or metastatic spinal tumours who would benefit from post-operative high dose high precision beam therapy upon appropriate and stringent patient selection;  Patient selection should be done via standardised assessment such as the neurological-oncological-mechanical systemic (NOMS) framework; and  The assessment should be carried out by a multidisciplinary team (MDT), which may be inclusive of, but not limited to, radiation oncologists, spine surgeons and interventional radiologists, among others.
Orthopaedics | Spine - Thoracolumbar (TL) and sacral surgery | TL and sacral fusion and fixation implant | TL pedicle screw - Shank, tulip | NuVasive Inc. | PRECEPT Screw Shank, 5.5x40mm Modular | 8895540P | Standalone | DE0013912 | As per HSA registered indication(s) except for radiolucent implants which should be used as follows:  in patients with primary or metastatic spinal tumours who would benefit from post-operative high dose high precision beam therapy upon appropriate and stringent patient selection;  Patient selection should be done via standardised assessment such as the neurological-oncological-mechanical systemic (NOMS) framework; and  The assessment should be carried out by a multidisciplinary team (MDT), which may be inclusive of, but not limited to, radiation oncologists, spine surgeons and interventional radiologists, among others.
Orthopaedics | Spine - Thoracolumbar (TL) and sacral surgery | TL and sacral fusion and fixation implant | TL pedicle screw - Shank, tulip | NuVasive Inc. | PRECEPT Screw Shank, 5.5x45mm Modular | 8895545 | Standalone | DE0013912 | As per HSA registered indication(s) except for radiolucent implants which should be used as follows:  in patients with primary or metastatic spinal tumours who would benefit from post-operative high dose high precision beam therapy upon appropriate and stringent patient selection;  Patient selection should be done via standardised assessment such as the neurological-oncological-mechanical systemic (NOMS) framework; and  The assessment should be carried out by a multidisciplinary team (MDT), which may be inclusive of, but not limited to, radiation oncologists, spine surgeons and interventional radiologists, among others.
Orthopaedics | Spine - Thoracolumbar (TL) and sacral surgery | TL and sacral fusion and fixation implant | TL pedicle screw - Shank, tulip | NuVasive Inc. | PRECEPT Screw Shank, 5.5x45mm Modular | 8895545P | Standalone | DE0013912 | As per HSA registered indication(s) except for radiolucent implants which should be used as follows:  in patients with primary or metastatic spinal tumours who would benefit from post-operative high dose high precision beam therapy upon appropriate and stringent patient selection;  Patient selection should be done via standardised assessment such as the neurological-oncological-mechanical systemic (NOMS) framework; and  The assessment should be carried out by a multidisciplinary team (MDT), which may be inclusive of, but not limited to, radiation oncologists, spine surgeons and interventional radiologists, among others.
Orthopaedics | Spine - Thoracolumbar (TL) and sacral surgery | TL and sacral fusion and fixation implant | TL pedicle screw - Shank, tulip | NuVasive Inc. | PRECEPT Screw Shank, 5.5x50mm Modular | 8895550 | Standalone | DE0013912 | As per HSA registered indication(s) except for radiolucent implants which should be used as follows:  in patients with primary or metastatic spinal tumours who would benefit from post-operative high dose high precision beam therapy upon appropriate and stringent patient selection;  Patient selection should be done via standardised assessment such as the neurological-oncological-mechanical systemic (NOMS) framework; and  The assessment should be carried out by a multidisciplinary team (MDT), which may be inclusive of, but not limited to, radiation oncologists, spine surgeons and interventional radiologists, among others.
Orthopaedics | Spine - Thoracolumbar (TL) and sacral surgery | TL and sacral fusion and fixation implant | TL pedicle screw - Shank, tulip | NuVasive Inc. | PRECEPT Screw Shank, 5.5x50mm Modular | 8895550P | Standalone | DE0013912 | As per HSA registered indication(s) except for radiolucent implants which should be used as follows:  in patients with primary or metastatic spinal tumours who would benefit from post-operative high dose high precision beam therapy upon appropriate and stringent patient selection;  Patient selection should be done via standardised assessment such as the neurological-oncological-mechanical systemic (NOMS) framework; and  The assessment should be carried out by a multidisciplinary team (MDT), which may be inclusive of, but not limited to, radiation oncologists, spine surgeons and interventional radiologists, among others.
Orthopaedics | Spine - Thoracolumbar (TL) and sacral surgery | TL and sacral fusion and fixation implant | TL pedicle screw - Shank, tulip | NuVasive Inc. | PRECEPT Screw Shank, 5.5x55mm Modular | 8895555 | Standalone | DE0013912 | As per HSA registered indication(s) except for radiolucent implants which should be used as follows:  in patients with primary or metastatic spinal tumours who would benefit from post-operative high dose high precision beam therapy upon appropriate and stringent patient selection;  Patient selection should be done via standardised assessment such as the neurological-oncological-mechanical systemic (NOMS) framework; and  The assessment should be carried out by a multidisciplinary team (MDT), which may be inclusive of, but not limited to, radiation oncologists, spine surgeons and interventional radiologists, among others.
Orthopaedics | Spine - Thoracolumbar (TL) and sacral surgery | TL and sacral fusion and fixation implant | TL pedicle screw - Shank, tulip | NuVasive Inc. | PRECEPT Screw Shank, 5.5x55mm Modular | 8895555P | Standalone | DE0013912 | As per HSA registered indication(s) except for radiolucent implants which should be used as follows:  in patients with primary or metastatic spinal tumours who would benefit from post-operative high dose high precision beam therapy upon appropriate and stringent patient selection;  Patient selection should be done via standardised assessment such as the neurological-oncological-mechanical systemic (NOMS) framework; and  The assessment should be carried out by a multidisciplinary team (MDT), which may be inclusive of, but not limited to, radiation oncologists, spine surgeons and interventional radiologists, among others.
Orthopaedics | Spine - Thoracolumbar (TL) and sacral surgery | TL and sacral fusion and fixation implant | TL pedicle screw - Shank, tulip | NuVasive Inc. | PRECEPT Screw Shank, 5.5x60mm Modular | 8895560 | Standalone | DE0013912 | As per HSA registered indication(s) except for radiolucent implants which should be used as follows:  in patients with primary or metastatic spinal tumours who would benefit from post-operative high dose high precision beam therapy upon appropriate and stringent patient selection;  Patient selection should be done via standardised assessment such as the neurological-oncological-mechanical systemic (NOMS) framework; and  The assessment should be carried out by a multidisciplinary team (MDT), which may be inclusive of, but not limited to, radiation oncologists, spine surgeons and interventional radiologists, among others.
Orthopaedics | Spine - Thoracolumbar (TL) and sacral surgery | TL and sacral fusion and fixation implant | TL pedicle screw - Shank, tulip | NuVasive Inc. | PRECEPT Screw Shank, 6.0x40mm Modular | 8896040 | Standalone | DE0013912 | As per HSA registered indication(s) except for radiolucent implants which should be used as follows:  in patients with primary or metastatic spinal tumours who would benefit from post-operative high dose high precision beam therapy upon appropriate and stringent patient selection;  Patient selection should be done via standardised assessment such as the neurological-oncological-mechanical systemic (NOMS) framework; and  The assessment should be carried out by a multidisciplinary team (MDT), which may be inclusive of, but not limited to, radiation oncologists, spine surgeons and interventional radiologists, among others.
Orthopaedics | Spine - Thoracolumbar (TL) and sacral surgery | TL and sacral fusion and fixation implant | TL pedicle screw - Shank, tulip | NuVasive Inc. | PRECEPT Screw Shank, 6.0x45mm Modular | 8896045 | Standalone | DE0013912 | As per HSA registered indication(s) except for radiolucent implants which should be used as follows:  in patients with primary or metastatic spinal tumours who would benefit from post-operative high dose high precision beam therapy upon appropriate and stringent patient selection;  Patient selection should be done via standardised assessment such as the neurological-oncological-mechanical systemic (NOMS) framework; and  The assessment should be carried out by a multidisciplinary team (MDT), which may be inclusive of, but not limited to, radiation oncologists, spine surgeons and interventional radiologists, among others.
Orthopaedics | Spine - Thoracolumbar (TL) and sacral surgery | TL and sacral fusion and fixation implant | TL pedicle screw - Shank, tulip | NuVasive Inc. | PRECEPT Screw Shank, 6.0x50mm Modular | 8896050 | Standalone | DE0013912 | As per HSA registered indication(s) except for radiolucent implants which should be used as follows:  in patients with primary or metastatic spinal tumours who would benefit from post-operative high dose high precision beam therapy upon appropriate and stringent patient selection;  Patient selection should be done via standardised assessment such as the neurological-oncological-mechanical systemic (NOMS) framework; and  The assessment should be carried out by a multidisciplinary team (MDT), which may be inclusive of, but not limited to, radiation oncologists, spine surgeons and interventional radiologists, among others.
Orthopaedics | Spine - Thoracolumbar (TL) and sacral surgery | TL and sacral fusion and fixation implant | TL pedicle screw - Shank, tulip | NuVasive Inc. | PRECEPT Screw Shank, 6.0x55mm Modular | 8896055 | Standalone | DE0013912 | As per HSA registered indication(s) except for radiolucent implants which should be used as follows:  in patients with primary or metastatic spinal tumours who would benefit from post-operative high dose high precision beam therapy upon appropriate and stringent patient selection;  Patient selection should be done via standardised assessment such as the neurological-oncological-mechanical systemic (NOMS) framework; and  The assessment should be carried out by a multidisciplinary team (MDT), which may be inclusive of, but not limited to, radiation oncologists, spine surgeons and interventional radiologists, among others.
Orthopaedics | Spine - Thoracolumbar (TL) and sacral surgery | TL and sacral fusion and fixation implant | TL pedicle screw - Shank, tulip | NuVasive Inc. | PRECEPT Screw Shank, 6.5x30mm Modular | 8896530 | Standalone | DE0013912 | As per HSA registered indication(s) except for radiolucent implants which should be used as follows:  in patients with primary or metastatic spinal tumours who would benefit from post-operative high dose high precision beam therapy upon appropriate and stringent patient selection;  Patient selection should be done via standardised assessment such as the neurological-oncological-mechanical systemic (NOMS) framework; and  The assessment should be carried out by a multidisciplinary team (MDT), which may be inclusive of, but not limited to, radiation oncologists, spine surgeons and interventional radiologists, among others.
Orthopaedics | Spine - Thoracolumbar (TL) and sacral surgery | TL and sacral fusion and fixation implant | TL pedicle screw - Shank, tulip | NuVasive Inc. | PRECEPT Screw Shank, 6.5x30mm Modular | 8896530P | Standalone | DE0013912 | As per HSA registered indication(s) except for radiolucent implants which should be used as follows:  in patients with primary or metastatic spinal tumours who would benefit from post-operative high dose high precision beam therapy upon appropriate and stringent patient selection;  Patient selection should be done via standardised assessment such as the neurological-oncological-mechanical systemic (NOMS) framework; and  The assessment should be carried out by a multidisciplinary team (MDT), which may be inclusive of, but not limited to, radiation oncologists, spine surgeons and interventional radiologists, among others.
Orthopaedics | Spine - Thoracolumbar (TL) and sacral surgery | TL and sacral fusion and fixation implant | TL pedicle screw - Shank, tulip | NuVasive Inc. | PRECEPT Screw Shank, 6.5x35mm Modular | 8896535 | Standalone | DE0013912 | As per HSA registered indication(s) except for radiolucent implants which should be used as follows:  in patients with primary or metastatic spinal tumours who would benefit from post-operative high dose high precision beam therapy upon appropriate and stringent patient selection;  Patient selection should be done via standardised assessment such as the neurological-oncological-mechanical systemic (NOMS) framework; and  The assessment should be carried out by a multidisciplinary team (MDT), which may be inclusive of, but not limited to, radiation oncologists, spine surgeons and interventional radiologists, among others.
Orthopaedics | Spine - Thoracolumbar (TL) and sacral surgery | TL and sacral fusion and fixation implant | TL pedicle screw - Shank, tulip | NuVasive Inc. | PRECEPT Screw Shank, 6.5x40mm Modular | 8896540 | Standalone | DE0013912 | As per HSA registered indication(s) except for radiolucent implants which should be used as follows:  in patients with primary or metastatic spinal tumours who would benefit from post-operative high dose high precision beam therapy upon appropriate and stringent patient selection;  Patient selection should be done via standardised assessment such as the neurological-oncological-mechanical systemic (NOMS) framework; and  The assessment should be carried out by a multidisciplinary team (MDT), which may be inclusive of, but not limited to, radiation oncologists, spine surgeons and interventional radiologists, among others.
Orthopaedics | Spine - Thoracolumbar (TL) and sacral surgery | TL and sacral fusion and fixation implant | TL pedicle screw - Shank, tulip | NuVasive Inc. | PRECEPT Screw Shank, 6.5x45mm Modular | 8896545 | Standalone | DE0013912 | As per HSA registered indication(s) except for radiolucent implants which should be used as follows:  in patients with primary or metastatic spinal tumours who would benefit from post-operative high dose high precision beam therapy upon appropriate and stringent patient selection;  Patient selection should be done via standardised assessment such as the neurological-oncological-mechanical systemic (NOMS) framework; and  The assessment should be carried out by a multidisciplinary team (MDT), which may be inclusive of, but not limited to, radiation oncologists, spine surgeons and interventional radiologists, among others.
Orthopaedics | Spine - Thoracolumbar (TL) and sacral surgery | TL and sacral fusion and fixation implant | TL pedicle screw - Shank, tulip | NuVasive Inc. | PRECEPT Screw Shank, 6.5x45mm Modular | 8896545P | Standalone | DE0013912 | As per HSA registered indication(s) except for radiolucent implants which should be used as follows:  in patients with primary or metastatic spinal tumours who would benefit from post-operative high dose high precision beam therapy upon appropriate and stringent patient selection;  Patient selection should be done via standardised assessment such as the neurological-oncological-mechanical systemic (NOMS) framework; and  The assessment should be carried out by a multidisciplinary team (MDT), which may be inclusive of, but not limited to, radiation oncologists, spine surgeons and interventional radiologists, among others.
Orthopaedics | Spine - Thoracolumbar (TL) and sacral surgery | TL and sacral fusion and fixation implant | TL pedicle screw - Shank, tulip | NuVasive Inc. | PRECEPT Screw Shank, 6.5x50mm Modular | 8896550 | Standalone | DE0013912 | As per HSA registered indication(s) except for radiolucent implants which should be used as follows:  in patients with primary or metastatic spinal tumours who would benefit from post-operative high dose high precision beam therapy upon appropriate and stringent patient selection;  Patient selection should be done via standardised assessment such as the neurological-oncological-mechanical systemic (NOMS) framework; and  The assessment should be carried out by a multidisciplinary team (MDT), which may be inclusive of, but not limited to, radiation oncologists, spine surgeons and interventional radiologists, among others.
Orthopaedics | Spine - Thoracolumbar (TL) and sacral surgery | TL and sacral fusion and fixation implant | TL pedicle screw - Shank, tulip | NuVasive Inc. | PRECEPT Screw Shank, 6.5x50mm Modular | 8896550P | Standalone | DE0013912 | As per HSA registered indication(s) except for radiolucent implants which should be used as follows:  in patients with primary or metastatic spinal tumours who would benefit from post-operative high dose high precision beam therapy upon appropriate and stringent patient selection;  Patient selection should be done via standardised assessment such as the neurological-oncological-mechanical systemic (NOMS) framework; and  The assessment should be carried out by a multidisciplinary team (MDT), which may be inclusive of, but not limited to, radiation oncologists, spine surgeons and interventional radiologists, among others.
Orthopaedics | Spine - Thoracolumbar (TL) and sacral surgery | TL and sacral fusion and fixation implant | TL pedicle screw - Shank, tulip | NuVasive Inc. | PRECEPT Screw Shank, 6.5x55mm Modular | 8896555 | Standalone | DE0013912 | As per HSA registered indication(s) except for radiolucent implants which should be used as follows:  in patients with primary or metastatic spinal tumours who would benefit from post-operative high dose high precision beam therapy upon appropriate and stringent patient selection;  Patient selection should be done via standardised assessment such as the neurological-oncological-mechanical systemic (NOMS) framework; and  The assessment should be carried out by a multidisciplinary team (MDT), which may be inclusive of, but not limited to, radiation oncologists, spine surgeons and interventional radiologists, among others.
Orthopaedics | Spine - Thoracolumbar (TL) and sacral surgery | TL and sacral fusion and fixation implant | TL pedicle screw - Shank, tulip | NuVasive Inc. | PRECEPT Screw Shank, 6.5x55mm Modular | 8896555P | Standalone | DE0013912 | As per HSA registered indication(s) except for radiolucent implants which should be used as follows:  in patients with primary or metastatic spinal tumours who would benefit from post-operative high dose high precision beam therapy upon appropriate and stringent patient selection;  Patient selection should be done via standardised assessment such as the neurological-oncological-mechanical systemic (NOMS) framework; and  The assessment should be carried out by a multidisciplinary team (MDT), which may be inclusive of, but not limited to, radiation oncologists, spine surgeons and interventional radiologists, among others.
Orthopaedics | Spine - Thoracolumbar (TL) and sacral surgery | TL and sacral fusion and fixation implant | TL pedicle screw - Shank, tulip | NuVasive Inc. | PRECEPT Screw Shank, 6.5x60mm Modular | 8896560 | Standalone | DE0013912 | As per HSA registered indication(s) except for radiolucent implants which should be used as follows:  in patients with primary or metastatic spinal tumours who would benefit from post-operative high dose high precision beam therapy upon appropriate and stringent patient selection;  Patient selection should be done via standardised assessment such as the neurological-oncological-mechanical systemic (NOMS) framework; and  The assessment should be carried out by a multidisciplinary team (MDT), which may be inclusive of, but not limited to, radiation oncologists, spine surgeons and interventional radiologists, among others.
Orthopaedics | Spine - Thoracolumbar (TL) and sacral surgery | TL and sacral fusion and fixation implant | TL pedicle screw - Shank, tulip | NuVasive Inc. | PRECEPT Screw Shank, 7.0x45mm Modular | 8897045 | Standalone | DE0013912 | As per HSA registered indication(s) except for radiolucent implants which should be used as follows:  in patients with primary or metastatic spinal tumours who would benefit from post-operative high dose high precision beam therapy upon appropriate and stringent patient selection;  Patient selection should be done via standardised assessment such as the neurological-oncological-mechanical systemic (NOMS) framework; and  The assessment should be carried out by a multidisciplinary team (MDT), which may be inclusive of, but not limited to, radiation oncologists, spine surgeons and interventional radiologists, among others.
Orthopaedics | Spine - Thoracolumbar (TL) and sacral surgery | TL and sacral fusion and fixation implant | TL pedicle screw - Shank, tulip | NuVasive Inc. | PRECEPT Screw Shank, 7.0x50mm Modular | 8897050 | Standalone | DE0013912 | As per HSA registered indication(s) except for radiolucent implants which should be used as follows:  in patients with primary or metastatic spinal tumours who would benefit from post-operative high dose high precision beam therapy upon appropriate and stringent patient selection;  Patient selection should be done via standardised assessment such as the neurological-oncological-mechanical systemic (NOMS) framework; and  The assessment should be carried out by a multidisciplinary team (MDT), which may be inclusive of, but not limited to, radiation oncologists, spine surgeons and interventional radiologists, among others.
Orthopaedics | Spine - Thoracolumbar (TL) and sacral surgery | TL and sacral fusion and fixation implant | TL pedicle screw - Shank, tulip | NuVasive Inc. | PRECEPT Screw Shank, 7.0x55mm Modular | 8897055 | Standalone | DE0013912 | As per HSA registered indication(s) except for radiolucent implants which should be used as follows:  in patients with primary or metastatic spinal tumours who would benefit from post-operative high dose high precision beam therapy upon appropriate and stringent patient selection;  Patient selection should be done via standardised assessment such as the neurological-oncological-mechanical systemic (NOMS) framework; and  The assessment should be carried out by a multidisciplinary team (MDT), which may be inclusive of, but not limited to, radiation oncologists, spine surgeons and interventional radiologists, among others.
Orthopaedics | Spine - Thoracolumbar (TL) and sacral surgery | TL and sacral fusion and fixation implant | TL pedicle screw - Shank, tulip | NuVasive Inc. | PRECEPT Screw Shank, 7.5x100mm Modular | 8897500 | Standalone | DE0013912 | As per HSA registered indication(s) except for radiolucent implants which should be used as follows:  in patients with primary or metastatic spinal tumours who would benefit from post-operative high dose high precision beam therapy upon appropriate and stringent patient selection;  Patient selection should be done via standardised assessment such as the neurological-oncological-mechanical systemic (NOMS) framework; and  The assessment should be carried out by a multidisciplinary team (MDT), which may be inclusive of, but not limited to, radiation oncologists, spine surgeons and interventional radiologists, among others.
Orthopaedics | Spine - Thoracolumbar (TL) and sacral surgery | TL and sacral fusion and fixation implant | TL pedicle screw - Shank, tulip | NuVasive Inc. | PRECEPT Screw Shank, 7.5x110mm Modular | 8897510 | Standalone | DE0013912 | As per HSA registered indication(s) except for radiolucent implants which should be used as follows:  in patients with primary or metastatic spinal tumours who would benefit from post-operative high dose high precision beam therapy upon appropriate and stringent patient selection;  Patient selection should be done via standardised assessment such as the neurological-oncological-mechanical systemic (NOMS) framework; and  The assessment should be carried out by a multidisciplinary team (MDT), which may be inclusive of, but not limited to, radiation oncologists, spine surgeons and interventional radiologists, among others.
Orthopaedics | Spine - Thoracolumbar (TL) and sacral surgery | TL and sacral fusion and fixation implant | TL pedicle screw - Shank, tulip | NuVasive Inc. | PRECEPT Screw Shank, 7.5x120mm Modular | 8897520 | Standalone | DE0013912 | As per HSA registered indication(s) except for radiolucent implants which should be used as follows:  in patients with primary or metastatic spinal tumours who would benefit from post-operative high dose high precision beam therapy upon appropriate and stringent patient selection;  Patient selection should be done via standardised assessment such as the neurological-oncological-mechanical systemic (NOMS) framework; and  The assessment should be carried out by a multidisciplinary team (MDT), which may be inclusive of, but not limited to, radiation oncologists, spine surgeons and interventional radiologists, among others.
Orthopaedics | Spine - Thoracolumbar (TL) and sacral surgery | TL and sacral fusion and fixation implant | TL pedicle screw - Shank, tulip | NuVasive Inc. | PRECEPT Screw Shank, 7.5x30mm Modular | 8897530 | Standalone | DE0013912 | As per HSA registered indication(s) except for radiolucent implants which should be used as follows:  in patients with primary or metastatic spinal tumours who would benefit from post-operative high dose high precision beam therapy upon appropriate and stringent patient selection;  Patient selection should be done via standardised assessment such as the neurological-oncological-mechanical systemic (NOMS) framework; and  The assessment should be carried out by a multidisciplinary team (MDT), which may be inclusive of, but not limited to, radiation oncologists, spine surgeons and interventional radiologists, among others.
Orthopaedics | Spine - Thoracolumbar (TL) and sacral surgery | TL and sacral fusion and fixation implant | TL pedicle screw - Shank, tulip | NuVasive Inc. | PRECEPT Screw Shank, 7.5x30mm Modular | 8897530P | Standalone | DE0013912 | As per HSA registered indication(s) except for radiolucent implants which should be used as follows:  in patients with primary or metastatic spinal tumours who would benefit from post-operative high dose high precision beam therapy upon appropriate and stringent patient selection;  Patient selection should be done via standardised assessment such as the neurological-oncological-mechanical systemic (NOMS) framework; and  The assessment should be carried out by a multidisciplinary team (MDT), which may be inclusive of, but not limited to, radiation oncologists, spine surgeons and interventional radiologists, among others.
Orthopaedics | Spine - Thoracolumbar (TL) and sacral surgery | TL and sacral fusion and fixation implant | TL pedicle screw - Shank, tulip | NuVasive Inc. | PRECEPT Screw Shank, 7.5x35mm Modular | 8897535 | Standalone | DE0013912 | As per HSA registered indication(s) except for radiolucent implants which should be used as follows:  in patients with primary or metastatic spinal tumours who would benefit from post-operative high dose high precision beam therapy upon appropriate and stringent patient selection;  Patient selection should be done via standardised assessment such as the neurological-oncological-mechanical systemic (NOMS) framework; and  The assessment should be carried out by a multidisciplinary team (MDT), which may be inclusive of, but not limited to, radiation oncologists, spine surgeons and interventional radiologists, among others.
Orthopaedics | Spine - Thoracolumbar (TL) and sacral surgery | TL and sacral fusion and fixation implant | TL pedicle screw - Shank, tulip | NuVasive Inc. | PRECEPT Screw Shank, 7.5x40mm Modular | 8897540 | Standalone | DE0013912 | As per HSA registered indication(s) except for radiolucent implants which should be used as follows:  in patients with primary or metastatic spinal tumours who would benefit from post-operative high dose high precision beam therapy upon appropriate and stringent patient selection;  Patient selection should be done via standardised assessment such as the neurological-oncological-mechanical systemic (NOMS) framework; and  The assessment should be carried out by a multidisciplinary team (MDT), which may be inclusive of, but not limited to, radiation oncologists, spine surgeons and interventional radiologists, among others.
Orthopaedics | Spine - Thoracolumbar (TL) and sacral surgery | TL and sacral fusion and fixation implant | TL pedicle screw - Shank, tulip | NuVasive Inc. | PRECEPT Screw Shank, 7.5x45mm Modular | 8897545 | Standalone | DE0013912 | As per HSA registered indication(s) except for radiolucent implants which should be used as follows:  in patients with primary or metastatic spinal tumours who would benefit from post-operative high dose high precision beam therapy upon appropriate and stringent patient selection;  Patient selection should be done via standardised assessment such as the neurological-oncological-mechanical systemic (NOMS) framework; and  The assessment should be carried out by a multidisciplinary team (MDT), which may be inclusive of, but not limited to, radiation oncologists, spine surgeons and interventional radiologists, among others.
Orthopaedics | Spine - Thoracolumbar (TL) and sacral surgery | TL and sacral fusion and fixation implant | TL pedicle screw - Shank, tulip | NuVasive Inc. | PRECEPT Screw Shank, 7.5x45mm Modular | 8897545P | Standalone | DE0013912 | As per HSA registered indication(s) except for radiolucent implants which should be used as follows:  in patients with primary or metastatic spinal tumours who would benefit from post-operative high dose high precision beam therapy upon appropriate and stringent patient selection;  Patient selection should be done via standardised assessment such as the neurological-oncological-mechanical systemic (NOMS) framework; and  The assessment should be carried out by a multidisciplinary team (MDT), which may be inclusive of, but not limited to, radiation oncologists, spine surgeons and interventional radiologists, among others.
Orthopaedics | Spine - Thoracolumbar (TL) and sacral surgery | TL and sacral fusion and fixation implant | TL pedicle screw - Shank, tulip | NuVasive Inc. | PRECEPT Screw Shank, 7.5x50mm Modular | 8897550 | Standalone | DE0013912 | As per HSA registered indication(s) except for radiolucent implants which should be used as follows:  in patients with primary or metastatic spinal tumours who would benefit from post-operative high dose high precision beam therapy upon appropriate and stringent patient selection;  Patient selection should be done via standardised assessment such as the neurological-oncological-mechanical systemic (NOMS) framework; and  The assessment should be carried out by a multidisciplinary team (MDT), which may be inclusive of, but not limited to, radiation oncologists, spine surgeons and interventional radiologists, among others.
Orthopaedics | Spine - Thoracolumbar (TL) and sacral surgery | TL and sacral fusion and fixation implant | TL pedicle screw - Shank, tulip | NuVasive Inc. | PRECEPT Screw Shank, 7.5x50mm Modular | 8897550P | Standalone | DE0013912 | As per HSA registered indication(s) except for radiolucent implants which should be used as follows:  in patients with primary or metastatic spinal tumours who would benefit from post-operative high dose high precision beam therapy upon appropriate and stringent patient selection;  Patient selection should be done via standardised assessment such as the neurological-oncological-mechanical systemic (NOMS) framework; and  The assessment should be carried out by a multidisciplinary team (MDT), which may be inclusive of, but not limited to, radiation oncologists, spine surgeons and interventional radiologists, among others.
Orthopaedics | Spine - Thoracolumbar (TL) and sacral surgery | TL and sacral fusion and fixation implant | TL pedicle screw - Shank, tulip | NuVasive Inc. | PRECEPT Screw Shank, 7.5x55mm Modular | 8897555 | Standalone | DE0013912 | As per HSA registered indication(s) except for radiolucent implants which should be used as follows:  in patients with primary or metastatic spinal tumours who would benefit from post-operative high dose high precision beam therapy upon appropriate and stringent patient selection;  Patient selection should be done via standardised assessment such as the neurological-oncological-mechanical systemic (NOMS) framework; and  The assessment should be carried out by a multidisciplinary team (MDT), which may be inclusive of, but not limited to, radiation oncologists, spine surgeons and interventional radiologists, among others.
Orthopaedics | Spine - Thoracolumbar (TL) and sacral surgery | TL and sacral fusion and fixation implant | TL pedicle screw - Shank, tulip | NuVasive Inc. | PRECEPT Screw Shank, 7.5x55mm Modular | 8897555P | Standalone | DE0013912 | As per HSA registered indication(s) except for radiolucent implants which should be used as follows:  in patients with primary or metastatic spinal tumours who would benefit from post-operative high dose high precision beam therapy upon appropriate and stringent patient selection;  Patient selection should be done via standardised assessment such as the neurological-oncological-mechanical systemic (NOMS) framework; and  The assessment should be carried out by a multidisciplinary team (MDT), which may be inclusive of, but not limited to, radiation oncologists, spine surgeons and interventional radiologists, among others.
Orthopaedics | Spine - Thoracolumbar (TL) and sacral surgery | TL and sacral fusion and fixation implant | TL pedicle screw - Shank, tulip | NuVasive Inc. | PRECEPT Screw Shank, 7.5x60mm Modular | 8897560 | Standalone | DE0013912 | As per HSA registered indication(s) except for radiolucent implants which should be used as follows:  in patients with primary or metastatic spinal tumours who would benefit from post-operative high dose high precision beam therapy upon appropriate and stringent patient selection;  Patient selection should be done via standardised assessment such as the neurological-oncological-mechanical systemic (NOMS) framework; and  The assessment should be carried out by a multidisciplinary team (MDT), which may be inclusive of, but not limited to, radiation oncologists, spine surgeons and interventional radiologists, among others.
Orthopaedics | Spine - Thoracolumbar (TL) and sacral surgery | TL and sacral fusion and fixation implant | TL pedicle screw - Shank, tulip | NuVasive Inc. | PRECEPT Screw Shank, 7.5x70mm Modular | 8897570 | Standalone | DE0013912 | As per HSA registered indication(s) except for radiolucent implants which should be used as follows:  in patients with primary or metastatic spinal tumours who would benefit from post-operative high dose high precision beam therapy upon appropriate and stringent patient selection;  Patient selection should be done via standardised assessment such as the neurological-oncological-mechanical systemic (NOMS) framework; and  The assessment should be carried out by a multidisciplinary team (MDT), which may be inclusive of, but not limited to, radiation oncologists, spine surgeons and interventional radiologists, among others.
Orthopaedics | Spine - Thoracolumbar (TL) and sacral surgery | TL and sacral fusion and fixation implant | TL pedicle screw - Shank, tulip | NuVasive Inc. | PRECEPT Screw Shank, 7.5x80mm Modular | 8897580 | Standalone | DE0013912 | As per HSA registered indication(s) except for radiolucent implants which should be used as follows:  in patients with primary or metastatic spinal tumours who would benefit from post-operative high dose high precision beam therapy upon appropriate and stringent patient selection;  Patient selection should be done via standardised assessment such as the neurological-oncological-mechanical systemic (NOMS) framework; and  The assessment should be carried out by a multidisciplinary team (MDT), which may be inclusive of, but not limited to, radiation oncologists, spine surgeons and interventional radiologists, among others.
Orthopaedics | Spine - Thoracolumbar (TL) and sacral surgery | TL and sacral fusion and fixation implant | TL pedicle screw - Shank, tulip | NuVasive Inc. | PRECEPT Screw Shank, 7.5x90mm Modular | 8897590 | Standalone | DE0013912 | As per HSA registered indication(s) except for radiolucent implants which should be used as follows:  in patients with primary or metastatic spinal tumours who would benefit from post-operative high dose high precision beam therapy upon appropriate and stringent patient selection;  Patient selection should be done via standardised assessment such as the neurological-oncological-mechanical systemic (NOMS) framework; and  The assessment should be carried out by a multidisciplinary team (MDT), which may be inclusive of, but not limited to, radiation oncologists, spine surgeons and interventional radiologists, among others.
Orthopaedics | Spine - Thoracolumbar (TL) and sacral surgery | TL and sacral fusion and fixation implant | TL pedicle screw - Shank, tulip | NuVasive Inc. | PRECEPT Screw Shank, 8.5x100mm Modular | 8898500 | Standalone | DE0013912 | As per HSA registered indication(s) except for radiolucent implants which should be used as follows:  in patients with primary or metastatic spinal tumours who would benefit from post-operative high dose high precision beam therapy upon appropriate and stringent patient selection;  Patient selection should be done via standardised assessment such as the neurological-oncological-mechanical systemic (NOMS) framework; and  The assessment should be carried out by a multidisciplinary team (MDT), which may be inclusive of, but not limited to, radiation oncologists, spine surgeons and interventional radiologists, among others.
Orthopaedics | Spine - Thoracolumbar (TL) and sacral surgery | TL and sacral fusion and fixation implant | TL pedicle screw - Shank, tulip | NuVasive Inc. | PRECEPT Screw Shank, 8.5x110mm Modular | 8898510 | Standalone | DE0013912 | As per HSA registered indication(s) except for radiolucent implants which should be used as follows:  in patients with primary or metastatic spinal tumours who would benefit from post-operative high dose high precision beam therapy upon appropriate and stringent patient selection;  Patient selection should be done via standardised assessment such as the neurological-oncological-mechanical systemic (NOMS) framework; and  The assessment should be carried out by a multidisciplinary team (MDT), which may be inclusive of, but not limited to, radiation oncologists, spine surgeons and interventional radiologists, among others.
Orthopaedics | Spine - Thoracolumbar (TL) and sacral surgery | TL and sacral fusion and fixation implant | TL pedicle screw - Shank, tulip | NuVasive Inc. | PRECEPT Screw Shank, 8.5x120mm Modular | 8898520 | Standalone | DE0013912 | As per HSA registered indication(s) except for radiolucent implants which should be used as follows:  in patients with primary or metastatic spinal tumours who would benefit from post-operative high dose high precision beam therapy upon appropriate and stringent patient selection;  Patient selection should be done via standardised assessment such as the neurological-oncological-mechanical systemic (NOMS) framework; and  The assessment should be carried out by a multidisciplinary team (MDT), which may be inclusive of, but not limited to, radiation oncologists, spine surgeons and interventional radiologists, among others.
Orthopaedics | Spine - Thoracolumbar (TL) and sacral surgery | TL and sacral fusion and fixation implant | TL pedicle screw - Shank, tulip | NuVasive Inc. | PRECEPT Screw Shank, 8.5x30mm Modular | 8898530 | Standalone | DE0013912 | As per HSA registered indication(s) except for radiolucent implants which should be used as follows:  in patients with primary or metastatic spinal tumours who would benefit from post-operative high dose high precision beam therapy upon appropriate and stringent patient selection;  Patient selection should be done via standardised assessment such as the neurological-oncological-mechanical systemic (NOMS) framework; and  The assessment should be carried out by a multidisciplinary team (MDT), which may be inclusive of, but not limited to, radiation oncologists, spine surgeons and interventional radiologists, among others.
Orthopaedics | Spine - Thoracolumbar (TL) and sacral surgery | TL and sacral fusion and fixation implant | TL pedicle screw - Shank, tulip | NuVasive Inc. | PRECEPT Screw Shank, 8.5x35mm Modular | 8898535 | Standalone | DE0013912 | As per HSA registered indication(s) except for radiolucent implants which should be used as follows:  in patients with primary or metastatic spinal tumours who would benefit from post-operative high dose high precision beam therapy upon appropriate and stringent patient selection;  Patient selection should be done via standardised assessment such as the neurological-oncological-mechanical systemic (NOMS) framework; and  The assessment should be carried out by a multidisciplinary team (MDT), which may be inclusive of, but not limited to, radiation oncologists, spine surgeons and interventional radiologists, among others.
Orthopaedics | Spine - Thoracolumbar (TL) and sacral surgery | TL and sacral fusion and fixation implant | TL pedicle screw - Shank, tulip | NuVasive Inc. | PRECEPT Screw Shank, 8.5x40mm Modular | 8898540 | Standalone | DE0013912 | As per HSA registered indication(s) except for radiolucent implants which should be used as follows:  in patients with primary or metastatic spinal tumours who would benefit from post-operative high dose high precision beam therapy upon appropriate and stringent patient selection;  Patient selection should be done via standardised assessment such as the neurological-oncological-mechanical systemic (NOMS) framework; and  The assessment should be carried out by a multidisciplinary team (MDT), which may be inclusive of, but not limited to, radiation oncologists, spine surgeons and interventional radiologists, among others.
Orthopaedics | Spine - Thoracolumbar (TL) and sacral surgery | TL and sacral fusion and fixation implant | TL pedicle screw - Shank, tulip | NuVasive Inc. | PRECEPT Screw Shank, 8.5x45mm Modular | 8898545 | Standalone | DE0013912 | As per HSA registered indication(s) except for radiolucent implants which should be used as follows:  in patients with primary or metastatic spinal tumours who would benefit from post-operative high dose high precision beam therapy upon appropriate and stringent patient selection;  Patient selection should be done via standardised assessment such as the neurological-oncological-mechanical systemic (NOMS) framework; and  The assessment should be carried out by a multidisciplinary team (MDT), which may be inclusive of, but not limited to, radiation oncologists, spine surgeons and interventional radiologists, among others.
Orthopaedics | Spine - Thoracolumbar (TL) and sacral surgery | TL and sacral fusion and fixation implant | TL pedicle screw - Shank, tulip | NuVasive Inc. | PRECEPT Screw Shank, 8.5x50mm Modular | 8898550 | Standalone | DE0013912 | As per HSA registered indication(s) except for radiolucent implants which should be used as follows:  in patients with primary or metastatic spinal tumours who would benefit from post-operative high dose high precision beam therapy upon appropriate and stringent patient selection;  Patient selection should be done via standardised assessment such as the neurological-oncological-mechanical systemic (NOMS) framework; and  The assessment should be carried out by a multidisciplinary team (MDT), which may be inclusive of, but not limited to, radiation oncologists, spine surgeons and interventional radiologists, among others.
Orthopaedics | Spine - Thoracolumbar (TL) and sacral surgery | TL and sacral fusion and fixation implant | TL pedicle screw - Shank, tulip | NuVasive Inc. | PRECEPT Screw Shank, 8.5x55mm Modular | 8898555 | Standalone | DE0013912 | As per HSA registered indication(s) except for radiolucent implants which should be used as follows:  in patients with primary or metastatic spinal tumours who would benefit from post-operative high dose high precision beam therapy upon appropriate and stringent patient selection;  Patient selection should be done via standardised assessment such as the neurological-oncological-mechanical systemic (NOMS) framework; and  The assessment should be carried out by a multidisciplinary team (MDT), which may be inclusive of, but not limited to, radiation oncologists, spine surgeons and interventional radiologists, among others.
Orthopaedics | Spine - Thoracolumbar (TL) and sacral surgery | TL and sacral fusion and fixation implant | TL pedicle screw - Shank, tulip | NuVasive Inc. | PRECEPT Screw Shank, 8.5x70mm Modular | 8898570 | Standalone | DE0013912 | As per HSA registered indication(s) except for radiolucent implants which should be used as follows:  in patients with primary or metastatic spinal tumours who would benefit from post-operative high dose high precision beam therapy upon appropriate and stringent patient selection;  Patient selection should be done via standardised assessment such as the neurological-oncological-mechanical systemic (NOMS) framework; and  The assessment should be carried out by a multidisciplinary team (MDT), which may be inclusive of, but not limited to, radiation oncologists, spine surgeons and interventional radiologists, among others.
Orthopaedics | Spine - Thoracolumbar (TL) and sacral surgery | TL and sacral fusion and fixation implant | TL pedicle screw - Shank, tulip | NuVasive Inc. | PRECEPT Screw Shank, 8.5x80mm Modular | 8898580 | Standalone | DE0013912 | As per HSA registered indication(s) except for radiolucent implants which should be used as follows:  in patients with primary or metastatic spinal tumours who would benefit from post-operative high dose high precision beam therapy upon appropriate and stringent patient selection;  Patient selection should be done via standardised assessment such as the neurological-oncological-mechanical systemic (NOMS) framework; and  The assessment should be carried out by a multidisciplinary team (MDT), which may be inclusive of, but not limited to, radiation oncologists, spine surgeons and interventional radiologists, among others.
Orthopaedics | Spine - Thoracolumbar (TL) and sacral surgery | TL and sacral fusion and fixation implant | TL pedicle screw - Shank, tulip | NuVasive Inc. | PRECEPT Screw Shank, 8.5x90mm Modular | 8898590 | Standalone | DE0013912 | As per HSA registered indication(s) except for radiolucent implants which should be used as follows:  in patients with primary or metastatic spinal tumours who would benefit from post-operative high dose high precision beam therapy upon appropriate and stringent patient selection;  Patient selection should be done via standardised assessment such as the neurological-oncological-mechanical systemic (NOMS) framework; and  The assessment should be carried out by a multidisciplinary team (MDT), which may be inclusive of, but not limited to, radiation oncologists, spine surgeons and interventional radiologists, among others.
Orthopaedics | Spine - Thoracolumbar (TL) and sacral surgery | TL and sacral fusion and fixation implant | TL pedicle screw - Shank, tulip | NuVasive Inc. | PRECEPT Screw, 10.5x100mm Polyaxial C.R. | 8800500A | Standalone | DE0013912 | As per HSA registered indication(s) except for radiolucent implants which should be used as follows:  in patients with primary or metastatic spinal tumours who would benefit from post-operative high dose high precision beam therapy upon appropriate and stringent patient selection;  Patient selection should be done via standardised assessment such as the neurological-oncological-mechanical systemic (NOMS) framework; and  The assessment should be carried out by a multidisciplinary team (MDT), which may be inclusive of, but not limited to, radiation oncologists, spine surgeons and interventional radiologists, among others.
Orthopaedics | Spine - Thoracolumbar (TL) and sacral surgery | TL and sacral fusion and fixation implant | TL pedicle screw - Shank, tulip | NuVasive Inc. | PRECEPT Screw, 4.5x25mm Polyaxial | 8804525 | Standalone | DE0013912 | As per HSA registered indication(s) except for radiolucent implants which should be used as follows:  in patients with primary or metastatic spinal tumours who would benefit from post-operative high dose high precision beam therapy upon appropriate and stringent patient selection;  Patient selection should be done via standardised assessment such as the neurological-oncological-mechanical systemic (NOMS) framework; and  The assessment should be carried out by a multidisciplinary team (MDT), which may be inclusive of, but not limited to, radiation oncologists, spine surgeons and interventional radiologists, among others.
Orthopaedics | Spine - Thoracolumbar (TL) and sacral surgery | TL and sacral fusion and fixation implant | TL pedicle screw - Shank, tulip | NuVasive Inc. | PRECEPT Screw, 4.5x25mm Polyaxial | 8804525A | Standalone | DE0013912 | As per HSA registered indication(s) except for radiolucent implants which should be used as follows:  in patients with primary or metastatic spinal tumours who would benefit from post-operative high dose high precision beam therapy upon appropriate and stringent patient selection;  Patient selection should be done via standardised assessment such as the neurological-oncological-mechanical systemic (NOMS) framework; and  The assessment should be carried out by a multidisciplinary team (MDT), which may be inclusive of, but not limited to, radiation oncologists, spine surgeons and interventional radiologists, among others.
Orthopaedics | Spine - Thoracolumbar (TL) and sacral surgery | TL and sacral fusion and fixation implant | TL pedicle screw - Shank, tulip | NuVasive Inc. | PRECEPT Screw, 4.5x30mm Fixed | 8884530 | Standalone | DE0013912 | As per HSA registered indication(s) except for radiolucent implants which should be used as follows:  in patients with primary or metastatic spinal tumours who would benefit from post-operative high dose high precision beam therapy upon appropriate and stringent patient selection;  Patient selection should be done via standardised assessment such as the neurological-oncological-mechanical systemic (NOMS) framework; and  The assessment should be carried out by a multidisciplinary team (MDT), which may be inclusive of, but not limited to, radiation oncologists, spine surgeons and interventional radiologists, among others.
Orthopaedics | Spine - Thoracolumbar (TL) and sacral surgery | TL and sacral fusion and fixation implant | TL pedicle screw - Shank, tulip | NuVasive Inc. | PRECEPT Screw, 4.5x30mm Polyaxial | 8804530 | Standalone | DE0013912 | As per HSA registered indication(s) except for radiolucent implants which should be used as follows:  in patients with primary or metastatic spinal tumours who would benefit from post-operative high dose high precision beam therapy upon appropriate and stringent patient selection;  Patient selection should be done via standardised assessment such as the neurological-oncological-mechanical systemic (NOMS) framework; and  The assessment should be carried out by a multidisciplinary team (MDT), which may be inclusive of, but not limited to, radiation oncologists, spine surgeons and interventional radiologists, among others.
Orthopaedics | Spine - Thoracolumbar (TL) and sacral surgery | TL and sacral fusion and fixation implant | TL pedicle screw - Shank, tulip | NuVasive Inc. | PRECEPT Screw, 4.5x30mm Polyaxial | 8804530A | Standalone | DE0013912 | As per HSA registered indication(s) except for radiolucent implants which should be used as follows:  in patients with primary or metastatic spinal tumours who would benefit from post-operative high dose high precision beam therapy upon appropriate and stringent patient selection;  Patient selection should be done via standardised assessment such as the neurological-oncological-mechanical systemic (NOMS) framework; and  The assessment should be carried out by a multidisciplinary team (MDT), which may be inclusive of, but not limited to, radiation oncologists, spine surgeons and interventional radiologists, among others.
Orthopaedics | Spine - Thoracolumbar (TL) and sacral surgery | TL and sacral fusion and fixation implant | TL pedicle screw - Shank, tulip | NuVasive Inc. | PRECEPT Screw, 4.5x35mm Fixed | 8884535 | Standalone | DE0013912 | As per HSA registered indication(s) except for radiolucent implants which should be used as follows:  in patients with primary or metastatic spinal tumours who would benefit from post-operative high dose high precision beam therapy upon appropriate and stringent patient selection;  Patient selection should be done via standardised assessment such as the neurological-oncological-mechanical systemic (NOMS) framework; and  The assessment should be carried out by a multidisciplinary team (MDT), which may be inclusive of, but not limited to, radiation oncologists, spine surgeons and interventional radiologists, among others.
Orthopaedics | Spine - Thoracolumbar (TL) and sacral surgery | TL and sacral fusion and fixation implant | TL pedicle screw - Shank, tulip | NuVasive Inc. | PRECEPT Screw, 4.5x35mm Polyaxial | 8804535 | Standalone | DE0013912 | As per HSA registered indication(s) except for radiolucent implants which should be used as follows:  in patients with primary or metastatic spinal tumours who would benefit from post-operative high dose high precision beam therapy upon appropriate and stringent patient selection;  Patient selection should be done via standardised assessment such as the neurological-oncological-mechanical systemic (NOMS) framework; and  The assessment should be carried out by a multidisciplinary team (MDT), which may be inclusive of, but not limited to, radiation oncologists, spine surgeons and interventional radiologists, among others.
Orthopaedics | Spine - Thoracolumbar (TL) and sacral surgery | TL and sacral fusion and fixation implant | TL pedicle screw - Shank, tulip | NuVasive Inc. | PRECEPT Screw, 4.5x35mm Polyaxial | 8804535A | Standalone | DE0013912 | As per HSA registered indication(s) except for radiolucent implants which should be used as follows:  in patients with primary or metastatic spinal tumours who would benefit from post-operative high dose high precision beam therapy upon appropriate and stringent patient selection;  Patient selection should be done via standardised assessment such as the neurological-oncological-mechanical systemic (NOMS) framework; and  The assessment should be carried out by a multidisciplinary team (MDT), which may be inclusive of, but not limited to, radiation oncologists, spine surgeons and interventional radiologists, among others.
Orthopaedics | Spine - Thoracolumbar (TL) and sacral surgery | TL and sacral fusion and fixation implant | TL pedicle screw - Shank, tulip | NuVasive Inc. | PRECEPT Screw, 4.5x40mm Fixed | 8884540 | Standalone | DE0013912 | As per HSA registered indication(s) except for radiolucent implants which should be used as follows:  in patients with primary or metastatic spinal tumours who would benefit from post-operative high dose high precision beam therapy upon appropriate and stringent patient selection;  Patient selection should be done via standardised assessment such as the neurological-oncological-mechanical systemic (NOMS) framework; and  The assessment should be carried out by a multidisciplinary team (MDT), which may be inclusive of, but not limited to, radiation oncologists, spine surgeons and interventional radiologists, among others.
Orthopaedics | Spine - Thoracolumbar (TL) and sacral surgery | TL and sacral fusion and fixation implant | TL pedicle screw - Shank, tulip | NuVasive Inc. | PRECEPT Screw, 4.5x40mm Polyaxial | 8804540 | Standalone | DE0013912 | As per HSA registered indication(s) except for radiolucent implants which should be used as follows:  in patients with primary or metastatic spinal tumours who would benefit from post-operative high dose high precision beam therapy upon appropriate and stringent patient selection;  Patient selection should be done via standardised assessment such as the neurological-oncological-mechanical systemic (NOMS) framework; and  The assessment should be carried out by a multidisciplinary team (MDT), which may be inclusive of, but not limited to, radiation oncologists, spine surgeons and interventional radiologists, among others.
Orthopaedics | Spine - Thoracolumbar (TL) and sacral surgery | TL and sacral fusion and fixation implant | TL pedicle screw - Shank, tulip | NuVasive Inc. | PRECEPT Screw, 4.5x40mm Polyaxial | 8804540A | Standalone | DE0013912 | As per HSA registered indication(s) except for radiolucent implants which should be used as follows:  in patients with primary or metastatic spinal tumours who would benefit from post-operative high dose high precision beam therapy upon appropriate and stringent patient selection;  Patient selection should be done via standardised assessment such as the neurological-oncological-mechanical systemic (NOMS) framework; and  The assessment should be carried out by a multidisciplinary team (MDT), which may be inclusive of, but not limited to, radiation oncologists, spine surgeons and interventional radiologists, among others.
Orthopaedics | Spine - Thoracolumbar (TL) and sacral surgery | TL and sacral fusion and fixation implant | TL pedicle screw - Shank, tulip | NuVasive Inc. | PRECEPT Screw, 4.5x45mm Fixed | 8884545 | Standalone | DE0013912 | As per HSA registered indication(s) except for radiolucent implants which should be used as follows:  in patients with primary or metastatic spinal tumours who would benefit from post-operative high dose high precision beam therapy upon appropriate and stringent patient selection;  Patient selection should be done via standardised assessment such as the neurological-oncological-mechanical systemic (NOMS) framework; and  The assessment should be carried out by a multidisciplinary team (MDT), which may be inclusive of, but not limited to, radiation oncologists, spine surgeons and interventional radiologists, among others.
Orthopaedics | Spine - Thoracolumbar (TL) and sacral surgery | TL and sacral fusion and fixation implant | TL pedicle screw - Shank, tulip | NuVasive Inc. | PRECEPT Screw, 4.5x45mm Polyaxial | 8804545 | Standalone | DE0013912 | As per HSA registered indication(s) except for radiolucent implants which should be used as follows:  in patients with primary or metastatic spinal tumours who would benefit from post-operative high dose high precision beam therapy upon appropriate and stringent patient selection;  Patient selection should be done via standardised assessment such as the neurological-oncological-mechanical systemic (NOMS) framework; and  The assessment should be carried out by a multidisciplinary team (MDT), which may be inclusive of, but not limited to, radiation oncologists, spine surgeons and interventional radiologists, among others.
Orthopaedics | Spine - Thoracolumbar (TL) and sacral surgery | TL and sacral fusion and fixation implant | TL pedicle screw - Shank, tulip | NuVasive Inc. | PRECEPT Screw, 4.5x45mm Polyaxial | 8804545A | Standalone | DE0013912 | As per HSA registered indication(s) except for radiolucent implants which should be used as follows:  in patients with primary or metastatic spinal tumours who would benefit from post-operative high dose high precision beam therapy upon appropriate and stringent patient selection;  Patient selection should be done via standardised assessment such as the neurological-oncological-mechanical systemic (NOMS) framework; and  The assessment should be carried out by a multidisciplinary team (MDT), which may be inclusive of, but not limited to, radiation oncologists, spine surgeons and interventional radiologists, among others.
Orthopaedics | Spine - Thoracolumbar (TL) and sacral surgery | TL and sacral fusion and fixation implant | TL pedicle screw - Shank, tulip | NuVasive Inc. | PRECEPT Screw, 4.5x50mm Polyaxial S.R. | 8804550A | Standalone | DE0013912 | As per HSA registered indication(s) except for radiolucent implants which should be used as follows:  in patients with primary or metastatic spinal tumours who would benefit from post-operative high dose high precision beam therapy upon appropriate and stringent patient selection;  Patient selection should be done via standardised assessment such as the neurological-oncological-mechanical systemic (NOMS) framework; and  The assessment should be carried out by a multidisciplinary team (MDT), which may be inclusive of, but not limited to, radiation oncologists, spine surgeons and interventional radiologists, among others.
Orthopaedics | Spine - Thoracolumbar (TL) and sacral surgery | TL and sacral fusion and fixation implant | TL pedicle screw - Shank, tulip | NuVasive Inc. | PRECEPT Screw, 4.5x55mm Polyaxial S.R. | 8804555A | Standalone | DE0013912 | As per HSA registered indication(s) except for radiolucent implants which should be used as follows:  in patients with primary or metastatic spinal tumours who would benefit from post-operative high dose high precision beam therapy upon appropriate and stringent patient selection;  Patient selection should be done via standardised assessment such as the neurological-oncological-mechanical systemic (NOMS) framework; and  The assessment should be carried out by a multidisciplinary team (MDT), which may be inclusive of, but not limited to, radiation oncologists, spine surgeons and interventional radiologists, among others.
Orthopaedics | Spine - Thoracolumbar (TL) and sacral surgery | TL and sacral fusion and fixation implant | TL pedicle screw - Shank, tulip | NuVasive Inc. | PRECEPT Screw, 4.5x60mm Polyaxial S.R. | 8804560A | Standalone | DE0013912 | As per HSA registered indication(s) except for radiolucent implants which should be used as follows:  in patients with primary or metastatic spinal tumours who would benefit from post-operative high dose high precision beam therapy upon appropriate and stringent patient selection;  Patient selection should be done via standardised assessment such as the neurological-oncological-mechanical systemic (NOMS) framework; and  The assessment should be carried out by a multidisciplinary team (MDT), which may be inclusive of, but not limited to, radiation oncologists, spine surgeons and interventional radiologists, among others.
Orthopaedics | Spine - Thoracolumbar (TL) and sacral surgery | TL and sacral fusion and fixation implant | TL pedicle screw - Shank, tulip | NuVasive Inc. | PRECEPT Screw, 5.5x 40mm Fenestrated | 8875540994 | Standalone | DE0013912 | As per HSA registered indication(s) except for radiolucent implants which should be used as follows:  in patients with primary or metastatic spinal tumours who would benefit from post-operative high dose high precision beam therapy upon appropriate and stringent patient selection;  Patient selection should be done via standardised assessment such as the neurological-oncological-mechanical systemic (NOMS) framework; and  The assessment should be carried out by a multidisciplinary team (MDT), which may be inclusive of, but not limited to, radiation oncologists, spine surgeons and interventional radiologists, among others.
Orthopaedics | Spine - Thoracolumbar (TL) and sacral surgery | TL and sacral fusion and fixation implant | TL pedicle screw - Shank, tulip | NuVasive Inc. | PRECEPT Screw, 5.5x 50mm Fenestrated | 8875550994 | Standalone | DE0013912 | As per HSA registered indication(s) except for radiolucent implants which should be used as follows:  in patients with primary or metastatic spinal tumours who would benefit from post-operative high dose high precision beam therapy upon appropriate and stringent patient selection;  Patient selection should be done via standardised assessment such as the neurological-oncological-mechanical systemic (NOMS) framework; and  The assessment should be carried out by a multidisciplinary team (MDT), which may be inclusive of, but not limited to, radiation oncologists, spine surgeons and interventional radiologists, among others.
Orthopaedics | Spine - Thoracolumbar (TL) and sacral surgery | TL and sacral fusion and fixation implant | TL pedicle screw - Shank, tulip | NuVasive Inc. | PRECEPT Screw, 5.5x25mm Polyaxial | 8805525006 | Standalone | DE0013912 | As per HSA registered indication(s) except for radiolucent implants which should be used as follows:  in patients with primary or metastatic spinal tumours who would benefit from post-operative high dose high precision beam therapy upon appropriate and stringent patient selection;  Patient selection should be done via standardised assessment such as the neurological-oncological-mechanical systemic (NOMS) framework; and  The assessment should be carried out by a multidisciplinary team (MDT), which may be inclusive of, but not limited to, radiation oncologists, spine surgeons and interventional radiologists, among others.
Orthopaedics | Spine - Thoracolumbar (TL) and sacral surgery | TL and sacral fusion and fixation implant | TL pedicle screw - Shank, tulip | NuVasive Inc. | PRECEPT Screw, 5.5x30mm Fenestrated | 8875530994 | Standalone | DE0013912 | As per HSA registered indication(s) except for radiolucent implants which should be used as follows:  in patients with primary or metastatic spinal tumours who would benefit from post-operative high dose high precision beam therapy upon appropriate and stringent patient selection;  Patient selection should be done via standardised assessment such as the neurological-oncological-mechanical systemic (NOMS) framework; and  The assessment should be carried out by a multidisciplinary team (MDT), which may be inclusive of, but not limited to, radiation oncologists, spine surgeons and interventional radiologists, among others.
Orthopaedics | Spine - Thoracolumbar (TL) and sacral surgery | TL and sacral fusion and fixation implant | TL pedicle screw - Shank, tulip | NuVasive Inc. | PRECEPT Screw, 5.5x30mm Polyaxial | 8805530 | Standalone | DE0013912 | As per HSA registered indication(s) except for radiolucent implants which should be used as follows:  in patients with primary or metastatic spinal tumours who would benefit from post-operative high dose high precision beam therapy upon appropriate and stringent patient selection;  Patient selection should be done via standardised assessment such as the neurological-oncological-mechanical systemic (NOMS) framework; and  The assessment should be carried out by a multidisciplinary team (MDT), which may be inclusive of, but not limited to, radiation oncologists, spine surgeons and interventional radiologists, among others.
Orthopaedics | Spine - Thoracolumbar (TL) and sacral surgery | TL and sacral fusion and fixation implant | TL pedicle screw - Shank, tulip | NuVasive Inc. | PRECEPT Screw, 5.5x30mm Polyaxial | 8805530A | Standalone | DE0013912 | As per HSA registered indication(s) except for radiolucent implants which should be used as follows:  in patients with primary or metastatic spinal tumours who would benefit from post-operative high dose high precision beam therapy upon appropriate and stringent patient selection;  Patient selection should be done via standardised assessment such as the neurological-oncological-mechanical systemic (NOMS) framework; and  The assessment should be carried out by a multidisciplinary team (MDT), which may be inclusive of, but not limited to, radiation oncologists, spine surgeons and interventional radiologists, among others.
Orthopaedics | Spine - Thoracolumbar (TL) and sacral surgery | TL and sacral fusion and fixation implant | TL pedicle screw - Shank, tulip | NuVasive Inc. | PRECEPT Screw, 5.5x35mm Fenestrated | 8875535994 | Standalone | DE0013912 | As per HSA registered indication(s) except for radiolucent implants which should be used as follows:  in patients with primary or metastatic spinal tumours who would benefit from post-operative high dose high precision beam therapy upon appropriate and stringent patient selection;  Patient selection should be done via standardised assessment such as the neurological-oncological-mechanical systemic (NOMS) framework; and  The assessment should be carried out by a multidisciplinary team (MDT), which may be inclusive of, but not limited to, radiation oncologists, spine surgeons and interventional radiologists, among others.
Orthopaedics | Spine - Thoracolumbar (TL) and sacral surgery | TL and sacral fusion and fixation implant | TL pedicle screw - Shank, tulip | NuVasive Inc. | PRECEPT Screw, 5.5x35mm Fixed | 8885535 | Standalone | DE0013912 | As per HSA registered indication(s) except for radiolucent implants which should be used as follows:  in patients with primary or metastatic spinal tumours who would benefit from post-operative high dose high precision beam therapy upon appropriate and stringent patient selection;  Patient selection should be done via standardised assessment such as the neurological-oncological-mechanical systemic (NOMS) framework; and  The assessment should be carried out by a multidisciplinary team (MDT), which may be inclusive of, but not limited to, radiation oncologists, spine surgeons and interventional radiologists, among others.
Orthopaedics | Spine - Thoracolumbar (TL) and sacral surgery | TL and sacral fusion and fixation implant | TL pedicle screw - Shank, tulip | NuVasive Inc. | PRECEPT Screw, 5.5x35mm Polyaxial | 8805535 | Standalone | DE0013912 | As per HSA registered indication(s) except for radiolucent implants which should be used as follows:  in patients with primary or metastatic spinal tumours who would benefit from post-operative high dose high precision beam therapy upon appropriate and stringent patient selection;  Patient selection should be done via standardised assessment such as the neurological-oncological-mechanical systemic (NOMS) framework; and  The assessment should be carried out by a multidisciplinary team (MDT), which may be inclusive of, but not limited to, radiation oncologists, spine surgeons and interventional radiologists, among others.
Orthopaedics | Spine - Thoracolumbar (TL) and sacral surgery | TL and sacral fusion and fixation implant | TL pedicle screw - Shank, tulip | NuVasive Inc. | PRECEPT Screw, 5.5x35mm Polyaxial | 8805535A | Standalone | DE0013912 | As per HSA registered indication(s) except for radiolucent implants which should be used as follows:  in patients with primary or metastatic spinal tumours who would benefit from post-operative high dose high precision beam therapy upon appropriate and stringent patient selection;  Patient selection should be done via standardised assessment such as the neurological-oncological-mechanical systemic (NOMS) framework; and  The assessment should be carried out by a multidisciplinary team (MDT), which may be inclusive of, but not limited to, radiation oncologists, spine surgeons and interventional radiologists, among others.
Orthopaedics | Spine - Thoracolumbar (TL) and sacral surgery | TL and sacral fusion and fixation implant | TL pedicle screw - Shank, tulip | NuVasive Inc. | PRECEPT Screw, 5.5x40mm Fixed | 8885540 | Standalone | DE0013912 | As per HSA registered indication(s) except for radiolucent implants which should be used as follows:  in patients with primary or metastatic spinal tumours who would benefit from post-operative high dose high precision beam therapy upon appropriate and stringent patient selection;  Patient selection should be done via standardised assessment such as the neurological-oncological-mechanical systemic (NOMS) framework; and  The assessment should be carried out by a multidisciplinary team (MDT), which may be inclusive of, but not limited to, radiation oncologists, spine surgeons and interventional radiologists, among others.
Orthopaedics | Spine - Thoracolumbar (TL) and sacral surgery | TL and sacral fusion and fixation implant | TL pedicle screw - Shank, tulip | NuVasive Inc. | PRECEPT Screw, 5.5x40mm Polyaxial | 8805540 | Standalone | DE0013912 | As per HSA registered indication(s) except for radiolucent implants which should be used as follows:  in patients with primary or metastatic spinal tumours who would benefit from post-operative high dose high precision beam therapy upon appropriate and stringent patient selection;  Patient selection should be done via standardised assessment such as the neurological-oncological-mechanical systemic (NOMS) framework; and  The assessment should be carried out by a multidisciplinary team (MDT), which may be inclusive of, but not limited to, radiation oncologists, spine surgeons and interventional radiologists, among others.
Orthopaedics | Spine - Thoracolumbar (TL) and sacral surgery | TL and sacral fusion and fixation implant | TL pedicle screw - Shank, tulip | NuVasive Inc. | PRECEPT Screw, 5.5x40mm Polyaxial | 8805540A | Standalone | DE0013912 | As per HSA registered indication(s) except for radiolucent implants which should be used as follows:  in patients with primary or metastatic spinal tumours who would benefit from post-operative high dose high precision beam therapy upon appropriate and stringent patient selection;  Patient selection should be done via standardised assessment such as the neurological-oncological-mechanical systemic (NOMS) framework; and  The assessment should be carried out by a multidisciplinary team (MDT), which may be inclusive of, but not limited to, radiation oncologists, spine surgeons and interventional radiologists, among others.
Orthopaedics | Spine - Thoracolumbar (TL) and sacral surgery | TL and sacral fusion and fixation implant | TL pedicle screw - Shank, tulip | NuVasive Inc. | PRECEPT Screw, 5.5x45mm Fenestrated | 8875545994 | Standalone | DE0013912 | As per HSA registered indication(s) except for radiolucent implants which should be used as follows:  in patients with primary or metastatic spinal tumours who would benefit from post-operative high dose high precision beam therapy upon appropriate and stringent patient selection;  Patient selection should be done via standardised assessment such as the neurological-oncological-mechanical systemic (NOMS) framework; and  The assessment should be carried out by a multidisciplinary team (MDT), which may be inclusive of, but not limited to, radiation oncologists, spine surgeons and interventional radiologists, among others.
Orthopaedics | Spine - Thoracolumbar (TL) and sacral surgery | TL and sacral fusion and fixation implant | TL pedicle screw - Shank, tulip | NuVasive Inc. | PRECEPT Screw, 5.5x45mm Fixed | 8885545 | Standalone | DE0013912 | As per HSA registered indication(s) except for radiolucent implants which should be used as follows:  in patients with primary or metastatic spinal tumours who would benefit from post-operative high dose high precision beam therapy upon appropriate and stringent patient selection;  Patient selection should be done via standardised assessment such as the neurological-oncological-mechanical systemic (NOMS) framework; and  The assessment should be carried out by a multidisciplinary team (MDT), which may be inclusive of, but not limited to, radiation oncologists, spine surgeons and interventional radiologists, among others.
Orthopaedics | Spine - Thoracolumbar (TL) and sacral surgery | TL and sacral fusion and fixation implant | TL pedicle screw - Shank, tulip | NuVasive Inc. | PRECEPT Screw, 5.5x45mm Polyaxial | 8805545 | Standalone | DE0013912 | As per HSA registered indication(s) except for radiolucent implants which should be used as follows:  in patients with primary or metastatic spinal tumours who would benefit from post-operative high dose high precision beam therapy upon appropriate and stringent patient selection;  Patient selection should be done via standardised assessment such as the neurological-oncological-mechanical systemic (NOMS) framework; and  The assessment should be carried out by a multidisciplinary team (MDT), which may be inclusive of, but not limited to, radiation oncologists, spine surgeons and interventional radiologists, among others.
Orthopaedics | Spine - Thoracolumbar (TL) and sacral surgery | TL and sacral fusion and fixation implant | TL pedicle screw - Shank, tulip | NuVasive Inc. | PRECEPT Screw, 5.5x45mm Polyaxial | 8805545A | Standalone | DE0013912 | As per HSA registered indication(s) except for radiolucent implants which should be used as follows:  in patients with primary or metastatic spinal tumours who would benefit from post-operative high dose high precision beam therapy upon appropriate and stringent patient selection;  Patient selection should be done via standardised assessment such as the neurological-oncological-mechanical systemic (NOMS) framework; and  The assessment should be carried out by a multidisciplinary team (MDT), which may be inclusive of, but not limited to, radiation oncologists, spine surgeons and interventional radiologists, among others.
Orthopaedics | Spine - Thoracolumbar (TL) and sacral surgery | TL and sacral fusion and fixation implant | TL pedicle screw - Shank, tulip | NuVasive Inc. | PRECEPT Screw, 5.5x50mm Fixed | 8885550 | Standalone | DE0013912 | As per HSA registered indication(s) except for radiolucent implants which should be used as follows:  in patients with primary or metastatic spinal tumours who would benefit from post-operative high dose high precision beam therapy upon appropriate and stringent patient selection;  Patient selection should be done via standardised assessment such as the neurological-oncological-mechanical systemic (NOMS) framework; and  The assessment should be carried out by a multidisciplinary team (MDT), which may be inclusive of, but not limited to, radiation oncologists, spine surgeons and interventional radiologists, among others.
Orthopaedics | Spine - Thoracolumbar (TL) and sacral surgery | TL and sacral fusion and fixation implant | TL pedicle screw - Shank, tulip | NuVasive Inc. | PRECEPT Screw, 5.5x50mm Polyaxial | 8805550A | Standalone | DE0013912 | As per HSA registered indication(s) except for radiolucent implants which should be used as follows:  in patients with primary or metastatic spinal tumours who would benefit from post-operative high dose high precision beam therapy upon appropriate and stringent patient selection;  Patient selection should be done via standardised assessment such as the neurological-oncological-mechanical systemic (NOMS) framework; and  The assessment should be carried out by a multidisciplinary team (MDT), which may be inclusive of, but not limited to, radiation oncologists, spine surgeons and interventional radiologists, among others.
Orthopaedics | Spine - Thoracolumbar (TL) and sacral surgery | TL and sacral fusion and fixation implant | TL pedicle screw - Shank, tulip | NuVasive Inc. | PRECEPT Screw, 5.5x50mm Polyaxial | 8805550 | Standalone | DE0013912 | As per HSA registered indication(s) except for radiolucent implants which should be used as follows:  in patients with primary or metastatic spinal tumours who would benefit from post-operative high dose high precision beam therapy upon appropriate and stringent patient selection;  Patient selection should be done via standardised assessment such as the neurological-oncological-mechanical systemic (NOMS) framework; and  The assessment should be carried out by a multidisciplinary team (MDT), which may be inclusive of, but not limited to, radiation oncologists, spine surgeons and interventional radiologists, among others.
Orthopaedics | Spine - Thoracolumbar (TL) and sacral surgery | TL and sacral fusion and fixation implant | TL pedicle screw - Shank, tulip | NuVasive Inc. | PRECEPT Screw, 5.5x55mm Fenestrated | 8875555994 | Standalone | DE0013912 | As per HSA registered indication(s) except for radiolucent implants which should be used as follows:  in patients with primary or metastatic spinal tumours who would benefit from post-operative high dose high precision beam therapy upon appropriate and stringent patient selection;  Patient selection should be done via standardised assessment such as the neurological-oncological-mechanical systemic (NOMS) framework; and  The assessment should be carried out by a multidisciplinary team (MDT), which may be inclusive of, but not limited to, radiation oncologists, spine surgeons and interventional radiologists, among others.
Orthopaedics | Spine - Thoracolumbar (TL) and sacral surgery | TL and sacral fusion and fixation implant | TL pedicle screw - Shank, tulip | NuVasive Inc. | PRECEPT Screw, 5.5x55mm Fixed | 8885555 | Standalone | DE0013912 | As per HSA registered indication(s) except for radiolucent implants which should be used as follows:  in patients with primary or metastatic spinal tumours who would benefit from post-operative high dose high precision beam therapy upon appropriate and stringent patient selection;  Patient selection should be done via standardised assessment such as the neurological-oncological-mechanical systemic (NOMS) framework; and  The assessment should be carried out by a multidisciplinary team (MDT), which may be inclusive of, but not limited to, radiation oncologists, spine surgeons and interventional radiologists, among others.
Orthopaedics | Spine - Thoracolumbar (TL) and sacral surgery | TL and sacral fusion and fixation implant | TL pedicle screw - Shank, tulip | NuVasive Inc. | PRECEPT Screw, 5.5x55mm Polyaxial | 8805555 | Standalone | DE0013912 | As per HSA registered indication(s) except for radiolucent implants which should be used as follows:  in patients with primary or metastatic spinal tumours who would benefit from post-operative high dose high precision beam therapy upon appropriate and stringent patient selection;  Patient selection should be done via standardised assessment such as the neurological-oncological-mechanical systemic (NOMS) framework; and  The assessment should be carried out by a multidisciplinary team (MDT), which may be inclusive of, but not limited to, radiation oncologists, spine surgeons and interventional radiologists, among others.
Orthopaedics | Spine - Thoracolumbar (TL) and sacral surgery | TL and sacral fusion and fixation implant | TL pedicle screw - Shank, tulip | NuVasive Inc. | PRECEPT Screw, 5.5x55mm Polyaxial | 8805555A | Standalone | DE0013912 | As per HSA registered indication(s) except for radiolucent implants which should be used as follows:  in patients with primary or metastatic spinal tumours who would benefit from post-operative high dose high precision beam therapy upon appropriate and stringent patient selection;  Patient selection should be done via standardised assessment such as the neurological-oncological-mechanical systemic (NOMS) framework; and  The assessment should be carried out by a multidisciplinary team (MDT), which may be inclusive of, but not limited to, radiation oncologists, spine surgeons and interventional radiologists, among others.
Orthopaedics | Spine - Thoracolumbar (TL) and sacral surgery | TL and sacral fusion and fixation implant | TL pedicle screw - Shank, tulip | NuVasive Inc. | PRECEPT Screw, 5.5x60mm Fenestrated | 8875560994 | Standalone | DE0013912 | As per HSA registered indication(s) except for radiolucent implants which should be used as follows:  in patients with primary or metastatic spinal tumours who would benefit from post-operative high dose high precision beam therapy upon appropriate and stringent patient selection;  Patient selection should be done via standardised assessment such as the neurological-oncological-mechanical systemic (NOMS) framework; and  The assessment should be carried out by a multidisciplinary team (MDT), which may be inclusive of, but not limited to, radiation oncologists, spine surgeons and interventional radiologists, among others.
Orthopaedics | Spine - Thoracolumbar (TL) and sacral surgery | TL and sacral fusion and fixation implant | TL pedicle screw - Shank, tulip | NuVasive Inc. | PRECEPT Screw, 5.5x60mm Polyaxial S.R. | 8805560A | Standalone | DE0013912 | As per HSA registered indication(s) except for radiolucent implants which should be used as follows:  in patients with primary or metastatic spinal tumours who would benefit from post-operative high dose high precision beam therapy upon appropriate and stringent patient selection;  Patient selection should be done via standardised assessment such as the neurological-oncological-mechanical systemic (NOMS) framework; and  The assessment should be carried out by a multidisciplinary team (MDT), which may be inclusive of, but not limited to, radiation oncologists, spine surgeons and interventional radiologists, among others.
Orthopaedics | Spine - Thoracolumbar (TL) and sacral surgery | TL and sacral fusion and fixation implant | TL pedicle screw - Shank, tulip | NuVasive Inc. | PRECEPT Screw, 6.5x25mm Polyaxial | 8806525006 | Standalone | DE0013912 | As per HSA registered indication(s) except for radiolucent implants which should be used as follows:  in patients with primary or metastatic spinal tumours who would benefit from post-operative high dose high precision beam therapy upon appropriate and stringent patient selection;  Patient selection should be done via standardised assessment such as the neurological-oncological-mechanical systemic (NOMS) framework; and  The assessment should be carried out by a multidisciplinary team (MDT), which may be inclusive of, but not limited to, radiation oncologists, spine surgeons and interventional radiologists, among others.
Orthopaedics | Spine - Thoracolumbar (TL) and sacral surgery | TL and sacral fusion and fixation implant | TL pedicle screw - Shank, tulip | NuVasive Inc. | PRECEPT Screw, 6.5x30mm Fenestrated | 8876530994 | Standalone | DE0013912 | As per HSA registered indication(s) except for radiolucent implants which should be used as follows:  in patients with primary or metastatic spinal tumours who would benefit from post-operative high dose high precision beam therapy upon appropriate and stringent patient selection;  Patient selection should be done via standardised assessment such as the neurological-oncological-mechanical systemic (NOMS) framework; and  The assessment should be carried out by a multidisciplinary team (MDT), which may be inclusive of, but not limited to, radiation oncologists, spine surgeons and interventional radiologists, among others.
Orthopaedics | Spine - Thoracolumbar (TL) and sacral surgery | TL and sacral fusion and fixation implant | TL pedicle screw - Shank, tulip | NuVasive Inc. | PRECEPT Screw, 6.5x30mm Polyaxial | 8806530 | Standalone | DE0013912 | As per HSA registered indication(s) except for radiolucent implants which should be used as follows:  in patients with primary or metastatic spinal tumours who would benefit from post-operative high dose high precision beam therapy upon appropriate and stringent patient selection;  Patient selection should be done via standardised assessment such as the neurological-oncological-mechanical systemic (NOMS) framework; and  The assessment should be carried out by a multidisciplinary team (MDT), which may be inclusive of, but not limited to, radiation oncologists, spine surgeons and interventional radiologists, among others.
Orthopaedics | Spine - Thoracolumbar (TL) and sacral surgery | TL and sacral fusion and fixation implant | TL pedicle screw - Shank, tulip | NuVasive Inc. | PRECEPT Screw, 6.5x30mm Polyaxial | 8806530A | Standalone | DE0013912 | As per HSA registered indication(s) except for radiolucent implants which should be used as follows:  in patients with primary or metastatic spinal tumours who would benefit from post-operative high dose high precision beam therapy upon appropriate and stringent patient selection;  Patient selection should be done via standardised assessment such as the neurological-oncological-mechanical systemic (NOMS) framework; and  The assessment should be carried out by a multidisciplinary team (MDT), which may be inclusive of, but not limited to, radiation oncologists, spine surgeons and interventional radiologists, among others.
Orthopaedics | Spine - Thoracolumbar (TL) and sacral surgery | TL and sacral fusion and fixation implant | TL pedicle screw - Shank, tulip | NuVasive Inc. | PRECEPT Screw, 6.5x35mm Fenestrated | 8876535994 | Standalone | DE0013912 | As per HSA registered indication(s) except for radiolucent implants which should be used as follows:  in patients with primary or metastatic spinal tumours who would benefit from post-operative high dose high precision beam therapy upon appropriate and stringent patient selection;  Patient selection should be done via standardised assessment such as the neurological-oncological-mechanical systemic (NOMS) framework; and  The assessment should be carried out by a multidisciplinary team (MDT), which may be inclusive of, but not limited to, radiation oncologists, spine surgeons and interventional radiologists, among others.
Orthopaedics | Spine - Thoracolumbar (TL) and sacral surgery | TL and sacral fusion and fixation implant | TL pedicle screw - Shank, tulip | NuVasive Inc. | PRECEPT Screw, 6.5x35mm Fixed | 8886535 | Standalone | DE0013912 | As per HSA registered indication(s) except for radiolucent implants which should be used as follows:  in patients with primary or metastatic spinal tumours who would benefit from post-operative high dose high precision beam therapy upon appropriate and stringent patient selection;  Patient selection should be done via standardised assessment such as the neurological-oncological-mechanical systemic (NOMS) framework; and  The assessment should be carried out by a multidisciplinary team (MDT), which may be inclusive of, but not limited to, radiation oncologists, spine surgeons and interventional radiologists, among others.
Orthopaedics | Spine - Thoracolumbar (TL) and sacral surgery | TL and sacral fusion and fixation implant | TL pedicle screw - Shank, tulip | NuVasive Inc. | PRECEPT Screw, 6.5x35mm Polyaxial | 8806535 | Standalone | DE0013912 | As per HSA registered indication(s) except for radiolucent implants which should be used as follows:  in patients with primary or metastatic spinal tumours who would benefit from post-operative high dose high precision beam therapy upon appropriate and stringent patient selection;  Patient selection should be done via standardised assessment such as the neurological-oncological-mechanical systemic (NOMS) framework; and  The assessment should be carried out by a multidisciplinary team (MDT), which may be inclusive of, but not limited to, radiation oncologists, spine surgeons and interventional radiologists, among others.
Orthopaedics | Spine - Thoracolumbar (TL) and sacral surgery | TL and sacral fusion and fixation implant | TL pedicle screw - Shank, tulip | NuVasive Inc. | PRECEPT Screw, 6.5x35mm Polyaxial | 8806535A | Standalone | DE0013912 | As per HSA registered indication(s) except for radiolucent implants which should be used as follows:  in patients with primary or metastatic spinal tumours who would benefit from post-operative high dose high precision beam therapy upon appropriate and stringent patient selection;  Patient selection should be done via standardised assessment such as the neurological-oncological-mechanical systemic (NOMS) framework; and  The assessment should be carried out by a multidisciplinary team (MDT), which may be inclusive of, but not limited to, radiation oncologists, spine surgeons and interventional radiologists, among others.
Orthopaedics | Spine - Thoracolumbar (TL) and sacral surgery | TL and sacral fusion and fixation implant | TL pedicle screw - Shank, tulip | NuVasive Inc. | PRECEPT Screw, 6.5x40mm Fenestrated | 8876540994 | Standalone | DE0013912 | As per HSA registered indication(s) except for radiolucent implants which should be used as follows:  in patients with primary or metastatic spinal tumours who would benefit from post-operative high dose high precision beam therapy upon appropriate and stringent patient selection;  Patient selection should be done via standardised assessment such as the neurological-oncological-mechanical systemic (NOMS) framework; and  The assessment should be carried out by a multidisciplinary team (MDT), which may be inclusive of, but not limited to, radiation oncologists, spine surgeons and interventional radiologists, among others.
Orthopaedics | Spine - Thoracolumbar (TL) and sacral surgery | TL and sacral fusion and fixation implant | TL pedicle screw - Shank, tulip | NuVasive Inc. | PRECEPT Screw, 6.5x40mm Fixed | 8886540 | Standalone | DE0013912 | As per HSA registered indication(s) except for radiolucent implants which should be used as follows:  in patients with primary or metastatic spinal tumours who would benefit from post-operative high dose high precision beam therapy upon appropriate and stringent patient selection;  Patient selection should be done via standardised assessment such as the neurological-oncological-mechanical systemic (NOMS) framework; and  The assessment should be carried out by a multidisciplinary team (MDT), which may be inclusive of, but not limited to, radiation oncologists, spine surgeons and interventional radiologists, among others.
Orthopaedics | Spine - Thoracolumbar (TL) and sacral surgery | TL and sacral fusion and fixation implant | TL pedicle screw - Shank, tulip | NuVasive Inc. | PRECEPT Screw, 6.5x40mm Polyaxial | 8806540 | Standalone | DE0013912 | As per HSA registered indication(s) except for radiolucent implants which should be used as follows:  in patients with primary or metastatic spinal tumours who would benefit from post-operative high dose high precision beam therapy upon appropriate and stringent patient selection;  Patient selection should be done via standardised assessment such as the neurological-oncological-mechanical systemic (NOMS) framework; and  The assessment should be carried out by a multidisciplinary team (MDT), which may be inclusive of, but not limited to, radiation oncologists, spine surgeons and interventional radiologists, among others.
Orthopaedics | Spine - Thoracolumbar (TL) and sacral surgery | TL and sacral fusion and fixation implant | TL pedicle screw - Shank, tulip | NuVasive Inc. | PRECEPT Screw, 6.5x40mm Polyaxial | 8806540A | Standalone | DE0013912 | As per HSA registered indication(s) except for radiolucent implants which should be used as follows:  in patients with primary or metastatic spinal tumours who would benefit from post-operative high dose high precision beam therapy upon appropriate and stringent patient selection;  Patient selection should be done via standardised assessment such as the neurological-oncological-mechanical systemic (NOMS) framework; and  The assessment should be carried out by a multidisciplinary team (MDT), which may be inclusive of, but not limited to, radiation oncologists, spine surgeons and interventional radiologists, among others.
Orthopaedics | Spine - Thoracolumbar (TL) and sacral surgery | TL and sacral fusion and fixation implant | TL pedicle screw - Shank, tulip | NuVasive Inc. | PRECEPT Screw, 6.5x45mm Fenestrated | 8876545994 | Standalone | DE0013912 | As per HSA registered indication(s) except for radiolucent implants which should be used as follows:  in patients with primary or metastatic spinal tumours who would benefit from post-operative high dose high precision beam therapy upon appropriate and stringent patient selection;  Patient selection should be done via standardised assessment such as the neurological-oncological-mechanical systemic (NOMS) framework; and  The assessment should be carried out by a multidisciplinary team (MDT), which may be inclusive of, but not limited to, radiation oncologists, spine surgeons and interventional radiologists, among others.
Orthopaedics | Spine - Thoracolumbar (TL) and sacral surgery | TL and sacral fusion and fixation implant | TL pedicle screw - Shank, tulip | NuVasive Inc. | PRECEPT Screw, 6.5x45mm Fixed | 8886545 | Standalone | DE0013912 | As per HSA registered indication(s) except for radiolucent implants which should be used as follows:  in patients with primary or metastatic spinal tumours who would benefit from post-operative high dose high precision beam therapy upon appropriate and stringent patient selection;  Patient selection should be done via standardised assessment such as the neurological-oncological-mechanical systemic (NOMS) framework; and  The assessment should be carried out by a multidisciplinary team (MDT), which may be inclusive of, but not limited to, radiation oncologists, spine surgeons and interventional radiologists, among others.
Orthopaedics | Spine - Thoracolumbar (TL) and sacral surgery | TL and sacral fusion and fixation implant | TL pedicle screw - Shank, tulip | NuVasive Inc. | PRECEPT Screw, 6.5x45mm Polyaxial | 8806545 | Standalone | DE0013912 | As per HSA registered indication(s) except for radiolucent implants which should be used as follows:  in patients with primary or metastatic spinal tumours who would benefit from post-operative high dose high precision beam therapy upon appropriate and stringent patient selection;  Patient selection should be done via standardised assessment such as the neurological-oncological-mechanical systemic (NOMS) framework; and  The assessment should be carried out by a multidisciplinary team (MDT), which may be inclusive of, but not limited to, radiation oncologists, spine surgeons and interventional radiologists, among others.
Orthopaedics | Spine - Thoracolumbar (TL) and sacral surgery | TL and sacral fusion and fixation implant | TL pedicle screw - Shank, tulip | NuVasive Inc. | PRECEPT Screw, 6.5x45mm Polyaxial | 8806545A | Standalone | DE0013912 | As per HSA registered indication(s) except for radiolucent implants which should be used as follows:  in patients with primary or metastatic spinal tumours who would benefit from post-operative high dose high precision beam therapy upon appropriate and stringent patient selection;  Patient selection should be done via standardised assessment such as the neurological-oncological-mechanical systemic (NOMS) framework; and  The assessment should be carried out by a multidisciplinary team (MDT), which may be inclusive of, but not limited to, radiation oncologists, spine surgeons and interventional radiologists, among others.
Orthopaedics | Spine - Thoracolumbar (TL) and sacral surgery | TL and sacral fusion and fixation implant | TL pedicle screw - Shank, tulip | NuVasive Inc. | PRECEPT Screw, 6.5x50mm Fenestrated | 8876550994 | Standalone | DE0013912 | As per HSA registered indication(s) except for radiolucent implants which should be used as follows:  in patients with primary or metastatic spinal tumours who would benefit from post-operative high dose high precision beam therapy upon appropriate and stringent patient selection;  Patient selection should be done via standardised assessment such as the neurological-oncological-mechanical systemic (NOMS) framework; and  The assessment should be carried out by a multidisciplinary team (MDT), which may be inclusive of, but not limited to, radiation oncologists, spine surgeons and interventional radiologists, among others.
Orthopaedics | Spine - Thoracolumbar (TL) and sacral surgery | TL and sacral fusion and fixation implant | TL pedicle screw - Shank, tulip | NuVasive Inc. | PRECEPT Screw, 6.5x50mm Fixed | 8886550 | Standalone | DE0013912 | As per HSA registered indication(s) except for radiolucent implants which should be used as follows:  in patients with primary or metastatic spinal tumours who would benefit from post-operative high dose high precision beam therapy upon appropriate and stringent patient selection;  Patient selection should be done via standardised assessment such as the neurological-oncological-mechanical systemic (NOMS) framework; and  The assessment should be carried out by a multidisciplinary team (MDT), which may be inclusive of, but not limited to, radiation oncologists, spine surgeons and interventional radiologists, among others.
Orthopaedics | Spine - Thoracolumbar (TL) and sacral surgery | TL and sacral fusion and fixation implant | TL pedicle screw - Shank, tulip | NuVasive Inc. | PRECEPT Screw, 6.5x50mm Polyaxial | 8806550 | Standalone | DE0013912 | As per HSA registered indication(s) except for radiolucent implants which should be used as follows:  in patients with primary or metastatic spinal tumours who would benefit from post-operative high dose high precision beam therapy upon appropriate and stringent patient selection;  Patient selection should be done via standardised assessment such as the neurological-oncological-mechanical systemic (NOMS) framework; and  The assessment should be carried out by a multidisciplinary team (MDT), which may be inclusive of, but not limited to, radiation oncologists, spine surgeons and interventional radiologists, among others.
Orthopaedics | Spine - Thoracolumbar (TL) and sacral surgery | TL and sacral fusion and fixation implant | TL pedicle screw - Shank, tulip | NuVasive Inc. | PRECEPT Screw, 6.5x50mm Polyaxial | 8806550A | Standalone | DE0013912 | As per HSA registered indication(s) except for radiolucent implants which should be used as follows:  in patients with primary or metastatic spinal tumours who would benefit from post-operative high dose high precision beam therapy upon appropriate and stringent patient selection;  Patient selection should be done via standardised assessment such as the neurological-oncological-mechanical systemic (NOMS) framework; and  The assessment should be carried out by a multidisciplinary team (MDT), which may be inclusive of, but not limited to, radiation oncologists, spine surgeons and interventional radiologists, among others.
Orthopaedics | Spine - Thoracolumbar (TL) and sacral surgery | TL and sacral fusion and fixation implant | TL pedicle screw - Shank, tulip | NuVasive Inc. | PRECEPT Screw, 6.5x55mm Fenestrated | 8876555994 | Standalone | DE0013912 | As per HSA registered indication(s) except for radiolucent implants which should be used as follows:  in patients with primary or metastatic spinal tumours who would benefit from post-operative high dose high precision beam therapy upon appropriate and stringent patient selection;  Patient selection should be done via standardised assessment such as the neurological-oncological-mechanical systemic (NOMS) framework; and  The assessment should be carried out by a multidisciplinary team (MDT), which may be inclusive of, but not limited to, radiation oncologists, spine surgeons and interventional radiologists, among others.
Orthopaedics | Spine - Thoracolumbar (TL) and sacral surgery | TL and sacral fusion and fixation implant | TL pedicle screw - Shank, tulip | NuVasive Inc. | PRECEPT Screw, 6.5x55mm Fixed | 8886555 | Standalone | DE0013912 | As per HSA registered indication(s) except for radiolucent implants which should be used as follows:  in patients with primary or metastatic spinal tumours who would benefit from post-operative high dose high precision beam therapy upon appropriate and stringent patient selection;  Patient selection should be done via standardised assessment such as the neurological-oncological-mechanical systemic (NOMS) framework; and  The assessment should be carried out by a multidisciplinary team (MDT), which may be inclusive of, but not limited to, radiation oncologists, spine surgeons and interventional radiologists, among others.
Orthopaedics | Spine - Thoracolumbar (TL) and sacral surgery | TL and sacral fusion and fixation implant | TL pedicle screw - Shank, tulip | NuVasive Inc. | PRECEPT Screw, 6.5x55mm Polyaxial | 8806555 | Standalone | DE0013912 | As per HSA registered indication(s) except for radiolucent implants which should be used as follows:  in patients with primary or metastatic spinal tumours who would benefit from post-operative high dose high precision beam therapy upon appropriate and stringent patient selection;  Patient selection should be done via standardised assessment such as the neurological-oncological-mechanical systemic (NOMS) framework; and  The assessment should be carried out by a multidisciplinary team (MDT), which may be inclusive of, but not limited to, radiation oncologists, spine surgeons and interventional radiologists, among others.
Orthopaedics | Spine - Thoracolumbar (TL) and sacral surgery | TL and sacral fusion and fixation implant | TL pedicle screw - Shank, tulip | NuVasive Inc. | PRECEPT Screw, 6.5x55mm Polyaxial | 8806555A | Standalone | DE0013912 | As per HSA registered indication(s) except for radiolucent implants which should be used as follows:  in patients with primary or metastatic spinal tumours who would benefit from post-operative high dose high precision beam therapy upon appropriate and stringent patient selection;  Patient selection should be done via standardised assessment such as the neurological-oncological-mechanical systemic (NOMS) framework; and  The assessment should be carried out by a multidisciplinary team (MDT), which may be inclusive of, but not limited to, radiation oncologists, spine surgeons and interventional radiologists, among others.
Orthopaedics | Spine - Thoracolumbar (TL) and sacral surgery | TL and sacral fusion and fixation implant | TL pedicle screw - Shank, tulip | NuVasive Inc. | PRECEPT Screw, 6.5x60mm Fenestrated | 8876560994 | Standalone | DE0013912 | As per HSA registered indication(s) except for radiolucent implants which should be used as follows:  in patients with primary or metastatic spinal tumours who would benefit from post-operative high dose high precision beam therapy upon appropriate and stringent patient selection;  Patient selection should be done via standardised assessment such as the neurological-oncological-mechanical systemic (NOMS) framework; and  The assessment should be carried out by a multidisciplinary team (MDT), which may be inclusive of, but not limited to, radiation oncologists, spine surgeons and interventional radiologists, among others.
Orthopaedics | Spine - Thoracolumbar (TL) and sacral surgery | TL and sacral fusion and fixation implant | TL pedicle screw - Shank, tulip | NuVasive Inc. | PRECEPT Screw, 6.5x60mm Polyaxial S.R. | 8806560A | Standalone | DE0013912 | As per HSA registered indication(s) except for radiolucent implants which should be used as follows:  in patients with primary or metastatic spinal tumours who would benefit from post-operative high dose high precision beam therapy upon appropriate and stringent patient selection;  Patient selection should be done via standardised assessment such as the neurological-oncological-mechanical systemic (NOMS) framework; and  The assessment should be carried out by a multidisciplinary team (MDT), which may be inclusive of, but not limited to, radiation oncologists, spine surgeons and interventional radiologists, among others.
Orthopaedics | Spine - Thoracolumbar (TL) and sacral surgery | TL and sacral fusion and fixation implant | TL pedicle screw - Shank, tulip | NuVasive Inc. | PRECEPT Screw, 6.5x65mm Polyaxial S.R. | 8806565A | Standalone | DE0013912 | As per HSA registered indication(s) except for radiolucent implants which should be used as follows:  in patients with primary or metastatic spinal tumours who would benefit from post-operative high dose high precision beam therapy upon appropriate and stringent patient selection;  Patient selection should be done via standardised assessment such as the neurological-oncological-mechanical systemic (NOMS) framework; and  The assessment should be carried out by a multidisciplinary team (MDT), which may be inclusive of, but not limited to, radiation oncologists, spine surgeons and interventional radiologists, among others.
Orthopaedics | Spine - Thoracolumbar (TL) and sacral surgery | TL and sacral fusion and fixation implant | TL pedicle screw - Shank, tulip | NuVasive Inc. | PRECEPT Screw, 7.5x100mm Polyaxial | 8807500 | Standalone | DE0013912 | As per HSA registered indication(s) except for radiolucent implants which should be used as follows:  in patients with primary or metastatic spinal tumours who would benefit from post-operative high dose high precision beam therapy upon appropriate and stringent patient selection;  Patient selection should be done via standardised assessment such as the neurological-oncological-mechanical systemic (NOMS) framework; and  The assessment should be carried out by a multidisciplinary team (MDT), which may be inclusive of, but not limited to, radiation oncologists, spine surgeons and interventional radiologists, among others.
Orthopaedics | Spine - Thoracolumbar (TL) and sacral surgery | TL and sacral fusion and fixation implant | TL pedicle screw - Shank, tulip | NuVasive Inc. | PRECEPT Screw, 7.5x100mm Polyaxial | 8807500A | Standalone | DE0013912 | As per HSA registered indication(s) except for radiolucent implants which should be used as follows:  in patients with primary or metastatic spinal tumours who would benefit from post-operative high dose high precision beam therapy upon appropriate and stringent patient selection;  Patient selection should be done via standardised assessment such as the neurological-oncological-mechanical systemic (NOMS) framework; and  The assessment should be carried out by a multidisciplinary team (MDT), which may be inclusive of, but not limited to, radiation oncologists, spine surgeons and interventional radiologists, among others.
Orthopaedics | Spine - Thoracolumbar (TL) and sacral surgery | TL and sacral fusion and fixation implant | TL pedicle screw - Shank, tulip | NuVasive Inc. | PRECEPT Screw, 7.5x30mm Polyaxial | 8807530 | Standalone | DE0013912 | As per HSA registered indication(s) except for radiolucent implants which should be used as follows:  in patients with primary or metastatic spinal tumours who would benefit from post-operative high dose high precision beam therapy upon appropriate and stringent patient selection;  Patient selection should be done via standardised assessment such as the neurological-oncological-mechanical systemic (NOMS) framework; and  The assessment should be carried out by a multidisciplinary team (MDT), which may be inclusive of, but not limited to, radiation oncologists, spine surgeons and interventional radiologists, among others.
Orthopaedics | Spine - Thoracolumbar (TL) and sacral surgery | TL and sacral fusion and fixation implant | TL pedicle screw - Shank, tulip | NuVasive Inc. | PRECEPT Screw, 7.5x30mm Polyaxial | 8807530A | Standalone | DE0013912 | As per HSA registered indication(s) except for radiolucent implants which should be used as follows:  in patients with primary or metastatic spinal tumours who would benefit from post-operative high dose high precision beam therapy upon appropriate and stringent patient selection;  Patient selection should be done via standardised assessment such as the neurological-oncological-mechanical systemic (NOMS) framework; and  The assessment should be carried out by a multidisciplinary team (MDT), which may be inclusive of, but not limited to, radiation oncologists, spine surgeons and interventional radiologists, among others.
Orthopaedics | Spine - Thoracolumbar (TL) and sacral surgery | TL and sacral fusion and fixation implant | TL pedicle screw - Shank, tulip | NuVasive Inc. | PRECEPT Screw, 7.5x35mm Fenestrated | 8877535994 | Standalone | DE0013912 | As per HSA registered indication(s) except for radiolucent implants which should be used as follows:  in patients with primary or metastatic spinal tumours who would benefit from post-operative high dose high precision beam therapy upon appropriate and stringent patient selection;  Patient selection should be done via standardised assessment such as the neurological-oncological-mechanical systemic (NOMS) framework; and  The assessment should be carried out by a multidisciplinary team (MDT), which may be inclusive of, but not limited to, radiation oncologists, spine surgeons and interventional radiologists, among others.
Orthopaedics | Spine - Thoracolumbar (TL) and sacral surgery | TL and sacral fusion and fixation implant | TL pedicle screw - Shank, tulip | NuVasive Inc. | PRECEPT Screw, 7.5x35mm Polyaxial | 8807535 | Standalone | DE0013912 | As per HSA registered indication(s) except for radiolucent implants which should be used as follows:  in patients with primary or metastatic spinal tumours who would benefit from post-operative high dose high precision beam therapy upon appropriate and stringent patient selection;  Patient selection should be done via standardised assessment such as the neurological-oncological-mechanical systemic (NOMS) framework; and  The assessment should be carried out by a multidisciplinary team (MDT), which may be inclusive of, but not limited to, radiation oncologists, spine surgeons and interventional radiologists, among others.
Orthopaedics | Spine - Thoracolumbar (TL) and sacral surgery | TL and sacral fusion and fixation implant | TL pedicle screw - Shank, tulip | NuVasive Inc. | PRECEPT Screw, 7.5x35mm Polyaxial | 8807535A | Standalone | DE0013912 | As per HSA registered indication(s) except for radiolucent implants which should be used as follows:  in patients with primary or metastatic spinal tumours who would benefit from post-operative high dose high precision beam therapy upon appropriate and stringent patient selection;  Patient selection should be done via standardised assessment such as the neurological-oncological-mechanical systemic (NOMS) framework; and  The assessment should be carried out by a multidisciplinary team (MDT), which may be inclusive of, but not limited to, radiation oncologists, spine surgeons and interventional radiologists, among others.
Orthopaedics | Spine - Thoracolumbar (TL) and sacral surgery | TL and sacral fusion and fixation implant | TL pedicle screw - Shank, tulip | NuVasive Inc. | PRECEPT Screw, 7.5x35mm Reduction C.R. | 8827535006 | Standalone | DE0013912 | As per HSA registered indication(s) except for radiolucent implants which should be used as follows:  in patients with primary or metastatic spinal tumours who would benefit from post-operative high dose high precision beam therapy upon appropriate and stringent patient selection;  Patient selection should be done via standardised assessment such as the neurological-oncological-mechanical systemic (NOMS) framework; and  The assessment should be carried out by a multidisciplinary team (MDT), which may be inclusive of, but not limited to, radiation oncologists, spine surgeons and interventional radiologists, among others.
Orthopaedics | Spine - Thoracolumbar (TL) and sacral surgery | TL and sacral fusion and fixation implant | TL pedicle screw - Shank, tulip | NuVasive Inc. | PRECEPT Screw, 7.5x40mm Fenestrated | 8877540994 | Standalone | DE0013912 | As per HSA registered indication(s) except for radiolucent implants which should be used as follows:  in patients with primary or metastatic spinal tumours who would benefit from post-operative high dose high precision beam therapy upon appropriate and stringent patient selection;  Patient selection should be done via standardised assessment such as the neurological-oncological-mechanical systemic (NOMS) framework; and  The assessment should be carried out by a multidisciplinary team (MDT), which may be inclusive of, but not limited to, radiation oncologists, spine surgeons and interventional radiologists, among others.
Orthopaedics | Spine - Thoracolumbar (TL) and sacral surgery | TL and sacral fusion and fixation implant | TL pedicle screw - Shank, tulip | NuVasive Inc. | PRECEPT Screw, 7.5x40mm Fixed | 8887540 | Standalone | DE0013912 | As per HSA registered indication(s) except for radiolucent implants which should be used as follows:  in patients with primary or metastatic spinal tumours who would benefit from post-operative high dose high precision beam therapy upon appropriate and stringent patient selection;  Patient selection should be done via standardised assessment such as the neurological-oncological-mechanical systemic (NOMS) framework; and  The assessment should be carried out by a multidisciplinary team (MDT), which may be inclusive of, but not limited to, radiation oncologists, spine surgeons and interventional radiologists, among others.
Orthopaedics | Spine - Thoracolumbar (TL) and sacral surgery | TL and sacral fusion and fixation implant | TL pedicle screw - Shank, tulip | NuVasive Inc. | PRECEPT Screw, 7.5x40mm Polyaxial | 8807540 | Standalone | DE0013912 | As per HSA registered indication(s) except for radiolucent implants which should be used as follows:  in patients with primary or metastatic spinal tumours who would benefit from post-operative high dose high precision beam therapy upon appropriate and stringent patient selection;  Patient selection should be done via standardised assessment such as the neurological-oncological-mechanical systemic (NOMS) framework; and  The assessment should be carried out by a multidisciplinary team (MDT), which may be inclusive of, but not limited to, radiation oncologists, spine surgeons and interventional radiologists, among others.
Orthopaedics | Spine - Thoracolumbar (TL) and sacral surgery | TL and sacral fusion and fixation implant | TL pedicle screw - Shank, tulip | NuVasive Inc. | PRECEPT Screw, 7.5x40mm Polyaxial | 8807540A | Standalone | DE0013912 | As per HSA registered indication(s) except for radiolucent implants which should be used as follows:  in patients with primary or metastatic spinal tumours who would benefit from post-operative high dose high precision beam therapy upon appropriate and stringent patient selection;  Patient selection should be done via standardised assessment such as the neurological-oncological-mechanical systemic (NOMS) framework; and  The assessment should be carried out by a multidisciplinary team (MDT), which may be inclusive of, but not limited to, radiation oncologists, spine surgeons and interventional radiologists, among others.
Orthopaedics | Spine - Thoracolumbar (TL) and sacral surgery | TL and sacral fusion and fixation implant | TL pedicle screw - Shank, tulip | NuVasive Inc. | PRECEPT Screw, 7.5x40mm Reduction C.R. | 8827540006 | Standalone | DE0013912 | As per HSA registered indication(s) except for radiolucent implants which should be used as follows:  in patients with primary or metastatic spinal tumours who would benefit from post-operative high dose high precision beam therapy upon appropriate and stringent patient selection;  Patient selection should be done via standardised assessment such as the neurological-oncological-mechanical systemic (NOMS) framework; and  The assessment should be carried out by a multidisciplinary team (MDT), which may be inclusive of, but not limited to, radiation oncologists, spine surgeons and interventional radiologists, among others.
Orthopaedics | Spine - Thoracolumbar (TL) and sacral surgery | TL and sacral fusion and fixation implant | TL pedicle screw - Shank, tulip | NuVasive Inc. | PRECEPT Screw, 7.5x45mm Fenestrated | 8877545994 | Standalone | DE0013912 | As per HSA registered indication(s) except for radiolucent implants which should be used as follows:  in patients with primary or metastatic spinal tumours who would benefit from post-operative high dose high precision beam therapy upon appropriate and stringent patient selection;  Patient selection should be done via standardised assessment such as the neurological-oncological-mechanical systemic (NOMS) framework; and  The assessment should be carried out by a multidisciplinary team (MDT), which may be inclusive of, but not limited to, radiation oncologists, spine surgeons and interventional radiologists, among others.
Orthopaedics | Spine - Thoracolumbar (TL) and sacral surgery | TL and sacral fusion and fixation implant | TL pedicle screw - Shank, tulip | NuVasive Inc. | PRECEPT Screw, 7.5x45mm Fixed | 8887545 | Standalone | DE0013912 | As per HSA registered indication(s) except for radiolucent implants which should be used as follows:  in patients with primary or metastatic spinal tumours who would benefit from post-operative high dose high precision beam therapy upon appropriate and stringent patient selection;  Patient selection should be done via standardised assessment such as the neurological-oncological-mechanical systemic (NOMS) framework; and  The assessment should be carried out by a multidisciplinary team (MDT), which may be inclusive of, but not limited to, radiation oncologists, spine surgeons and interventional radiologists, among others.
Orthopaedics | Spine - Thoracolumbar (TL) and sacral surgery | TL and sacral fusion and fixation implant | TL pedicle screw - Shank, tulip | NuVasive Inc. | PRECEPT Screw, 7.5x45mm Polyaxial | 8807545 | Standalone | DE0013912 | As per HSA registered indication(s) except for radiolucent implants which should be used as follows:  in patients with primary or metastatic spinal tumours who would benefit from post-operative high dose high precision beam therapy upon appropriate and stringent patient selection;  Patient selection should be done via standardised assessment such as the neurological-oncological-mechanical systemic (NOMS) framework; and  The assessment should be carried out by a multidisciplinary team (MDT), which may be inclusive of, but not limited to, radiation oncologists, spine surgeons and interventional radiologists, among others.
Orthopaedics | Spine - Thoracolumbar (TL) and sacral surgery | TL and sacral fusion and fixation implant | TL pedicle screw - Shank, tulip | NuVasive Inc. | PRECEPT Screw, 7.5x45mm Polyaxial | 8807545A | Standalone | DE0013912 | As per HSA registered indication(s) except for radiolucent implants which should be used as follows:  in patients with primary or metastatic spinal tumours who would benefit from post-operative high dose high precision beam therapy upon appropriate and stringent patient selection;  Patient selection should be done via standardised assessment such as the neurological-oncological-mechanical systemic (NOMS) framework; and  The assessment should be carried out by a multidisciplinary team (MDT), which may be inclusive of, but not limited to, radiation oncologists, spine surgeons and interventional radiologists, among others.
Orthopaedics | Spine - Thoracolumbar (TL) and sacral surgery | TL and sacral fusion and fixation implant | TL pedicle screw - Shank, tulip | NuVasive Inc. | PRECEPT Screw, 7.5x45mm Reduction C.R. | 8827545006 | Standalone | DE0013912 | As per HSA registered indication(s) except for radiolucent implants which should be used as follows:  in patients with primary or metastatic spinal tumours who would benefit from post-operative high dose high precision beam therapy upon appropriate and stringent patient selection;  Patient selection should be done via standardised assessment such as the neurological-oncological-mechanical systemic (NOMS) framework; and  The assessment should be carried out by a multidisciplinary team (MDT), which may be inclusive of, but not limited to, radiation oncologists, spine surgeons and interventional radiologists, among others.
Orthopaedics | Spine - Thoracolumbar (TL) and sacral surgery | TL and sacral fusion and fixation implant | TL pedicle screw - Shank, tulip | NuVasive Inc. | PRECEPT Screw, 7.5x50mm Fenestrated | 8877550994 | Standalone | DE0013912 | As per HSA registered indication(s) except for radiolucent implants which should be used as follows:  in patients with primary or metastatic spinal tumours who would benefit from post-operative high dose high precision beam therapy upon appropriate and stringent patient selection;  Patient selection should be done via standardised assessment such as the neurological-oncological-mechanical systemic (NOMS) framework; and  The assessment should be carried out by a multidisciplinary team (MDT), which may be inclusive of, but not limited to, radiation oncologists, spine surgeons and interventional radiologists, among others.
Orthopaedics | Spine - Thoracolumbar (TL) and sacral surgery | TL and sacral fusion and fixation implant | TL pedicle screw - Shank, tulip | NuVasive Inc. | PRECEPT Screw, 7.5x50mm Fixed | 8887550 | Standalone | DE0013912 | As per HSA registered indication(s) except for radiolucent implants which should be used as follows:  in patients with primary or metastatic spinal tumours who would benefit from post-operative high dose high precision beam therapy upon appropriate and stringent patient selection;  Patient selection should be done via standardised assessment such as the neurological-oncological-mechanical systemic (NOMS) framework; and  The assessment should be carried out by a multidisciplinary team (MDT), which may be inclusive of, but not limited to, radiation oncologists, spine surgeons and interventional radiologists, among others.
Orthopaedics | Spine - Thoracolumbar (TL) and sacral surgery | TL and sacral fusion and fixation implant | TL pedicle screw - Shank, tulip | NuVasive Inc. | PRECEPT Screw, 7.5x50mm Polyaxial | 8807550 | Standalone | DE0013912 | As per HSA registered indication(s) except for radiolucent implants which should be used as follows:  in patients with primary or metastatic spinal tumours who would benefit from post-operative high dose high precision beam therapy upon appropriate and stringent patient selection;  Patient selection should be done via standardised assessment such as the neurological-oncological-mechanical systemic (NOMS) framework; and  The assessment should be carried out by a multidisciplinary team (MDT), which may be inclusive of, but not limited to, radiation oncologists, spine surgeons and interventional radiologists, among others.
Orthopaedics | Spine - Thoracolumbar (TL) and sacral surgery | TL and sacral fusion and fixation implant | TL pedicle screw - Shank, tulip | NuVasive Inc. | PRECEPT Screw, 7.5x50mm Polyaxial | 8807550A | Standalone | DE0013912 | As per HSA registered indication(s) except for radiolucent implants which should be used as follows:  in patients with primary or metastatic spinal tumours who would benefit from post-operative high dose high precision beam therapy upon appropriate and stringent patient selection;  Patient selection should be done via standardised assessment such as the neurological-oncological-mechanical systemic (NOMS) framework; and  The assessment should be carried out by a multidisciplinary team (MDT), which may be inclusive of, but not limited to, radiation oncologists, spine surgeons and interventional radiologists, among others.
Orthopaedics | Spine - Thoracolumbar (TL) and sacral surgery | TL and sacral fusion and fixation implant | TL pedicle screw - Shank, tulip | NuVasive Inc. | PRECEPT Screw, 7.5x50mm Reduction C.R. | 8827550006 | Standalone | DE0013912 | As per HSA registered indication(s) except for radiolucent implants which should be used as follows:  in patients with primary or metastatic spinal tumours who would benefit from post-operative high dose high precision beam therapy upon appropriate and stringent patient selection;  Patient selection should be done via standardised assessment such as the neurological-oncological-mechanical systemic (NOMS) framework; and  The assessment should be carried out by a multidisciplinary team (MDT), which may be inclusive of, but not limited to, radiation oncologists, spine surgeons and interventional radiologists, among others.
Orthopaedics | Spine - Thoracolumbar (TL) and sacral surgery | TL and sacral fusion and fixation implant | TL pedicle screw - Shank, tulip | NuVasive Inc. | PRECEPT Screw, 7.5x55mm Fenestrated | 8877555994 | Standalone | DE0013912 | As per HSA registered indication(s) except for radiolucent implants which should be used as follows:  in patients with primary or metastatic spinal tumours who would benefit from post-operative high dose high precision beam therapy upon appropriate and stringent patient selection;  Patient selection should be done via standardised assessment such as the neurological-oncological-mechanical systemic (NOMS) framework; and  The assessment should be carried out by a multidisciplinary team (MDT), which may be inclusive of, but not limited to, radiation oncologists, spine surgeons and interventional radiologists, among others.
Orthopaedics | Spine - Thoracolumbar (TL) and sacral surgery | TL and sacral fusion and fixation implant | TL pedicle screw - Shank, tulip | NuVasive Inc. | PRECEPT Screw, 7.5x55mm Fixed | 8887555 | Standalone | DE0013912 | As per HSA registered indication(s) except for radiolucent implants which should be used as follows:  in patients with primary or metastatic spinal tumours who would benefit from post-operative high dose high precision beam therapy upon appropriate and stringent patient selection;  Patient selection should be done via standardised assessment such as the neurological-oncological-mechanical systemic (NOMS) framework; and  The assessment should be carried out by a multidisciplinary team (MDT), which may be inclusive of, but not limited to, radiation oncologists, spine surgeons and interventional radiologists, among others.
Orthopaedics | Spine - Thoracolumbar (TL) and sacral surgery | TL and sacral fusion and fixation implant | TL pedicle screw - Shank, tulip | NuVasive Inc. | PRECEPT Screw, 7.5x55mm Polyaxial | 8807555 | Standalone | DE0013912 | As per HSA registered indication(s) except for radiolucent implants which should be used as follows:  in patients with primary or metastatic spinal tumours who would benefit from post-operative high dose high precision beam therapy upon appropriate and stringent patient selection;  Patient selection should be done via standardised assessment such as the neurological-oncological-mechanical systemic (NOMS) framework; and  The assessment should be carried out by a multidisciplinary team (MDT), which may be inclusive of, but not limited to, radiation oncologists, spine surgeons and interventional radiologists, among others.
Orthopaedics | Spine - Thoracolumbar (TL) and sacral surgery | TL and sacral fusion and fixation implant | TL pedicle screw - Shank, tulip | NuVasive Inc. | PRECEPT Screw, 7.5x55mm Polyaxial | 8807555A | Standalone | DE0013912 | As per HSA registered indication(s) except for radiolucent implants which should be used as follows:  in patients with primary or metastatic spinal tumours who would benefit from post-operative high dose high precision beam therapy upon appropriate and stringent patient selection;  Patient selection should be done via standardised assessment such as the neurological-oncological-mechanical systemic (NOMS) framework; and  The assessment should be carried out by a multidisciplinary team (MDT), which may be inclusive of, but not limited to, radiation oncologists, spine surgeons and interventional radiologists, among others.
Orthopaedics | Spine - Thoracolumbar (TL) and sacral surgery | TL and sacral fusion and fixation implant | TL pedicle screw - Shank, tulip | NuVasive Inc. | PRECEPT Screw, 7.5x60mm Fenestrated | 8877560994 | Standalone | DE0013912 | As per HSA registered indication(s) except for radiolucent implants which should be used as follows:  in patients with primary or metastatic spinal tumours who would benefit from post-operative high dose high precision beam therapy upon appropriate and stringent patient selection;  Patient selection should be done via standardised assessment such as the neurological-oncological-mechanical systemic (NOMS) framework; and  The assessment should be carried out by a multidisciplinary team (MDT), which may be inclusive of, but not limited to, radiation oncologists, spine surgeons and interventional radiologists, among others.
Orthopaedics | Spine - Thoracolumbar (TL) and sacral surgery | TL and sacral fusion and fixation implant | TL pedicle screw - Shank, tulip | NuVasive Inc. | PRECEPT Screw, 7.5x60mm Fixed | 8887560 | Standalone | DE0013912 | As per HSA registered indication(s) except for radiolucent implants which should be used as follows:  in patients with primary or metastatic spinal tumours who would benefit from post-operative high dose high precision beam therapy upon appropriate and stringent patient selection;  Patient selection should be done via standardised assessment such as the neurological-oncological-mechanical systemic (NOMS) framework; and  The assessment should be carried out by a multidisciplinary team (MDT), which may be inclusive of, but not limited to, radiation oncologists, spine surgeons and interventional radiologists, among others.
Orthopaedics | Spine - Thoracolumbar (TL) and sacral surgery | TL and sacral fusion and fixation implant | TL pedicle screw - Shank, tulip | NuVasive Inc. | PRECEPT Screw, 7.5x60mm Polyaxial | 8807560 | Standalone | DE0013912 | As per HSA registered indication(s) except for radiolucent implants which should be used as follows:  in patients with primary or metastatic spinal tumours who would benefit from post-operative high dose high precision beam therapy upon appropriate and stringent patient selection;  Patient selection should be done via standardised assessment such as the neurological-oncological-mechanical systemic (NOMS) framework; and  The assessment should be carried out by a multidisciplinary team (MDT), which may be inclusive of, but not limited to, radiation oncologists, spine surgeons and interventional radiologists, among others.
Orthopaedics | Spine - Thoracolumbar (TL) and sacral surgery | TL and sacral fusion and fixation implant | TL pedicle screw - Shank, tulip | NuVasive Inc. | PRECEPT Screw, 7.5x60mm Polyaxial | 8807560A | Standalone | DE0013912 | As per HSA registered indication(s) except for radiolucent implants which should be used as follows:  in patients with primary or metastatic spinal tumours who would benefit from post-operative high dose high precision beam therapy upon appropriate and stringent patient selection;  Patient selection should be done via standardised assessment such as the neurological-oncological-mechanical systemic (NOMS) framework; and  The assessment should be carried out by a multidisciplinary team (MDT), which may be inclusive of, but not limited to, radiation oncologists, spine surgeons and interventional radiologists, among others.
Orthopaedics | Spine - Thoracolumbar (TL) and sacral surgery | TL and sacral fusion and fixation implant | TL pedicle screw - Shank, tulip | NuVasive Inc. | PRECEPT Screw, 7.5x65mm Polyaxial C.R. | 8807565A | Standalone | DE0013912 | As per HSA registered indication(s) except for radiolucent implants which should be used as follows:  in patients with primary or metastatic spinal tumours who would benefit from post-operative high dose high precision beam therapy upon appropriate and stringent patient selection;  Patient selection should be done via standardised assessment such as the neurological-oncological-mechanical systemic (NOMS) framework; and  The assessment should be carried out by a multidisciplinary team (MDT), which may be inclusive of, but not limited to, radiation oncologists, spine surgeons and interventional radiologists, among others.
Orthopaedics | Spine - Thoracolumbar (TL) and sacral surgery | TL and sacral fusion and fixation implant | TL pedicle screw - Shank, tulip | NuVasive Inc. | PRECEPT Screw, 7.5x70mm Polyaxial | 8807570 | Standalone | DE0013912 | As per HSA registered indication(s) except for radiolucent implants which should be used as follows:  in patients with primary or metastatic spinal tumours who would benefit from post-operative high dose high precision beam therapy upon appropriate and stringent patient selection;  Patient selection should be done via standardised assessment such as the neurological-oncological-mechanical systemic (NOMS) framework; and  The assessment should be carried out by a multidisciplinary team (MDT), which may be inclusive of, but not limited to, radiation oncologists, spine surgeons and interventional radiologists, among others.
Orthopaedics | Spine - Thoracolumbar (TL) and sacral surgery | TL and sacral fusion and fixation implant | TL pedicle screw - Shank, tulip | NuVasive Inc. | PRECEPT Screw, 7.5x70mm Polyaxial | 8807570A | Standalone | DE0013912 | As per HSA registered indication(s) except for radiolucent implants which should be used as follows:  in patients with primary or metastatic spinal tumours who would benefit from post-operative high dose high precision beam therapy upon appropriate and stringent patient selection;  Patient selection should be done via standardised assessment such as the neurological-oncological-mechanical systemic (NOMS) framework; and  The assessment should be carried out by a multidisciplinary team (MDT), which may be inclusive of, but not limited to, radiation oncologists, spine surgeons and interventional radiologists, among others.
Orthopaedics | Spine - Thoracolumbar (TL) and sacral surgery | TL and sacral fusion and fixation implant | TL pedicle screw - Shank, tulip | NuVasive Inc. | PRECEPT Screw, 7.5x80mm Polyaxial | 8807580 | Standalone | DE0013912 | As per HSA registered indication(s) except for radiolucent implants which should be used as follows:  in patients with primary or metastatic spinal tumours who would benefit from post-operative high dose high precision beam therapy upon appropriate and stringent patient selection;  Patient selection should be done via standardised assessment such as the neurological-oncological-mechanical systemic (NOMS) framework; and  The assessment should be carried out by a multidisciplinary team (MDT), which may be inclusive of, but not limited to, radiation oncologists, spine surgeons and interventional radiologists, among others.
Orthopaedics | Spine - Thoracolumbar (TL) and sacral surgery | TL and sacral fusion and fixation implant | TL pedicle screw - Shank, tulip | NuVasive Inc. | PRECEPT Screw, 7.5x80mm Polyaxial | 8807580A | Standalone | DE0013912 | As per HSA registered indication(s) except for radiolucent implants which should be used as follows:  in patients with primary or metastatic spinal tumours who would benefit from post-operative high dose high precision beam therapy upon appropriate and stringent patient selection;  Patient selection should be done via standardised assessment such as the neurological-oncological-mechanical systemic (NOMS) framework; and  The assessment should be carried out by a multidisciplinary team (MDT), which may be inclusive of, but not limited to, radiation oncologists, spine surgeons and interventional radiologists, among others.
Orthopaedics | Spine - Thoracolumbar (TL) and sacral surgery | TL and sacral fusion and fixation implant | TL pedicle screw - Shank, tulip | NuVasive Inc. | PRECEPT Screw, 7.5x90mm Polyaxial | 8807590 | Standalone | DE0013912 | As per HSA registered indication(s) except for radiolucent implants which should be used as follows:  in patients with primary or metastatic spinal tumours who would benefit from post-operative high dose high precision beam therapy upon appropriate and stringent patient selection;  Patient selection should be done via standardised assessment such as the neurological-oncological-mechanical systemic (NOMS) framework; and  The assessment should be carried out by a multidisciplinary team (MDT), which may be inclusive of, but not limited to, radiation oncologists, spine surgeons and interventional radiologists, among others.
Orthopaedics | Spine - Thoracolumbar (TL) and sacral surgery | TL and sacral fusion and fixation implant | TL pedicle screw - Shank, tulip | NuVasive Inc. | PRECEPT Screw, 7.5x90mm Polyaxial | 8807590A | Standalone | DE0013912 | As per HSA registered indication(s) except for radiolucent implants which should be used as follows:  in patients with primary or metastatic spinal tumours who would benefit from post-operative high dose high precision beam therapy upon appropriate and stringent patient selection;  Patient selection should be done via standardised assessment such as the neurological-oncological-mechanical systemic (NOMS) framework; and  The assessment should be carried out by a multidisciplinary team (MDT), which may be inclusive of, but not limited to, radiation oncologists, spine surgeons and interventional radiologists, among others.
Orthopaedics | Spine - Thoracolumbar (TL) and sacral surgery | TL and sacral fusion and fixation implant | TL pedicle screw - Shank, tulip | NuVasive Inc. | PRECEPT Screw, 8.5x100mm Fenestrated | 8878500994 | Standalone | DE0013912 | As per HSA registered indication(s) except for radiolucent implants which should be used as follows:  in patients with primary or metastatic spinal tumours who would benefit from post-operative high dose high precision beam therapy upon appropriate and stringent patient selection;  Patient selection should be done via standardised assessment such as the neurological-oncological-mechanical systemic (NOMS) framework; and  The assessment should be carried out by a multidisciplinary team (MDT), which may be inclusive of, but not limited to, radiation oncologists, spine surgeons and interventional radiologists, among others.
Orthopaedics | Spine - Thoracolumbar (TL) and sacral surgery | TL and sacral fusion and fixation implant | TL pedicle screw - Shank, tulip | NuVasive Inc. | PRECEPT Screw, 8.5x100mm Polyaxial | 8808500 | Standalone | DE0013912 | As per HSA registered indication(s) except for radiolucent implants which should be used as follows:  in patients with primary or metastatic spinal tumours who would benefit from post-operative high dose high precision beam therapy upon appropriate and stringent patient selection;  Patient selection should be done via standardised assessment such as the neurological-oncological-mechanical systemic (NOMS) framework; and  The assessment should be carried out by a multidisciplinary team (MDT), which may be inclusive of, but not limited to, radiation oncologists, spine surgeons and interventional radiologists, among others.
Orthopaedics | Spine - Thoracolumbar (TL) and sacral surgery | TL and sacral fusion and fixation implant | TL pedicle screw - Shank, tulip | NuVasive Inc. | PRECEPT Screw, 8.5x100mm Polyaxial | 8808500A | Standalone | DE0013912 | As per HSA registered indication(s) except for radiolucent implants which should be used as follows:  in patients with primary or metastatic spinal tumours who would benefit from post-operative high dose high precision beam therapy upon appropriate and stringent patient selection;  Patient selection should be done via standardised assessment such as the neurological-oncological-mechanical systemic (NOMS) framework; and  The assessment should be carried out by a multidisciplinary team (MDT), which may be inclusive of, but not limited to, radiation oncologists, spine surgeons and interventional radiologists, among others.
Orthopaedics | Spine - Thoracolumbar (TL) and sacral surgery | TL and sacral fusion and fixation implant | TL pedicle screw - Shank, tulip | NuVasive Inc. | PRECEPT Screw, 8.5x110mm Fenestrated | 8878510994 | Standalone | DE0013912 | As per HSA registered indication(s) except for radiolucent implants which should be used as follows:  in patients with primary or metastatic spinal tumours who would benefit from post-operative high dose high precision beam therapy upon appropriate and stringent patient selection;  Patient selection should be done via standardised assessment such as the neurological-oncological-mechanical systemic (NOMS) framework; and  The assessment should be carried out by a multidisciplinary team (MDT), which may be inclusive of, but not limited to, radiation oncologists, spine surgeons and interventional radiologists, among others.
Orthopaedics | Spine - Thoracolumbar (TL) and sacral surgery | TL and sacral fusion and fixation implant | TL pedicle screw - Shank, tulip | NuVasive Inc. | PRECEPT Screw, 8.5x120mm Fenestrated | 8878520994 | Standalone | DE0013912 | As per HSA registered indication(s) except for radiolucent implants which should be used as follows:  in patients with primary or metastatic spinal tumours who would benefit from post-operative high dose high precision beam therapy upon appropriate and stringent patient selection;  Patient selection should be done via standardised assessment such as the neurological-oncological-mechanical systemic (NOMS) framework; and  The assessment should be carried out by a multidisciplinary team (MDT), which may be inclusive of, but not limited to, radiation oncologists, spine surgeons and interventional radiologists, among others.
Orthopaedics | Spine - Thoracolumbar (TL) and sacral surgery | TL and sacral fusion and fixation implant | TL pedicle screw - Shank, tulip | NuVasive Inc. | PRECEPT Screw, 8.5x30mm Polyaxial | 8808530A | Standalone | DE0013912 | As per HSA registered indication(s) except for radiolucent implants which should be used as follows:  in patients with primary or metastatic spinal tumours who would benefit from post-operative high dose high precision beam therapy upon appropriate and stringent patient selection;  Patient selection should be done via standardised assessment such as the neurological-oncological-mechanical systemic (NOMS) framework; and  The assessment should be carried out by a multidisciplinary team (MDT), which may be inclusive of, but not limited to, radiation oncologists, spine surgeons and interventional radiologists, among others.
Orthopaedics | Spine - Thoracolumbar (TL) and sacral surgery | TL and sacral fusion and fixation implant | TL pedicle screw - Shank, tulip | NuVasive Inc. | PRECEPT Screw, 8.5x35mm Fenestrated | 8878535994 | Standalone | DE0013912 | As per HSA registered indication(s) except for radiolucent implants which should be used as follows:  in patients with primary or metastatic spinal tumours who would benefit from post-operative high dose high precision beam therapy upon appropriate and stringent patient selection;  Patient selection should be done via standardised assessment such as the neurological-oncological-mechanical systemic (NOMS) framework; and  The assessment should be carried out by a multidisciplinary team (MDT), which may be inclusive of, but not limited to, radiation oncologists, spine surgeons and interventional radiologists, among others.
Orthopaedics | Spine - Thoracolumbar (TL) and sacral surgery | TL and sacral fusion and fixation implant | TL pedicle screw - Shank, tulip | NuVasive Inc. | PRECEPT Screw, 8.5x35mm Polyaxial | 8808535 | Standalone | DE0013912 | As per HSA registered indication(s) except for radiolucent implants which should be used as follows:  in patients with primary or metastatic spinal tumours who would benefit from post-operative high dose high precision beam therapy upon appropriate and stringent patient selection;  Patient selection should be done via standardised assessment such as the neurological-oncological-mechanical systemic (NOMS) framework; and  The assessment should be carried out by a multidisciplinary team (MDT), which may be inclusive of, but not limited to, radiation oncologists, spine surgeons and interventional radiologists, among others.
Orthopaedics | Spine - Thoracolumbar (TL) and sacral surgery | TL and sacral fusion and fixation implant | TL pedicle screw - Shank, tulip | NuVasive Inc. | PRECEPT Screw, 8.5x35mm Polyaxial | 8808535A | Standalone | DE0013912 | As per HSA registered indication(s) except for radiolucent implants which should be used as follows:  in patients with primary or metastatic spinal tumours who would benefit from post-operative high dose high precision beam therapy upon appropriate and stringent patient selection;  Patient selection should be done via standardised assessment such as the neurological-oncological-mechanical systemic (NOMS) framework; and  The assessment should be carried out by a multidisciplinary team (MDT), which may be inclusive of, but not limited to, radiation oncologists, spine surgeons and interventional radiologists, among others.
Orthopaedics | Spine - Thoracolumbar (TL) and sacral surgery | TL and sacral fusion and fixation implant | TL pedicle screw - Shank, tulip | NuVasive Inc. | PRECEPT Screw, 8.5x40mm Fenestrated | 8878540994 | Standalone | DE0013912 | As per HSA registered indication(s) except for radiolucent implants which should be used as follows:  in patients with primary or metastatic spinal tumours who would benefit from post-operative high dose high precision beam therapy upon appropriate and stringent patient selection;  Patient selection should be done via standardised assessment such as the neurological-oncological-mechanical systemic (NOMS) framework; and  The assessment should be carried out by a multidisciplinary team (MDT), which may be inclusive of, but not limited to, radiation oncologists, spine surgeons and interventional radiologists, among others.
Orthopaedics | Spine - Thoracolumbar (TL) and sacral surgery | TL and sacral fusion and fixation implant | TL pedicle screw - Shank, tulip | NuVasive Inc. | PRECEPT Screw, 8.5x40mm Polyaxial | 8808540 | Standalone | DE0013912 | As per HSA registered indication(s) except for radiolucent implants which should be used as follows:  in patients with primary or metastatic spinal tumours who would benefit from post-operative high dose high precision beam therapy upon appropriate and stringent patient selection;  Patient selection should be done via standardised assessment such as the neurological-oncological-mechanical systemic (NOMS) framework; and  The assessment should be carried out by a multidisciplinary team (MDT), which may be inclusive of, but not limited to, radiation oncologists, spine surgeons and interventional radiologists, among others.
Orthopaedics | Spine - Thoracolumbar (TL) and sacral surgery | TL and sacral fusion and fixation implant | TL pedicle screw - Shank, tulip | NuVasive Inc. | PRECEPT Screw, 8.5x40mm Polyaxial | 8808540A | Standalone | DE0013912 | As per HSA registered indication(s) except for radiolucent implants which should be used as follows:  in patients with primary or metastatic spinal tumours who would benefit from post-operative high dose high precision beam therapy upon appropriate and stringent patient selection;  Patient selection should be done via standardised assessment such as the neurological-oncological-mechanical systemic (NOMS) framework; and  The assessment should be carried out by a multidisciplinary team (MDT), which may be inclusive of, but not limited to, radiation oncologists, spine surgeons and interventional radiologists, among others.
Orthopaedics | Spine - Thoracolumbar (TL) and sacral surgery | TL and sacral fusion and fixation implant | TL pedicle screw - Shank, tulip | NuVasive Inc. | PRECEPT Screw, 8.5x45mm Fenestrated | 8878545994 | Standalone | DE0013912 | As per HSA registered indication(s) except for radiolucent implants which should be used as follows:  in patients with primary or metastatic spinal tumours who would benefit from post-operative high dose high precision beam therapy upon appropriate and stringent patient selection;  Patient selection should be done via standardised assessment such as the neurological-oncological-mechanical systemic (NOMS) framework; and  The assessment should be carried out by a multidisciplinary team (MDT), which may be inclusive of, but not limited to, radiation oncologists, spine surgeons and interventional radiologists, among others.
Orthopaedics | Spine - Thoracolumbar (TL) and sacral surgery | TL and sacral fusion and fixation implant | TL pedicle screw - Shank, tulip | NuVasive Inc. | PRECEPT Screw, 8.5x45mm Polyaxial | 8808545 | Standalone | DE0013912 | As per HSA registered indication(s) except for radiolucent implants which should be used as follows:  in patients with primary or metastatic spinal tumours who would benefit from post-operative high dose high precision beam therapy upon appropriate and stringent patient selection;  Patient selection should be done via standardised assessment such as the neurological-oncological-mechanical systemic (NOMS) framework; and  The assessment should be carried out by a multidisciplinary team (MDT), which may be inclusive of, but not limited to, radiation oncologists, spine surgeons and interventional radiologists, among others.
Orthopaedics | Spine - Thoracolumbar (TL) and sacral surgery | TL and sacral fusion and fixation implant | TL pedicle screw - Shank, tulip | NuVasive Inc. | PRECEPT Screw, 8.5x45mm Polyaxial | 8808545A | Standalone | DE0013912 | As per HSA registered indication(s) except for radiolucent implants which should be used as follows:  in patients with primary or metastatic spinal tumours who would benefit from post-operative high dose high precision beam therapy upon appropriate and stringent patient selection;  Patient selection should be done via standardised assessment such as the neurological-oncological-mechanical systemic (NOMS) framework; and  The assessment should be carried out by a multidisciplinary team (MDT), which may be inclusive of, but not limited to, radiation oncologists, spine surgeons and interventional radiologists, among others.
Orthopaedics | Spine - Thoracolumbar (TL) and sacral surgery | TL and sacral fusion and fixation implant | TL pedicle screw - Shank, tulip | NuVasive Inc. | PRECEPT Screw, 8.5x50mm Fenestrated | 8878550994 | Standalone | DE0013912 | As per HSA registered indication(s) except for radiolucent implants which should be used as follows:  in patients with primary or metastatic spinal tumours who would benefit from post-operative high dose high precision beam therapy upon appropriate and stringent patient selection;  Patient selection should be done via standardised assessment such as the neurological-oncological-mechanical systemic (NOMS) framework; and  The assessment should be carried out by a multidisciplinary team (MDT), which may be inclusive of, but not limited to, radiation oncologists, spine surgeons and interventional radiologists, among others.
Orthopaedics | Spine - Thoracolumbar (TL) and sacral surgery | TL and sacral fusion and fixation implant | TL pedicle screw - Shank, tulip | NuVasive Inc. | PRECEPT Screw, 8.5x50mm Fixed | 8888550 | Standalone | DE0013912 | As per HSA registered indication(s) except for radiolucent implants which should be used as follows:  in patients with primary or metastatic spinal tumours who would benefit from post-operative high dose high precision beam therapy upon appropriate and stringent patient selection;  Patient selection should be done via standardised assessment such as the neurological-oncological-mechanical systemic (NOMS) framework; and  The assessment should be carried out by a multidisciplinary team (MDT), which may be inclusive of, but not limited to, radiation oncologists, spine surgeons and interventional radiologists, among others.
Orthopaedics | Spine - Thoracolumbar (TL) and sacral surgery | TL and sacral fusion and fixation implant | TL pedicle screw - Shank, tulip | NuVasive Inc. | PRECEPT Screw, 8.5x50mm Polyaxial | 8808550 | Standalone | DE0013912 | As per HSA registered indication(s) except for radiolucent implants which should be used as follows:  in patients with primary or metastatic spinal tumours who would benefit from post-operative high dose high precision beam therapy upon appropriate and stringent patient selection;  Patient selection should be done via standardised assessment such as the neurological-oncological-mechanical systemic (NOMS) framework; and  The assessment should be carried out by a multidisciplinary team (MDT), which may be inclusive of, but not limited to, radiation oncologists, spine surgeons and interventional radiologists, among others.
Orthopaedics | Spine - Thoracolumbar (TL) and sacral surgery | TL and sacral fusion and fixation implant | TL pedicle screw - Shank, tulip | NuVasive Inc. | PRECEPT Screw, 8.5x50mm Polyaxial | 8808550A | Standalone | DE0013912 | As per HSA registered indication(s) except for radiolucent implants which should be used as follows:  in patients with primary or metastatic spinal tumours who would benefit from post-operative high dose high precision beam therapy upon appropriate and stringent patient selection;  Patient selection should be done via standardised assessment such as the neurological-oncological-mechanical systemic (NOMS) framework; and  The assessment should be carried out by a multidisciplinary team (MDT), which may be inclusive of, but not limited to, radiation oncologists, spine surgeons and interventional radiologists, among others.
Orthopaedics | Spine - Thoracolumbar (TL) and sacral surgery | TL and sacral fusion and fixation implant | TL pedicle screw - Shank, tulip | NuVasive Inc. | PRECEPT Screw, 8.5x55mm Fenestrated | 8878555994 | Standalone | DE0013912 | As per HSA registered indication(s) except for radiolucent implants which should be used as follows:  in patients with primary or metastatic spinal tumours who would benefit from post-operative high dose high precision beam therapy upon appropriate and stringent patient selection;  Patient selection should be done via standardised assessment such as the neurological-oncological-mechanical systemic (NOMS) framework; and  The assessment should be carried out by a multidisciplinary team (MDT), which may be inclusive of, but not limited to, radiation oncologists, spine surgeons and interventional radiologists, among others.
Orthopaedics | Spine - Thoracolumbar (TL) and sacral surgery | TL and sacral fusion and fixation implant | TL pedicle screw - Shank, tulip | NuVasive Inc. | PRECEPT Screw, 8.5x55mm Fixed | 8888555 | Standalone | DE0013912 | As per HSA registered indication(s) except for radiolucent implants which should be used as follows:  in patients with primary or metastatic spinal tumours who would benefit from post-operative high dose high precision beam therapy upon appropriate and stringent patient selection;  Patient selection should be done via standardised assessment such as the neurological-oncological-mechanical systemic (NOMS) framework; and  The assessment should be carried out by a multidisciplinary team (MDT), which may be inclusive of, but not limited to, radiation oncologists, spine surgeons and interventional radiologists, among others.
Orthopaedics | Spine - Thoracolumbar (TL) and sacral surgery | TL and sacral fusion and fixation implant | TL pedicle screw - Shank, tulip | NuVasive Inc. | PRECEPT Screw, 8.5x55mm Polyaxial | 8808555 | Standalone | DE0013912 | As per HSA registered indication(s) except for radiolucent implants which should be used as follows:  in patients with primary or metastatic spinal tumours who would benefit from post-operative high dose high precision beam therapy upon appropriate and stringent patient selection;  Patient selection should be done via standardised assessment such as the neurological-oncological-mechanical systemic (NOMS) framework; and  The assessment should be carried out by a multidisciplinary team (MDT), which may be inclusive of, but not limited to, radiation oncologists, spine surgeons and interventional radiologists, among others.
Orthopaedics | Spine - Thoracolumbar (TL) and sacral surgery | TL and sacral fusion and fixation implant | TL pedicle screw - Shank, tulip | NuVasive Inc. | PRECEPT Screw, 8.5x55mm Polyaxial | 8808555A | Standalone | DE0013912 | As per HSA registered indication(s) except for radiolucent implants which should be used as follows:  in patients with primary or metastatic spinal tumours who would benefit from post-operative high dose high precision beam therapy upon appropriate and stringent patient selection;  Patient selection should be done via standardised assessment such as the neurological-oncological-mechanical systemic (NOMS) framework; and  The assessment should be carried out by a multidisciplinary team (MDT), which may be inclusive of, but not limited to, radiation oncologists, spine surgeons and interventional radiologists, among others.
Orthopaedics | Spine - Thoracolumbar (TL) and sacral surgery | TL and sacral fusion and fixation implant | TL pedicle screw - Shank, tulip | NuVasive Inc. | PRECEPT Screw, 8.5x60mm Fenestrated | 8878560994 | Standalone | DE0013912 | As per HSA registered indication(s) except for radiolucent implants which should be used as follows:  in patients with primary or metastatic spinal tumours who would benefit from post-operative high dose high precision beam therapy upon appropriate and stringent patient selection;  Patient selection should be done via standardised assessment such as the neurological-oncological-mechanical systemic (NOMS) framework; and  The assessment should be carried out by a multidisciplinary team (MDT), which may be inclusive of, but not limited to, radiation oncologists, spine surgeons and interventional radiologists, among others.
Orthopaedics | Spine - Thoracolumbar (TL) and sacral surgery | TL and sacral fusion and fixation implant | TL pedicle screw - Shank, tulip | NuVasive Inc. | PRECEPT Screw, 8.5x60mm Fixed | 8888560 | Standalone | DE0013912 | As per HSA registered indication(s) except for radiolucent implants which should be used as follows:  in patients with primary or metastatic spinal tumours who would benefit from post-operative high dose high precision beam therapy upon appropriate and stringent patient selection;  Patient selection should be done via standardised assessment such as the neurological-oncological-mechanical systemic (NOMS) framework; and  The assessment should be carried out by a multidisciplinary team (MDT), which may be inclusive of, but not limited to, radiation oncologists, spine surgeons and interventional radiologists, among others.
Orthopaedics | Spine - Thoracolumbar (TL) and sacral surgery | TL and sacral fusion and fixation implant | TL pedicle screw - Shank, tulip | NuVasive Inc. | PRECEPT Screw, 8.5x60mm Polyaxial | 8808560 | Standalone | DE0013912 | As per HSA registered indication(s) except for radiolucent implants which should be used as follows:  in patients with primary or metastatic spinal tumours who would benefit from post-operative high dose high precision beam therapy upon appropriate and stringent patient selection;  Patient selection should be done via standardised assessment such as the neurological-oncological-mechanical systemic (NOMS) framework; and  The assessment should be carried out by a multidisciplinary team (MDT), which may be inclusive of, but not limited to, radiation oncologists, spine surgeons and interventional radiologists, among others.
Orthopaedics | Spine - Thoracolumbar (TL) and sacral surgery | TL and sacral fusion and fixation implant | TL pedicle screw - Shank, tulip | NuVasive Inc. | PRECEPT Screw, 8.5x60mm Polyaxial | 8808560A | Standalone | DE0013912 | As per HSA registered indication(s) except for radiolucent implants which should be used as follows:  in patients with primary or metastatic spinal tumours who would benefit from post-operative high dose high precision beam therapy upon appropriate and stringent patient selection;  Patient selection should be done via standardised assessment such as the neurological-oncological-mechanical systemic (NOMS) framework; and  The assessment should be carried out by a multidisciplinary team (MDT), which may be inclusive of, but not limited to, radiation oncologists, spine surgeons and interventional radiologists, among others.
Orthopaedics | Spine - Thoracolumbar (TL) and sacral surgery | TL and sacral fusion and fixation implant | TL pedicle screw - Shank, tulip | NuVasive Inc. | PRECEPT Screw, 8.5x65mm Polyaxial C.R. | 8808565A | Standalone | DE0013912 | As per HSA registered indication(s) except for radiolucent implants which should be used as follows:  in patients with primary or metastatic spinal tumours who would benefit from post-operative high dose high precision beam therapy upon appropriate and stringent patient selection;  Patient selection should be done via standardised assessment such as the neurological-oncological-mechanical systemic (NOMS) framework; and  The assessment should be carried out by a multidisciplinary team (MDT), which may be inclusive of, but not limited to, radiation oncologists, spine surgeons and interventional radiologists, among others.
Orthopaedics | Spine - Thoracolumbar (TL) and sacral surgery | TL and sacral fusion and fixation implant | TL pedicle screw - Shank, tulip | NuVasive Inc. | PRECEPT Screw, 8.5x70mm Polyaxial | 8808570 | Standalone | DE0013912 | As per HSA registered indication(s) except for radiolucent implants which should be used as follows:  in patients with primary or metastatic spinal tumours who would benefit from post-operative high dose high precision beam therapy upon appropriate and stringent patient selection;  Patient selection should be done via standardised assessment such as the neurological-oncological-mechanical systemic (NOMS) framework; and  The assessment should be carried out by a multidisciplinary team (MDT), which may be inclusive of, but not limited to, radiation oncologists, spine surgeons and interventional radiologists, among others.
Orthopaedics | Spine - Thoracolumbar (TL) and sacral surgery | TL and sacral fusion and fixation implant | TL pedicle screw - Shank, tulip | NuVasive Inc. | PRECEPT Screw, 8.5x70mm Polyaxial | 8808570A | Standalone | DE0013912 | As per HSA registered indication(s) except for radiolucent implants which should be used as follows:  in patients with primary or metastatic spinal tumours who would benefit from post-operative high dose high precision beam therapy upon appropriate and stringent patient selection;  Patient selection should be done via standardised assessment such as the neurological-oncological-mechanical systemic (NOMS) framework; and  The assessment should be carried out by a multidisciplinary team (MDT), which may be inclusive of, but not limited to, radiation oncologists, spine surgeons and interventional radiologists, among others.
Orthopaedics | Spine - Thoracolumbar (TL) and sacral surgery | TL and sacral fusion and fixation implant | TL pedicle screw - Shank, tulip | NuVasive Inc. | PRECEPT Screw, 8.5x80mm Fenestrated | 8878580994 | Standalone | DE0013912 | As per HSA registered indication(s) except for radiolucent implants which should be used as follows:  in patients with primary or metastatic spinal tumours who would benefit from post-operative high dose high precision beam therapy upon appropriate and stringent patient selection;  Patient selection should be done via standardised assessment such as the neurological-oncological-mechanical systemic (NOMS) framework; and  The assessment should be carried out by a multidisciplinary team (MDT), which may be inclusive of, but not limited to, radiation oncologists, spine surgeons and interventional radiologists, among others.
Orthopaedics | Spine - Thoracolumbar (TL) and sacral surgery | TL and sacral fusion and fixation implant | TL pedicle screw - Shank, tulip | NuVasive Inc. | PRECEPT Screw, 8.5x80mm Polyaxial | 8808580 | Standalone | DE0013912 | As per HSA registered indication(s) except for radiolucent implants which should be used as follows:  in patients with primary or metastatic spinal tumours who would benefit from post-operative high dose high precision beam therapy upon appropriate and stringent patient selection;  Patient selection should be done via standardised assessment such as the neurological-oncological-mechanical systemic (NOMS) framework; and  The assessment should be carried out by a multidisciplinary team (MDT), which may be inclusive of, but not limited to, radiation oncologists, spine surgeons and interventional radiologists, among others.
Orthopaedics | Spine - Thoracolumbar (TL) and sacral surgery | TL and sacral fusion and fixation implant | TL pedicle screw - Shank, tulip | NuVasive Inc. | PRECEPT Screw, 8.5x80mm Polyaxial | 8808580A | Standalone | DE0013912 | As per HSA registered indication(s) except for radiolucent implants which should be used as follows:  in patients with primary or metastatic spinal tumours who would benefit from post-operative high dose high precision beam therapy upon appropriate and stringent patient selection;  Patient selection should be done via standardised assessment such as the neurological-oncological-mechanical systemic (NOMS) framework; and  The assessment should be carried out by a multidisciplinary team (MDT), which may be inclusive of, but not limited to, radiation oncologists, spine surgeons and interventional radiologists, among others.
Orthopaedics | Spine - Thoracolumbar (TL) and sacral surgery | TL and sacral fusion and fixation implant | TL pedicle screw - Shank, tulip | NuVasive Inc. | PRECEPT Screw, 8.5x90mm Fenestrated | 8878590994 | Standalone | DE0013912 | As per HSA registered indication(s) except for radiolucent implants which should be used as follows:  in patients with primary or metastatic spinal tumours who would benefit from post-operative high dose high precision beam therapy upon appropriate and stringent patient selection;  Patient selection should be done via standardised assessment such as the neurological-oncological-mechanical systemic (NOMS) framework; and  The assessment should be carried out by a multidisciplinary team (MDT), which may be inclusive of, but not limited to, radiation oncologists, spine surgeons and interventional radiologists, among others.
Orthopaedics | Spine - Thoracolumbar (TL) and sacral surgery | TL and sacral fusion and fixation implant | TL pedicle screw - Shank, tulip | NuVasive Inc. | PRECEPT Screw, 8.5x90mm Polyaxial | 8808590 | Standalone | DE0013912 | As per HSA registered indication(s) except for radiolucent implants which should be used as follows:  in patients with primary or metastatic spinal tumours who would benefit from post-operative high dose high precision beam therapy upon appropriate and stringent patient selection;  Patient selection should be done via standardised assessment such as the neurological-oncological-mechanical systemic (NOMS) framework; and  The assessment should be carried out by a multidisciplinary team (MDT), which may be inclusive of, but not limited to, radiation oncologists, spine surgeons and interventional radiologists, among others.
Orthopaedics | Spine - Thoracolumbar (TL) and sacral surgery | TL and sacral fusion and fixation implant | TL pedicle screw - Shank, tulip | NuVasive Inc. | PRECEPT Screw, 8.5x90mm Polyaxial | 8808590A | Standalone | DE0013912 | As per HSA registered indication(s) except for radiolucent implants which should be used as follows:  in patients with primary or metastatic spinal tumours who would benefit from post-operative high dose high precision beam therapy upon appropriate and stringent patient selection;  Patient selection should be done via standardised assessment such as the neurological-oncological-mechanical systemic (NOMS) framework; and  The assessment should be carried out by a multidisciplinary team (MDT), which may be inclusive of, but not limited to, radiation oncologists, spine surgeons and interventional radiologists, among others.
Orthopaedics | Spine - Thoracolumbar (TL) and sacral surgery | TL and sacral fusion and fixation implant | TL pedicle screw - Shank, tulip | NuVasive Inc. | PRECEPT Screw, 9.5x100mm Fenestrated | 8879500994 | Standalone | DE0013912 | As per HSA registered indication(s) except for radiolucent implants which should be used as follows:  in patients with primary or metastatic spinal tumours who would benefit from post-operative high dose high precision beam therapy upon appropriate and stringent patient selection;  Patient selection should be done via standardised assessment such as the neurological-oncological-mechanical systemic (NOMS) framework; and  The assessment should be carried out by a multidisciplinary team (MDT), which may be inclusive of, but not limited to, radiation oncologists, spine surgeons and interventional radiologists, among others.
Orthopaedics | Spine - Thoracolumbar (TL) and sacral surgery | TL and sacral fusion and fixation implant | TL pedicle screw - Shank, tulip | NuVasive Inc. | PRECEPT Screw, 9.5x100mm Polyaxial C.R. | 8809500A | Standalone | DE0013912 | As per HSA registered indication(s) except for radiolucent implants which should be used as follows:  in patients with primary or metastatic spinal tumours who would benefit from post-operative high dose high precision beam therapy upon appropriate and stringent patient selection;  Patient selection should be done via standardised assessment such as the neurological-oncological-mechanical systemic (NOMS) framework; and  The assessment should be carried out by a multidisciplinary team (MDT), which may be inclusive of, but not limited to, radiation oncologists, spine surgeons and interventional radiologists, among others.
Orthopaedics | Spine - Thoracolumbar (TL) and sacral surgery | TL and sacral fusion and fixation implant | TL pedicle screw - Shank, tulip | NuVasive Inc. | PRECEPT Screw, 9.5x110mm Fenestrated | 8879510994 | Standalone | DE0013912 | As per HSA registered indication(s) except for radiolucent implants which should be used as follows:  in patients with primary or metastatic spinal tumours who would benefit from post-operative high dose high precision beam therapy upon appropriate and stringent patient selection;  Patient selection should be done via standardised assessment such as the neurological-oncological-mechanical systemic (NOMS) framework; and  The assessment should be carried out by a multidisciplinary team (MDT), which may be inclusive of, but not limited to, radiation oncologists, spine surgeons and interventional radiologists, among others.
Orthopaedics | Spine - Thoracolumbar (TL) and sacral surgery | TL and sacral fusion and fixation implant | TL pedicle screw - Shank, tulip | NuVasive Inc. | PRECEPT Screw, 9.5x120mm Fenestrated | 8879520994 | Standalone | DE0013912 | As per HSA registered indication(s) except for radiolucent implants which should be used as follows:  in patients with primary or metastatic spinal tumours who would benefit from post-operative high dose high precision beam therapy upon appropriate and stringent patient selection;  Patient selection should be done via standardised assessment such as the neurological-oncological-mechanical systemic (NOMS) framework; and  The assessment should be carried out by a multidisciplinary team (MDT), which may be inclusive of, but not limited to, radiation oncologists, spine surgeons and interventional radiologists, among others.
Orthopaedics | Spine - Thoracolumbar (TL) and sacral surgery | TL and sacral fusion and fixation implant | TL pedicle screw - Shank, tulip | NuVasive Inc. | PRECEPT Screw, 9.5x40mm Polyaxial C.R. | 8809540A | Standalone | DE0013912 | As per HSA registered indication(s) except for radiolucent implants which should be used as follows:  in patients with primary or metastatic spinal tumours who would benefit from post-operative high dose high precision beam therapy upon appropriate and stringent patient selection;  Patient selection should be done via standardised assessment such as the neurological-oncological-mechanical systemic (NOMS) framework; and  The assessment should be carried out by a multidisciplinary team (MDT), which may be inclusive of, but not limited to, radiation oncologists, spine surgeons and interventional radiologists, among others.
Orthopaedics | Spine - Thoracolumbar (TL) and sacral surgery | TL and sacral fusion and fixation implant | TL pedicle screw - Shank, tulip | NuVasive Inc. | PRECEPT Screw, 9.5x45mm Polyaxial C.R. | 8809545A | Standalone | DE0013912 | As per HSA registered indication(s) except for radiolucent implants which should be used as follows:  in patients with primary or metastatic spinal tumours who would benefit from post-operative high dose high precision beam therapy upon appropriate and stringent patient selection;  Patient selection should be done via standardised assessment such as the neurological-oncological-mechanical systemic (NOMS) framework; and  The assessment should be carried out by a multidisciplinary team (MDT), which may be inclusive of, but not limited to, radiation oncologists, spine surgeons and interventional radiologists, among others.
Orthopaedics | Spine - Thoracolumbar (TL) and sacral surgery | TL and sacral fusion and fixation implant | TL pedicle screw - Shank, tulip | NuVasive Inc. | PRECEPT Screw, 9.5x50mm Polyaxial C.R. | 8809550A | Standalone | DE0013912 | As per HSA registered indication(s) except for radiolucent implants which should be used as follows:  in patients with primary or metastatic spinal tumours who would benefit from post-operative high dose high precision beam therapy upon appropriate and stringent patient selection;  Patient selection should be done via standardised assessment such as the neurological-oncological-mechanical systemic (NOMS) framework; and  The assessment should be carried out by a multidisciplinary team (MDT), which may be inclusive of, but not limited to, radiation oncologists, spine surgeons and interventional radiologists, among others.
Orthopaedics | Spine - Thoracolumbar (TL) and sacral surgery | TL and sacral fusion and fixation implant | TL pedicle screw - Shank, tulip | NuVasive Inc. | PRECEPT Screw, 9.5x55mm Polyaxial C.R. | 8809555A | Standalone | DE0013912 | As per HSA registered indication(s) except for radiolucent implants which should be used as follows:  in patients with primary or metastatic spinal tumours who would benefit from post-operative high dose high precision beam therapy upon appropriate and stringent patient selection;  Patient selection should be done via standardised assessment such as the neurological-oncological-mechanical systemic (NOMS) framework; and  The assessment should be carried out by a multidisciplinary team (MDT), which may be inclusive of, but not limited to, radiation oncologists, spine surgeons and interventional radiologists, among others.
Orthopaedics | Spine - Thoracolumbar (TL) and sacral surgery | TL and sacral fusion and fixation implant | TL pedicle screw - Shank, tulip | NuVasive Inc. | PRECEPT Screw, 9.5x60mm Polyaxial C.R. | 8809560A | Standalone | DE0013912 | As per HSA registered indication(s) except for radiolucent implants which should be used as follows:  in patients with primary or metastatic spinal tumours who would benefit from post-operative high dose high precision beam therapy upon appropriate and stringent patient selection;  Patient selection should be done via standardised assessment such as the neurological-oncological-mechanical systemic (NOMS) framework; and  The assessment should be carried out by a multidisciplinary team (MDT), which may be inclusive of, but not limited to, radiation oncologists, spine surgeons and interventional radiologists, among others.
Orthopaedics | Spine - Thoracolumbar (TL) and sacral surgery | TL and sacral fusion and fixation implant | TL pedicle screw - Shank, tulip | NuVasive Inc. | PRECEPT Screw, 9.5x65mm Polyaxial C.R. | 8809565A | Standalone | DE0013912 | As per HSA registered indication(s) except for radiolucent implants which should be used as follows:  in patients with primary or metastatic spinal tumours who would benefit from post-operative high dose high precision beam therapy upon appropriate and stringent patient selection;  Patient selection should be done via standardised assessment such as the neurological-oncological-mechanical systemic (NOMS) framework; and  The assessment should be carried out by a multidisciplinary team (MDT), which may be inclusive of, but not limited to, radiation oncologists, spine surgeons and interventional radiologists, among others.
Orthopaedics | Spine - Thoracolumbar (TL) and sacral surgery | TL and sacral fusion and fixation implant | TL pedicle screw - Shank, tulip | NuVasive Inc. | PRECEPT Screw, 9.5x70mm Polyaxial C.R. | 8809570A | Standalone | DE0013912 | As per HSA registered indication(s) except for radiolucent implants which should be used as follows:  in patients with primary or metastatic spinal tumours who would benefit from post-operative high dose high precision beam therapy upon appropriate and stringent patient selection;  Patient selection should be done via standardised assessment such as the neurological-oncological-mechanical systemic (NOMS) framework; and  The assessment should be carried out by a multidisciplinary team (MDT), which may be inclusive of, but not limited to, radiation oncologists, spine surgeons and interventional radiologists, among others.
Orthopaedics | Spine - Thoracolumbar (TL) and sacral surgery | TL and sacral fusion and fixation implant | TL pedicle screw - Shank, tulip | NuVasive Inc. | PRECEPT Screw, 9.5x80mm Fenestrated | 8879580994 | Standalone | DE0013912 | As per HSA registered indication(s) except for radiolucent implants which should be used as follows:  in patients with primary or metastatic spinal tumours who would benefit from post-operative high dose high precision beam therapy upon appropriate and stringent patient selection;  Patient selection should be done via standardised assessment such as the neurological-oncological-mechanical systemic (NOMS) framework; and  The assessment should be carried out by a multidisciplinary team (MDT), which may be inclusive of, but not limited to, radiation oncologists, spine surgeons and interventional radiologists, among others.
Orthopaedics | Spine - Thoracolumbar (TL) and sacral surgery | TL and sacral fusion and fixation implant | TL pedicle screw - Shank, tulip | NuVasive Inc. | PRECEPT Screw, 9.5x80mm Polyaxial C.R. | 8809580A | Standalone | DE0013912 | As per HSA registered indication(s) except for radiolucent implants which should be used as follows:  in patients with primary or metastatic spinal tumours who would benefit from post-operative high dose high precision beam therapy upon appropriate and stringent patient selection;  Patient selection should be done via standardised assessment such as the neurological-oncological-mechanical systemic (NOMS) framework; and  The assessment should be carried out by a multidisciplinary team (MDT), which may be inclusive of, but not limited to, radiation oncologists, spine surgeons and interventional radiologists, among others.
Orthopaedics | Spine - Thoracolumbar (TL) and sacral surgery | TL and sacral fusion and fixation implant | TL pedicle screw - Shank, tulip | NuVasive Inc. | PRECEPT Screw, 9.5x90mm Fenestrated | 8879590994 | Standalone | DE0013912 | As per HSA registered indication(s) except for radiolucent implants which should be used as follows:  in patients with primary or metastatic spinal tumours who would benefit from post-operative high dose high precision beam therapy upon appropriate and stringent patient selection;  Patient selection should be done via standardised assessment such as the neurological-oncological-mechanical systemic (NOMS) framework; and  The assessment should be carried out by a multidisciplinary team (MDT), which may be inclusive of, but not limited to, radiation oncologists, spine surgeons and interventional radiologists, among others.
Orthopaedics | Spine - Thoracolumbar (TL) and sacral surgery | TL and sacral fusion and fixation implant | TL pedicle screw - Shank, tulip | NuVasive Inc. | PRECEPT Screw, 9.5x90mm Polyaxial C.R. | 8809590A | Standalone | DE0013912 | As per HSA registered indication(s) except for radiolucent implants which should be used as follows:  in patients with primary or metastatic spinal tumours who would benefit from post-operative high dose high precision beam therapy upon appropriate and stringent patient selection;  Patient selection should be done via standardised assessment such as the neurological-oncological-mechanical systemic (NOMS) framework; and  The assessment should be carried out by a multidisciplinary team (MDT), which may be inclusive of, but not limited to, radiation oncologists, spine surgeons and interventional radiologists, among others.
Orthopaedics | Spine - Thoracolumbar (TL) and sacral surgery | TL and sacral fusion and fixation implant | TL pedicle screw - Locking screw | NuVasive Inc. | PRECEPT Set Screw | 8800000 | Standalone | DE0007101 | As per HSA registered indication(s) except for radiolucent implants which should be used as follows:  in patients with primary or metastatic spinal tumours who would benefit from post-operative high dose high precision beam therapy upon appropriate and stringent patient selection;  Patient selection should be done via standardised assessment such as the neurological-oncological-mechanical systemic (NOMS) framework; and  The assessment should be carried out by a multidisciplinary team (MDT), which may be inclusive of, but not limited to, radiation oncologists, spine surgeons and interventional radiologists, among others.
Orthopaedics | Spine - Thoracolumbar (TL) and sacral surgery | TL and sacral fusion and fixation implant | TL rod | NuVasive Inc. | PRECEPT Ti Rod, 100mm Prebent Lordotic | 8847100 | Standalone | DE0013912 | As per HSA registered indication(s) except for radiolucent implants which should be used as follows:  in patients with primary or metastatic spinal tumours who would benefit from post-operative high dose high precision beam therapy upon appropriate and stringent patient selection;  Patient selection should be done via standardised assessment such as the neurological-oncological-mechanical systemic (NOMS) framework; and  The assessment should be carried out by a multidisciplinary team (MDT), which may be inclusive of, but not limited to, radiation oncologists, spine surgeons and interventional radiologists, among others.
Orthopaedics | Spine - Thoracolumbar (TL) and sacral surgery | TL and sacral fusion and fixation implant | TL rod | NuVasive Inc. | PRECEPT Ti Rod, 100mm Straight | 8848100 | Standalone | DE0013912 | As per HSA registered indication(s) except for radiolucent implants which should be used as follows:  in patients with primary or metastatic spinal tumours who would benefit from post-operative high dose high precision beam therapy upon appropriate and stringent patient selection;  Patient selection should be done via standardised assessment such as the neurological-oncological-mechanical systemic (NOMS) framework; and  The assessment should be carried out by a multidisciplinary team (MDT), which may be inclusive of, but not limited to, radiation oncologists, spine surgeons and interventional radiologists, among others.
Orthopaedics | Spine - Thoracolumbar (TL) and sacral surgery | TL and sacral fusion and fixation implant | TL rod | NuVasive Inc. | PRECEPT Ti Rod, 110mm Prebent Lordotic | 8847110 | Standalone | DE0013912 | As per HSA registered indication(s) except for radiolucent implants which should be used as follows:  in patients with primary or metastatic spinal tumours who would benefit from post-operative high dose high precision beam therapy upon appropriate and stringent patient selection;  Patient selection should be done via standardised assessment such as the neurological-oncological-mechanical systemic (NOMS) framework; and  The assessment should be carried out by a multidisciplinary team (MDT), which may be inclusive of, but not limited to, radiation oncologists, spine surgeons and interventional radiologists, among others.
Orthopaedics | Spine - Thoracolumbar (TL) and sacral surgery | TL and sacral fusion and fixation implant | TL rod | NuVasive Inc. | PRECEPT Ti Rod, 110mm Straight | 8848110 | Standalone | DE0013912 | As per HSA registered indication(s) except for radiolucent implants which should be used as follows:  in patients with primary or metastatic spinal tumours who would benefit from post-operative high dose high precision beam therapy upon appropriate and stringent patient selection;  Patient selection should be done via standardised assessment such as the neurological-oncological-mechanical systemic (NOMS) framework; and  The assessment should be carried out by a multidisciplinary team (MDT), which may be inclusive of, but not limited to, radiation oncologists, spine surgeons and interventional radiologists, among others.
Orthopaedics | Spine - Thoracolumbar (TL) and sacral surgery | TL and sacral fusion and fixation implant | TL rod | NuVasive Inc. | PRECEPT Ti Rod, 120mm Prebent Lordotic | 8847120 | Standalone | DE0013912 | As per HSA registered indication(s) except for radiolucent implants which should be used as follows:  in patients with primary or metastatic spinal tumours who would benefit from post-operative high dose high precision beam therapy upon appropriate and stringent patient selection;  Patient selection should be done via standardised assessment such as the neurological-oncological-mechanical systemic (NOMS) framework; and  The assessment should be carried out by a multidisciplinary team (MDT), which may be inclusive of, but not limited to, radiation oncologists, spine surgeons and interventional radiologists, among others.
Orthopaedics | Spine - Thoracolumbar (TL) and sacral surgery | TL and sacral fusion and fixation implant | TL rod | NuVasive Inc. | PRECEPT Ti Rod, 120mm Straight | 8848120 | Standalone | DE0013912 | As per HSA registered indication(s) except for radiolucent implants which should be used as follows:  in patients with primary or metastatic spinal tumours who would benefit from post-operative high dose high precision beam therapy upon appropriate and stringent patient selection;  Patient selection should be done via standardised assessment such as the neurological-oncological-mechanical systemic (NOMS) framework; and  The assessment should be carried out by a multidisciplinary team (MDT), which may be inclusive of, but not limited to, radiation oncologists, spine surgeons and interventional radiologists, among others.
Orthopaedics | Spine - Thoracolumbar (TL) and sacral surgery | TL and sacral fusion and fixation implant | TL rod | NuVasive Inc. | PRECEPT Ti Rod, 130mm Prebent Lordotic | 8847130 | Standalone | DE0013912 | As per HSA registered indication(s) except for radiolucent implants which should be used as follows:  in patients with primary or metastatic spinal tumours who would benefit from post-operative high dose high precision beam therapy upon appropriate and stringent patient selection;  Patient selection should be done via standardised assessment such as the neurological-oncological-mechanical systemic (NOMS) framework; and  The assessment should be carried out by a multidisciplinary team (MDT), which may be inclusive of, but not limited to, radiation oncologists, spine surgeons and interventional radiologists, among others.
Orthopaedics | Spine - Thoracolumbar (TL) and sacral surgery | TL and sacral fusion and fixation implant | TL rod | NuVasive Inc. | PRECEPT Ti Rod, 130mm Straight | 8848130 | Standalone | DE0013912 | As per HSA registered indication(s) except for radiolucent implants which should be used as follows:  in patients with primary or metastatic spinal tumours who would benefit from post-operative high dose high precision beam therapy upon appropriate and stringent patient selection;  Patient selection should be done via standardised assessment such as the neurological-oncological-mechanical systemic (NOMS) framework; and  The assessment should be carried out by a multidisciplinary team (MDT), which may be inclusive of, but not limited to, radiation oncologists, spine surgeons and interventional radiologists, among others.
Orthopaedics | Spine - Thoracolumbar (TL) and sacral surgery | TL and sacral fusion and fixation implant | TL rod | NuVasive Inc. | PRECEPT Ti Rod, 140mm Prebent Lordotic | 8847140 | Standalone | DE0013912 | As per HSA registered indication(s) except for radiolucent implants which should be used as follows:  in patients with primary or metastatic spinal tumours who would benefit from post-operative high dose high precision beam therapy upon appropriate and stringent patient selection;  Patient selection should be done via standardised assessment such as the neurological-oncological-mechanical systemic (NOMS) framework; and  The assessment should be carried out by a multidisciplinary team (MDT), which may be inclusive of, but not limited to, radiation oncologists, spine surgeons and interventional radiologists, among others.
Orthopaedics | Spine - Thoracolumbar (TL) and sacral surgery | TL and sacral fusion and fixation implant | TL rod | NuVasive Inc. | PRECEPT Ti Rod, 140mm Straight | 8848140 | Standalone | DE0013912 | As per HSA registered indication(s) except for radiolucent implants which should be used as follows:  in patients with primary or metastatic spinal tumours who would benefit from post-operative high dose high precision beam therapy upon appropriate and stringent patient selection;  Patient selection should be done via standardised assessment such as the neurological-oncological-mechanical systemic (NOMS) framework; and  The assessment should be carried out by a multidisciplinary team (MDT), which may be inclusive of, but not limited to, radiation oncologists, spine surgeons and interventional radiologists, among others.
Orthopaedics | Spine - Thoracolumbar (TL) and sacral surgery | TL and sacral fusion and fixation implant | TL rod | NuVasive Inc. | PRECEPT Ti Rod, 150mm Prebent Lordotic | 8847150 | Standalone | DE0013912 | As per HSA registered indication(s) except for radiolucent implants which should be used as follows:  in patients with primary or metastatic spinal tumours who would benefit from post-operative high dose high precision beam therapy upon appropriate and stringent patient selection;  Patient selection should be done via standardised assessment such as the neurological-oncological-mechanical systemic (NOMS) framework; and  The assessment should be carried out by a multidisciplinary team (MDT), which may be inclusive of, but not limited to, radiation oncologists, spine surgeons and interventional radiologists, among others.
Orthopaedics | Spine - Thoracolumbar (TL) and sacral surgery | TL and sacral fusion and fixation implant | TL rod | NuVasive Inc. | PRECEPT Ti Rod, 150mm Straight | 8848150 | Standalone | DE0013912 | As per HSA registered indication(s) except for radiolucent implants which should be used as follows:  in patients with primary or metastatic spinal tumours who would benefit from post-operative high dose high precision beam therapy upon appropriate and stringent patient selection;  Patient selection should be done via standardised assessment such as the neurological-oncological-mechanical systemic (NOMS) framework; and  The assessment should be carried out by a multidisciplinary team (MDT), which may be inclusive of, but not limited to, radiation oncologists, spine surgeons and interventional radiologists, among others.
Orthopaedics | Spine - Thoracolumbar (TL) and sacral surgery | TL and sacral fusion and fixation implant | TL rod | NuVasive Inc. | PRECEPT Ti Rod, 160mm Prebent Lordotic | 8847160 | Standalone | DE0013912 | As per HSA registered indication(s) except for radiolucent implants which should be used as follows:  in patients with primary or metastatic spinal tumours who would benefit from post-operative high dose high precision beam therapy upon appropriate and stringent patient selection;  Patient selection should be done via standardised assessment such as the neurological-oncological-mechanical systemic (NOMS) framework; and  The assessment should be carried out by a multidisciplinary team (MDT), which may be inclusive of, but not limited to, radiation oncologists, spine surgeons and interventional radiologists, among others.
Orthopaedics | Spine - Thoracolumbar (TL) and sacral surgery | TL and sacral fusion and fixation implant | TL rod | NuVasive Inc. | PRECEPT Ti Rod, 160mm Straight | 8848160 | Standalone | DE0013912 | As per HSA registered indication(s) except for radiolucent implants which should be used as follows:  in patients with primary or metastatic spinal tumours who would benefit from post-operative high dose high precision beam therapy upon appropriate and stringent patient selection;  Patient selection should be done via standardised assessment such as the neurological-oncological-mechanical systemic (NOMS) framework; and  The assessment should be carried out by a multidisciplinary team (MDT), which may be inclusive of, but not limited to, radiation oncologists, spine surgeons and interventional radiologists, among others.
Orthopaedics | Spine - Thoracolumbar (TL) and sacral surgery | TL and sacral fusion and fixation implant | TL rod | NuVasive Inc. | PRECEPT Ti Rod, 170mm Straight | 8848170 | Standalone | DE0013912 | As per HSA registered indication(s) except for radiolucent implants which should be used as follows:  in patients with primary or metastatic spinal tumours who would benefit from post-operative high dose high precision beam therapy upon appropriate and stringent patient selection;  Patient selection should be done via standardised assessment such as the neurological-oncological-mechanical systemic (NOMS) framework; and  The assessment should be carried out by a multidisciplinary team (MDT), which may be inclusive of, but not limited to, radiation oncologists, spine surgeons and interventional radiologists, among others.
Orthopaedics | Spine - Thoracolumbar (TL) and sacral surgery | TL and sacral fusion and fixation implant | TL rod | NuVasive Inc. | PRECEPT Ti Rod, 180mm Straight | 8848180 | Standalone | DE0013912 | As per HSA registered indication(s) except for radiolucent implants which should be used as follows:  in patients with primary or metastatic spinal tumours who would benefit from post-operative high dose high precision beam therapy upon appropriate and stringent patient selection;  Patient selection should be done via standardised assessment such as the neurological-oncological-mechanical systemic (NOMS) framework; and  The assessment should be carried out by a multidisciplinary team (MDT), which may be inclusive of, but not limited to, radiation oncologists, spine surgeons and interventional radiologists, among others.
Orthopaedics | Spine - Thoracolumbar (TL) and sacral surgery | TL and sacral fusion and fixation implant | TL rod | NuVasive Inc. | PRECEPT Ti Rod, 190mm Straight | 8848190 | Standalone | DE0013912 | As per HSA registered indication(s) except for radiolucent implants which should be used as follows:  in patients with primary or metastatic spinal tumours who would benefit from post-operative high dose high precision beam therapy upon appropriate and stringent patient selection;  Patient selection should be done via standardised assessment such as the neurological-oncological-mechanical systemic (NOMS) framework; and  The assessment should be carried out by a multidisciplinary team (MDT), which may be inclusive of, but not limited to, radiation oncologists, spine surgeons and interventional radiologists, among others.
Orthopaedics | Spine - Thoracolumbar (TL) and sacral surgery | TL and sacral fusion and fixation implant | TL rod | NuVasive Inc. | PRECEPT Ti Rod, 200mm Straight | 8848200 | Standalone | DE0013912 | As per HSA registered indication(s) except for radiolucent implants which should be used as follows:  in patients with primary or metastatic spinal tumours who would benefit from post-operative high dose high precision beam therapy upon appropriate and stringent patient selection;  Patient selection should be done via standardised assessment such as the neurological-oncological-mechanical systemic (NOMS) framework; and  The assessment should be carried out by a multidisciplinary team (MDT), which may be inclusive of, but not limited to, radiation oncologists, spine surgeons and interventional radiologists, among others.
Orthopaedics | Spine - Thoracolumbar (TL) and sacral surgery | TL and sacral fusion and fixation implant | TL rod | NuVasive Inc. | PRECEPT Ti Rod, 20mm Prebent Lordotic | 8847020 | Standalone | DE0013912 | As per HSA registered indication(s) except for radiolucent implants which should be used as follows:  in patients with primary or metastatic spinal tumours who would benefit from post-operative high dose high precision beam therapy upon appropriate and stringent patient selection;  Patient selection should be done via standardised assessment such as the neurological-oncological-mechanical systemic (NOMS) framework; and  The assessment should be carried out by a multidisciplinary team (MDT), which may be inclusive of, but not limited to, radiation oncologists, spine surgeons and interventional radiologists, among others.
Orthopaedics | Spine - Thoracolumbar (TL) and sacral surgery | TL and sacral fusion and fixation implant | TL rod | NuVasive Inc. | PRECEPT Ti Rod, 20mm Straight | 8848020 | Standalone | DE0013912 | As per HSA registered indication(s) except for radiolucent implants which should be used as follows:  in patients with primary or metastatic spinal tumours who would benefit from post-operative high dose high precision beam therapy upon appropriate and stringent patient selection;  Patient selection should be done via standardised assessment such as the neurological-oncological-mechanical systemic (NOMS) framework; and  The assessment should be carried out by a multidisciplinary team (MDT), which may be inclusive of, but not limited to, radiation oncologists, spine surgeons and interventional radiologists, among others.
Orthopaedics | Spine - Thoracolumbar (TL) and sacral surgery | TL and sacral fusion and fixation implant | TL rod | NuVasive Inc. | PRECEPT Ti Rod, 210mm Straight | 8848210 | Standalone | DE0013912 | As per HSA registered indication(s) except for radiolucent implants which should be used as follows:  in patients with primary or metastatic spinal tumours who would benefit from post-operative high dose high precision beam therapy upon appropriate and stringent patient selection;  Patient selection should be done via standardised assessment such as the neurological-oncological-mechanical systemic (NOMS) framework; and  The assessment should be carried out by a multidisciplinary team (MDT), which may be inclusive of, but not limited to, radiation oncologists, spine surgeons and interventional radiologists, among others.
Orthopaedics | Spine - Thoracolumbar (TL) and sacral surgery | TL and sacral fusion and fixation implant | TL rod | NuVasive Inc. | PRECEPT Ti Rod, 220mm Straight | 8848220 | Standalone | DE0013912 | As per HSA registered indication(s) except for radiolucent implants which should be used as follows:  in patients with primary or metastatic spinal tumours who would benefit from post-operative high dose high precision beam therapy upon appropriate and stringent patient selection;  Patient selection should be done via standardised assessment such as the neurological-oncological-mechanical systemic (NOMS) framework; and  The assessment should be carried out by a multidisciplinary team (MDT), which may be inclusive of, but not limited to, radiation oncologists, spine surgeons and interventional radiologists, among others.
Orthopaedics | Spine - Thoracolumbar (TL) and sacral surgery | TL and sacral fusion and fixation implant | TL rod | NuVasive Inc. | PRECEPT Ti Rod, 230mm Straight | 8848230 | Standalone | DE0013912 | As per HSA registered indication(s) except for radiolucent implants which should be used as follows:  in patients with primary or metastatic spinal tumours who would benefit from post-operative high dose high precision beam therapy upon appropriate and stringent patient selection;  Patient selection should be done via standardised assessment such as the neurological-oncological-mechanical systemic (NOMS) framework; and  The assessment should be carried out by a multidisciplinary team (MDT), which may be inclusive of, but not limited to, radiation oncologists, spine surgeons and interventional radiologists, among others.
Orthopaedics | Spine - Thoracolumbar (TL) and sacral surgery | TL and sacral fusion and fixation implant | TL rod | NuVasive Inc. | PRECEPT Ti Rod, 240mm Straight | 8848240 | Standalone | DE0013912 | As per HSA registered indication(s) except for radiolucent implants which should be used as follows:  in patients with primary or metastatic spinal tumours who would benefit from post-operative high dose high precision beam therapy upon appropriate and stringent patient selection;  Patient selection should be done via standardised assessment such as the neurological-oncological-mechanical systemic (NOMS) framework; and  The assessment should be carried out by a multidisciplinary team (MDT), which may be inclusive of, but not limited to, radiation oncologists, spine surgeons and interventional radiologists, among others.
Orthopaedics | Spine - Thoracolumbar (TL) and sacral surgery | TL and sacral fusion and fixation implant | TL rod | NuVasive Inc. | PRECEPT Ti Rod, 250mm Straight | 8848250 | Standalone | DE0013912 | As per HSA registered indication(s) except for radiolucent implants which should be used as follows:  in patients with primary or metastatic spinal tumours who would benefit from post-operative high dose high precision beam therapy upon appropriate and stringent patient selection;  Patient selection should be done via standardised assessment such as the neurological-oncological-mechanical systemic (NOMS) framework; and  The assessment should be carried out by a multidisciplinary team (MDT), which may be inclusive of, but not limited to, radiation oncologists, spine surgeons and interventional radiologists, among others.
Orthopaedics | Spine - Thoracolumbar (TL) and sacral surgery | TL and sacral fusion and fixation implant | TL rod | NuVasive Inc. | PRECEPT Ti Rod, 25mm Prebent Lordotic | 8847025 | Standalone | DE0013912 | As per HSA registered indication(s) except for radiolucent implants which should be used as follows:  in patients with primary or metastatic spinal tumours who would benefit from post-operative high dose high precision beam therapy upon appropriate and stringent patient selection;  Patient selection should be done via standardised assessment such as the neurological-oncological-mechanical systemic (NOMS) framework; and  The assessment should be carried out by a multidisciplinary team (MDT), which may be inclusive of, but not limited to, radiation oncologists, spine surgeons and interventional radiologists, among others.
Orthopaedics | Spine - Thoracolumbar (TL) and sacral surgery | TL and sacral fusion and fixation implant | TL rod | NuVasive Inc. | PRECEPT Ti Rod, 25mm Straight | 8848025 | Standalone | DE0013912 | As per HSA registered indication(s) except for radiolucent implants which should be used as follows:  in patients with primary or metastatic spinal tumours who would benefit from post-operative high dose high precision beam therapy upon appropriate and stringent patient selection;  Patient selection should be done via standardised assessment such as the neurological-oncological-mechanical systemic (NOMS) framework; and  The assessment should be carried out by a multidisciplinary team (MDT), which may be inclusive of, but not limited to, radiation oncologists, spine surgeons and interventional radiologists, among others.
Orthopaedics | Spine - Thoracolumbar (TL) and sacral surgery | TL and sacral fusion and fixation implant | TL rod | NuVasive Inc. | PRECEPT Ti Rod, 300mm Straight | 8848300 | Standalone | DE0013912 | As per HSA registered indication(s) except for radiolucent implants which should be used as follows:  in patients with primary or metastatic spinal tumours who would benefit from post-operative high dose high precision beam therapy upon appropriate and stringent patient selection;  Patient selection should be done via standardised assessment such as the neurological-oncological-mechanical systemic (NOMS) framework; and  The assessment should be carried out by a multidisciplinary team (MDT), which may be inclusive of, but not limited to, radiation oncologists, spine surgeons and interventional radiologists, among others.
Orthopaedics | Spine - Thoracolumbar (TL) and sacral surgery | TL and sacral fusion and fixation implant | TL rod | NuVasive Inc. | PRECEPT Ti Rod, 30mm Prebent Lordotic | 8847030 | Standalone | DE0013912 | As per HSA registered indication(s) except for radiolucent implants which should be used as follows:  in patients with primary or metastatic spinal tumours who would benefit from post-operative high dose high precision beam therapy upon appropriate and stringent patient selection;  Patient selection should be done via standardised assessment such as the neurological-oncological-mechanical systemic (NOMS) framework; and  The assessment should be carried out by a multidisciplinary team (MDT), which may be inclusive of, but not limited to, radiation oncologists, spine surgeons and interventional radiologists, among others.
Orthopaedics | Spine - Thoracolumbar (TL) and sacral surgery | TL and sacral fusion and fixation implant | TL rod | NuVasive Inc. | PRECEPT Ti Rod, 30mm Straight | 8848030 | Standalone | DE0013912 | As per HSA registered indication(s) except for radiolucent implants which should be used as follows:  in patients with primary or metastatic spinal tumours who would benefit from post-operative high dose high precision beam therapy upon appropriate and stringent patient selection;  Patient selection should be done via standardised assessment such as the neurological-oncological-mechanical systemic (NOMS) framework; and  The assessment should be carried out by a multidisciplinary team (MDT), which may be inclusive of, but not limited to, radiation oncologists, spine surgeons and interventional radiologists, among others.
Orthopaedics | Spine - Thoracolumbar (TL) and sacral surgery | TL and sacral fusion and fixation implant | TL rod | NuVasive Inc. | PRECEPT Ti Rod, 35mm Prebent Lordotic | 8847035 | Standalone | DE0013912 | As per HSA registered indication(s) except for radiolucent implants which should be used as follows:  in patients with primary or metastatic spinal tumours who would benefit from post-operative high dose high precision beam therapy upon appropriate and stringent patient selection;  Patient selection should be done via standardised assessment such as the neurological-oncological-mechanical systemic (NOMS) framework; and  The assessment should be carried out by a multidisciplinary team (MDT), which may be inclusive of, but not limited to, radiation oncologists, spine surgeons and interventional radiologists, among others.
Orthopaedics | Spine - Thoracolumbar (TL) and sacral surgery | TL and sacral fusion and fixation implant | TL rod | NuVasive Inc. | PRECEPT Ti Rod, 35mm Straight | 8848035 | Standalone | DE0013912 | As per HSA registered indication(s) except for radiolucent implants which should be used as follows:  in patients with primary or metastatic spinal tumours who would benefit from post-operative high dose high precision beam therapy upon appropriate and stringent patient selection;  Patient selection should be done via standardised assessment such as the neurological-oncological-mechanical systemic (NOMS) framework; and  The assessment should be carried out by a multidisciplinary team (MDT), which may be inclusive of, but not limited to, radiation oncologists, spine surgeons and interventional radiologists, among others.
Orthopaedics | Spine - Thoracolumbar (TL) and sacral surgery | TL and sacral fusion and fixation implant | TL rod | NuVasive Inc. | PRECEPT Ti Rod, 40mm Prebent Lordotic | 8847040 | Standalone | DE0013912 | As per HSA registered indication(s) except for radiolucent implants which should be used as follows:  in patients with primary or metastatic spinal tumours who would benefit from post-operative high dose high precision beam therapy upon appropriate and stringent patient selection;  Patient selection should be done via standardised assessment such as the neurological-oncological-mechanical systemic (NOMS) framework; and  The assessment should be carried out by a multidisciplinary team (MDT), which may be inclusive of, but not limited to, radiation oncologists, spine surgeons and interventional radiologists, among others.
Orthopaedics | Spine - Thoracolumbar (TL) and sacral surgery | TL and sacral fusion and fixation implant | TL rod | NuVasive Inc. | PRECEPT Ti Rod, 40mm Straight | 8848040 | Standalone | DE0013912 | As per HSA registered indication(s) except for radiolucent implants which should be used as follows:  in patients with primary or metastatic spinal tumours who would benefit from post-operative high dose high precision beam therapy upon appropriate and stringent patient selection;  Patient selection should be done via standardised assessment such as the neurological-oncological-mechanical systemic (NOMS) framework; and  The assessment should be carried out by a multidisciplinary team (MDT), which may be inclusive of, but not limited to, radiation oncologists, spine surgeons and interventional radiologists, among others.
Orthopaedics | Spine - Thoracolumbar (TL) and sacral surgery | TL and sacral fusion and fixation implant | TL rod | NuVasive Inc. | PRECEPT Ti Rod, 45mm Prebent Lordotic | 8847045 | Standalone | DE0013912 | As per HSA registered indication(s) except for radiolucent implants which should be used as follows:  in patients with primary or metastatic spinal tumours who would benefit from post-operative high dose high precision beam therapy upon appropriate and stringent patient selection;  Patient selection should be done via standardised assessment such as the neurological-oncological-mechanical systemic (NOMS) framework; and  The assessment should be carried out by a multidisciplinary team (MDT), which may be inclusive of, but not limited to, radiation oncologists, spine surgeons and interventional radiologists, among others.
Orthopaedics | Spine - Thoracolumbar (TL) and sacral surgery | TL and sacral fusion and fixation implant | TL rod | NuVasive Inc. | PRECEPT Ti Rod, 45mm Straight | 8848045 | Standalone | DE0013912 | As per HSA registered indication(s) except for radiolucent implants which should be used as follows:  in patients with primary or metastatic spinal tumours who would benefit from post-operative high dose high precision beam therapy upon appropriate and stringent patient selection;  Patient selection should be done via standardised assessment such as the neurological-oncological-mechanical systemic (NOMS) framework; and  The assessment should be carried out by a multidisciplinary team (MDT), which may be inclusive of, but not limited to, radiation oncologists, spine surgeons and interventional radiologists, among others.
Orthopaedics | Spine - Thoracolumbar (TL) and sacral surgery | TL and sacral fusion and fixation implant | TL rod | NuVasive Inc. | PRECEPT Ti Rod, 500mm Straight | 8848500 | Standalone | DE0013912 | As per HSA registered indication(s) except for radiolucent implants which should be used as follows:  in patients with primary or metastatic spinal tumours who would benefit from post-operative high dose high precision beam therapy upon appropriate and stringent patient selection;  Patient selection should be done via standardised assessment such as the neurological-oncological-mechanical systemic (NOMS) framework; and  The assessment should be carried out by a multidisciplinary team (MDT), which may be inclusive of, but not limited to, radiation oncologists, spine surgeons and interventional radiologists, among others.
Orthopaedics | Spine - Thoracolumbar (TL) and sacral surgery | TL and sacral fusion and fixation implant | TL rod | NuVasive Inc. | PRECEPT Ti Rod, 50mm Prebent Lordotic | 8847050 | Standalone | DE0013912 | As per HSA registered indication(s) except for radiolucent implants which should be used as follows:  in patients with primary or metastatic spinal tumours who would benefit from post-operative high dose high precision beam therapy upon appropriate and stringent patient selection;  Patient selection should be done via standardised assessment such as the neurological-oncological-mechanical systemic (NOMS) framework; and  The assessment should be carried out by a multidisciplinary team (MDT), which may be inclusive of, but not limited to, radiation oncologists, spine surgeons and interventional radiologists, among others.
Orthopaedics | Spine - Thoracolumbar (TL) and sacral surgery | TL and sacral fusion and fixation implant | TL rod | NuVasive Inc. | PRECEPT Ti Rod, 50mm Straight | 8848050 | Standalone | DE0013912 | As per HSA registered indication(s) except for radiolucent implants which should be used as follows:  in patients with primary or metastatic spinal tumours who would benefit from post-operative high dose high precision beam therapy upon appropriate and stringent patient selection;  Patient selection should be done via standardised assessment such as the neurological-oncological-mechanical systemic (NOMS) framework; and  The assessment should be carried out by a multidisciplinary team (MDT), which may be inclusive of, but not limited to, radiation oncologists, spine surgeons and interventional radiologists, among others.
Orthopaedics | Spine - Thoracolumbar (TL) and sacral surgery | TL and sacral fusion and fixation implant | TL rod | NuVasive Inc. | PRECEPT Ti Rod, 55mm Prebent Lordotic | 8847055 | Standalone | DE0013912 | As per HSA registered indication(s) except for radiolucent implants which should be used as follows:  in patients with primary or metastatic spinal tumours who would benefit from post-operative high dose high precision beam therapy upon appropriate and stringent patient selection;  Patient selection should be done via standardised assessment such as the neurological-oncological-mechanical systemic (NOMS) framework; and  The assessment should be carried out by a multidisciplinary team (MDT), which may be inclusive of, but not limited to, radiation oncologists, spine surgeons and interventional radiologists, among others.
Orthopaedics | Spine - Thoracolumbar (TL) and sacral surgery | TL and sacral fusion and fixation implant | TL rod | NuVasive Inc. | PRECEPT Ti Rod, 55mm Straight | 8848055 | Standalone | DE0013912 | As per HSA registered indication(s) except for radiolucent implants which should be used as follows:  in patients with primary or metastatic spinal tumours who would benefit from post-operative high dose high precision beam therapy upon appropriate and stringent patient selection;  Patient selection should be done via standardised assessment such as the neurological-oncological-mechanical systemic (NOMS) framework; and  The assessment should be carried out by a multidisciplinary team (MDT), which may be inclusive of, but not limited to, radiation oncologists, spine surgeons and interventional radiologists, among others.
Orthopaedics | Spine - Thoracolumbar (TL) and sacral surgery | TL and sacral fusion and fixation implant | TL rod | NuVasive Inc. | PRECEPT Ti Rod, 60mm Prebent Lordotic | 8847060 | Standalone | DE0013912 | As per HSA registered indication(s) except for radiolucent implants which should be used as follows:  in patients with primary or metastatic spinal tumours who would benefit from post-operative high dose high precision beam therapy upon appropriate and stringent patient selection;  Patient selection should be done via standardised assessment such as the neurological-oncological-mechanical systemic (NOMS) framework; and  The assessment should be carried out by a multidisciplinary team (MDT), which may be inclusive of, but not limited to, radiation oncologists, spine surgeons and interventional radiologists, among others.
Orthopaedics | Spine - Thoracolumbar (TL) and sacral surgery | TL and sacral fusion and fixation implant | TL rod | NuVasive Inc. | PRECEPT Ti Rod, 60mm Straight | 8848060 | Standalone | DE0013912 | As per HSA registered indication(s) except for radiolucent implants which should be used as follows:  in patients with primary or metastatic spinal tumours who would benefit from post-operative high dose high precision beam therapy upon appropriate and stringent patient selection;  Patient selection should be done via standardised assessment such as the neurological-oncological-mechanical systemic (NOMS) framework; and  The assessment should be carried out by a multidisciplinary team (MDT), which may be inclusive of, but not limited to, radiation oncologists, spine surgeons and interventional radiologists, among others.
Orthopaedics | Spine - Thoracolumbar (TL) and sacral surgery | TL and sacral fusion and fixation implant | TL rod | NuVasive Inc. | PRECEPT Ti Rod, 65mm Prebent Lordotic | 8847065 | Standalone | DE0013912 | As per HSA registered indication(s) except for radiolucent implants which should be used as follows:  in patients with primary or metastatic spinal tumours who would benefit from post-operative high dose high precision beam therapy upon appropriate and stringent patient selection;  Patient selection should be done via standardised assessment such as the neurological-oncological-mechanical systemic (NOMS) framework; and  The assessment should be carried out by a multidisciplinary team (MDT), which may be inclusive of, but not limited to, radiation oncologists, spine surgeons and interventional radiologists, among others.
Orthopaedics | Spine - Thoracolumbar (TL) and sacral surgery | TL and sacral fusion and fixation implant | TL rod | NuVasive Inc. | PRECEPT Ti Rod, 65mm Straight | 8848065 | Standalone | DE0013912 | As per HSA registered indication(s) except for radiolucent implants which should be used as follows:  in patients with primary or metastatic spinal tumours who would benefit from post-operative high dose high precision beam therapy upon appropriate and stringent patient selection;  Patient selection should be done via standardised assessment such as the neurological-oncological-mechanical systemic (NOMS) framework; and  The assessment should be carried out by a multidisciplinary team (MDT), which may be inclusive of, but not limited to, radiation oncologists, spine surgeons and interventional radiologists, among others.
Orthopaedics | Spine - Thoracolumbar (TL) and sacral surgery | TL and sacral fusion and fixation implant | TL rod | NuVasive Inc. | PRECEPT Ti Rod, 70mm Prebent Lordotic | 8847070 | Standalone | DE0013912 | As per HSA registered indication(s) except for radiolucent implants which should be used as follows:  in patients with primary or metastatic spinal tumours who would benefit from post-operative high dose high precision beam therapy upon appropriate and stringent patient selection;  Patient selection should be done via standardised assessment such as the neurological-oncological-mechanical systemic (NOMS) framework; and  The assessment should be carried out by a multidisciplinary team (MDT), which may be inclusive of, but not limited to, radiation oncologists, spine surgeons and interventional radiologists, among others.
Orthopaedics | Spine - Thoracolumbar (TL) and sacral surgery | TL and sacral fusion and fixation implant | TL rod | NuVasive Inc. | PRECEPT Ti Rod, 70mm Straight | 8848070 | Standalone | DE0013912 | As per HSA registered indication(s) except for radiolucent implants which should be used as follows:  in patients with primary or metastatic spinal tumours who would benefit from post-operative high dose high precision beam therapy upon appropriate and stringent patient selection;  Patient selection should be done via standardised assessment such as the neurological-oncological-mechanical systemic (NOMS) framework; and  The assessment should be carried out by a multidisciplinary team (MDT), which may be inclusive of, but not limited to, radiation oncologists, spine surgeons and interventional radiologists, among others.
Orthopaedics | Spine - Thoracolumbar (TL) and sacral surgery | TL and sacral fusion and fixation implant | TL rod | NuVasive Inc. | PRECEPT Ti Rod, 75mm Prebent Lordotic | 8847075 | Standalone | DE0013912 | As per HSA registered indication(s) except for radiolucent implants which should be used as follows:  in patients with primary or metastatic spinal tumours who would benefit from post-operative high dose high precision beam therapy upon appropriate and stringent patient selection;  Patient selection should be done via standardised assessment such as the neurological-oncological-mechanical systemic (NOMS) framework; and  The assessment should be carried out by a multidisciplinary team (MDT), which may be inclusive of, but not limited to, radiation oncologists, spine surgeons and interventional radiologists, among others.
Orthopaedics | Spine - Thoracolumbar (TL) and sacral surgery | TL and sacral fusion and fixation implant | TL rod | NuVasive Inc. | PRECEPT Ti Rod, 75mm Straight | 8848075 | Standalone | DE0013912 | As per HSA registered indication(s) except for radiolucent implants which should be used as follows:  in patients with primary or metastatic spinal tumours who would benefit from post-operative high dose high precision beam therapy upon appropriate and stringent patient selection;  Patient selection should be done via standardised assessment such as the neurological-oncological-mechanical systemic (NOMS) framework; and  The assessment should be carried out by a multidisciplinary team (MDT), which may be inclusive of, but not limited to, radiation oncologists, spine surgeons and interventional radiologists, among others.
Orthopaedics | Spine - Thoracolumbar (TL) and sacral surgery | TL and sacral fusion and fixation implant | TL rod | NuVasive Inc. | PRECEPT Ti Rod, 80mm Prebent Lordotic | 8847080 | Standalone | DE0013912 | As per HSA registered indication(s) except for radiolucent implants which should be used as follows:  in patients with primary or metastatic spinal tumours who would benefit from post-operative high dose high precision beam therapy upon appropriate and stringent patient selection;  Patient selection should be done via standardised assessment such as the neurological-oncological-mechanical systemic (NOMS) framework; and  The assessment should be carried out by a multidisciplinary team (MDT), which may be inclusive of, but not limited to, radiation oncologists, spine surgeons and interventional radiologists, among others.
Orthopaedics | Spine - Thoracolumbar (TL) and sacral surgery | TL and sacral fusion and fixation implant | TL rod | NuVasive Inc. | PRECEPT Ti Rod, 80mm Straight | 8848080 | Standalone | DE0013912 | As per HSA registered indication(s) except for radiolucent implants which should be used as follows:  in patients with primary or metastatic spinal tumours who would benefit from post-operative high dose high precision beam therapy upon appropriate and stringent patient selection;  Patient selection should be done via standardised assessment such as the neurological-oncological-mechanical systemic (NOMS) framework; and  The assessment should be carried out by a multidisciplinary team (MDT), which may be inclusive of, but not limited to, radiation oncologists, spine surgeons and interventional radiologists, among others.
Orthopaedics | Spine - Thoracolumbar (TL) and sacral surgery | TL and sacral fusion and fixation implant | TL rod | NuVasive Inc. | PRECEPT Ti Rod, 85mm Prebent Lordotic | 8847085 | Standalone | DE0013912 | As per HSA registered indication(s) except for radiolucent implants which should be used as follows:  in patients with primary or metastatic spinal tumours who would benefit from post-operative high dose high precision beam therapy upon appropriate and stringent patient selection;  Patient selection should be done via standardised assessment such as the neurological-oncological-mechanical systemic (NOMS) framework; and  The assessment should be carried out by a multidisciplinary team (MDT), which may be inclusive of, but not limited to, radiation oncologists, spine surgeons and interventional radiologists, among others.
Orthopaedics | Spine - Thoracolumbar (TL) and sacral surgery | TL and sacral fusion and fixation implant | TL rod | NuVasive Inc. | PRECEPT Ti Rod, 85mm Straight | 8848085 | Standalone | DE0013912 | As per HSA registered indication(s) except for radiolucent implants which should be used as follows:  in patients with primary or metastatic spinal tumours who would benefit from post-operative high dose high precision beam therapy upon appropriate and stringent patient selection;  Patient selection should be done via standardised assessment such as the neurological-oncological-mechanical systemic (NOMS) framework; and  The assessment should be carried out by a multidisciplinary team (MDT), which may be inclusive of, but not limited to, radiation oncologists, spine surgeons and interventional radiologists, among others.
Orthopaedics | Spine - Thoracolumbar (TL) and sacral surgery | TL and sacral fusion and fixation implant | TL rod | NuVasive Inc. | PRECEPT Ti Rod, 90mm Prebent Lordotic | 8847090 | Standalone | DE0013912 | As per HSA registered indication(s) except for radiolucent implants which should be used as follows:  in patients with primary or metastatic spinal tumours who would benefit from post-operative high dose high precision beam therapy upon appropriate and stringent patient selection;  Patient selection should be done via standardised assessment such as the neurological-oncological-mechanical systemic (NOMS) framework; and  The assessment should be carried out by a multidisciplinary team (MDT), which may be inclusive of, but not limited to, radiation oncologists, spine surgeons and interventional radiologists, among others.
Orthopaedics | Spine - Thoracolumbar (TL) and sacral surgery | TL and sacral fusion and fixation implant | TL rod | NuVasive Inc. | PRECEPT Ti Rod, 90mm Straight | 8848090 | Standalone | DE0013912 | As per HSA registered indication(s) except for radiolucent implants which should be used as follows:  in patients with primary or metastatic spinal tumours who would benefit from post-operative high dose high precision beam therapy upon appropriate and stringent patient selection;  Patient selection should be done via standardised assessment such as the neurological-oncological-mechanical systemic (NOMS) framework; and  The assessment should be carried out by a multidisciplinary team (MDT), which may be inclusive of, but not limited to, radiation oncologists, spine surgeons and interventional radiologists, among others.
Orthopaedics | Spine - Thoracolumbar (TL) and sacral surgery | TL and sacral fusion and fixation implant | TL rod | NuVasive Inc. | PRECEPT Ti Rod, 95mm Prebent Lordotic | 8847095 | Standalone | DE0013912 | As per HSA registered indication(s) except for radiolucent implants which should be used as follows:  in patients with primary or metastatic spinal tumours who would benefit from post-operative high dose high precision beam therapy upon appropriate and stringent patient selection;  Patient selection should be done via standardised assessment such as the neurological-oncological-mechanical systemic (NOMS) framework; and  The assessment should be carried out by a multidisciplinary team (MDT), which may be inclusive of, but not limited to, radiation oncologists, spine surgeons and interventional radiologists, among others.
Orthopaedics | Spine - Thoracolumbar (TL) and sacral surgery | TL and sacral fusion and fixation implant | TL rod | NuVasive Inc. | PRECEPT Ti Rod, 95mm Straight | 8848095 | Standalone | DE0013912 | As per HSA registered indication(s) except for radiolucent implants which should be used as follows:  in patients with primary or metastatic spinal tumours who would benefit from post-operative high dose high precision beam therapy upon appropriate and stringent patient selection;  Patient selection should be done via standardised assessment such as the neurological-oncological-mechanical systemic (NOMS) framework; and  The assessment should be carried out by a multidisciplinary team (MDT), which may be inclusive of, but not limited to, radiation oncologists, spine surgeons and interventional radiologists, among others.
Orthopaedics | Spine - Thoracolumbar (TL) and sacral surgery | TL and sacral fusion and fixation implant | TL pedicle screw - Shank, tulip | NuVasive Inc. | PRECEPT Tulip, Modular | 8890000 | Standalone | DE0013912 | As per HSA registered indication(s) except for radiolucent implants which should be used as follows:  in patients with primary or metastatic spinal tumours who would benefit from post-operative high dose high precision beam therapy upon appropriate and stringent patient selection;  Patient selection should be done via standardised assessment such as the neurological-oncological-mechanical systemic (NOMS) framework; and  The assessment should be carried out by a multidisciplinary team (MDT), which may be inclusive of, but not limited to, radiation oncologists, spine surgeons and interventional radiologists, among others.
Orthopaedics | Spine - Thoracolumbar (TL) and sacral surgery | TL and sacral fusion and fixation implant | TL pedicle screw - Shank, tulip | NuVasive Inc. | PRECEPT Tulip, Modular | 8890000P | Standalone | DE0013912 | As per HSA registered indication(s) except for radiolucent implants which should be used as follows:  in patients with primary or metastatic spinal tumours who would benefit from post-operative high dose high precision beam therapy upon appropriate and stringent patient selection;  Patient selection should be done via standardised assessment such as the neurological-oncological-mechanical systemic (NOMS) framework; and  The assessment should be carried out by a multidisciplinary team (MDT), which may be inclusive of, but not limited to, radiation oncologists, spine surgeons and interventional radiologists, among others.
Orthopaedics | Spine - Thoracolumbar (TL) and sacral surgery | TL and sacral fusion and fixation implant | TL rod | MEDTRONIC | Precut Contoured Rods, 5.5mm x 100mm | 8690100 | Standalone | DE0000758 | As per HSA registered indication(s) except for radiolucent implants which should be used as follows:  in patients with primary or metastatic spinal tumours who would benefit from post-operative high dose high precision beam therapy upon appropriate and stringent patient selection;  Patient selection should be done via standardised assessment such as the neurological-oncological-mechanical systemic (NOMS) framework; and  The assessment should be carried out by a multidisciplinary team (MDT), which may be inclusive of, but not limited to, radiation oncologists, spine surgeons and interventional radiologists, among others.
Orthopaedics | Spine - Thoracolumbar (TL) and sacral surgery | TL and sacral fusion and fixation implant | TL rod | MEDTRONIC | Precut Contoured Rods, 5.5mm x 30mm | 8690030 | Standalone | DE0000758 | As per HSA registered indication(s) except for radiolucent implants which should be used as follows:  in patients with primary or metastatic spinal tumours who would benefit from post-operative high dose high precision beam therapy upon appropriate and stringent patient selection;  Patient selection should be done via standardised assessment such as the neurological-oncological-mechanical systemic (NOMS) framework; and  The assessment should be carried out by a multidisciplinary team (MDT), which may be inclusive of, but not limited to, radiation oncologists, spine surgeons and interventional radiologists, among others.
Orthopaedics | Spine - Thoracolumbar (TL) and sacral surgery | TL and sacral fusion and fixation implant | TL rod | MEDTRONIC | Precut Contoured Rods, 5.5mm x 40mm | 8690040 | Standalone | DE0000758 | As per HSA registered indication(s) except for radiolucent implants which should be used as follows:  in patients with primary or metastatic spinal tumours who would benefit from post-operative high dose high precision beam therapy upon appropriate and stringent patient selection;  Patient selection should be done via standardised assessment such as the neurological-oncological-mechanical systemic (NOMS) framework; and  The assessment should be carried out by a multidisciplinary team (MDT), which may be inclusive of, but not limited to, radiation oncologists, spine surgeons and interventional radiologists, among others.
Orthopaedics | Spine - Thoracolumbar (TL) and sacral surgery | TL and sacral fusion and fixation implant | TL rod | MEDTRONIC | Precut Contoured Rods, 5.5mm x 45mm | 8690045 | Standalone | DE0008698 | As per HSA registered indication(s) except for radiolucent implants which should be used as follows:  in patients with primary or metastatic spinal tumours who would benefit from post-operative high dose high precision beam therapy upon appropriate and stringent patient selection;  Patient selection should be done via standardised assessment such as the neurological-oncological-mechanical systemic (NOMS) framework; and  The assessment should be carried out by a multidisciplinary team (MDT), which may be inclusive of, but not limited to, radiation oncologists, spine surgeons and interventional radiologists, among others.
Orthopaedics | Spine - Thoracolumbar (TL) and sacral surgery | TL and sacral fusion and fixation implant | TL rod | MEDTRONIC | Precut Contoured Rods, 5.5mm x 50mm | 8690050 | Standalone | DE0000758 | As per HSA registered indication(s) except for radiolucent implants which should be used as follows:  in patients with primary or metastatic spinal tumours who would benefit from post-operative high dose high precision beam therapy upon appropriate and stringent patient selection;  Patient selection should be done via standardised assessment such as the neurological-oncological-mechanical systemic (NOMS) framework; and  The assessment should be carried out by a multidisciplinary team (MDT), which may be inclusive of, but not limited to, radiation oncologists, spine surgeons and interventional radiologists, among others.
Orthopaedics | Spine - Thoracolumbar (TL) and sacral surgery | TL and sacral fusion and fixation implant | TL rod | MEDTRONIC | Precut Contoured Rods, 5.5mm x 60mm | 8690060 | Standalone | DE0000758 | As per HSA registered indication(s) except for radiolucent implants which should be used as follows:  in patients with primary or metastatic spinal tumours who would benefit from post-operative high dose high precision beam therapy upon appropriate and stringent patient selection;  Patient selection should be done via standardised assessment such as the neurological-oncological-mechanical systemic (NOMS) framework; and  The assessment should be carried out by a multidisciplinary team (MDT), which may be inclusive of, but not limited to, radiation oncologists, spine surgeons and interventional radiologists, among others.
Orthopaedics | Spine - Thoracolumbar (TL) and sacral surgery | TL and sacral fusion and fixation implant | TL rod | MEDTRONIC | Precut Contoured Rods, 5.5mm x 70mm | 8690070 | Standalone | DE0000758 | As per HSA registered indication(s) except for radiolucent implants which should be used as follows:  in patients with primary or metastatic spinal tumours who would benefit from post-operative high dose high precision beam therapy upon appropriate and stringent patient selection;  Patient selection should be done via standardised assessment such as the neurological-oncological-mechanical systemic (NOMS) framework; and  The assessment should be carried out by a multidisciplinary team (MDT), which may be inclusive of, but not limited to, radiation oncologists, spine surgeons and interventional radiologists, among others.
Orthopaedics | Spine - Thoracolumbar (TL) and sacral surgery | TL and sacral fusion and fixation implant | TL rod | MEDTRONIC | Precut Contoured Rods, 5.5mm x 80mm | 8690080 | Standalone | DE0000758 | As per HSA registered indication(s) except for radiolucent implants which should be used as follows:  in patients with primary or metastatic spinal tumours who would benefit from post-operative high dose high precision beam therapy upon appropriate and stringent patient selection;  Patient selection should be done via standardised assessment such as the neurological-oncological-mechanical systemic (NOMS) framework; and  The assessment should be carried out by a multidisciplinary team (MDT), which may be inclusive of, but not limited to, radiation oncologists, spine surgeons and interventional radiologists, among others.
Orthopaedics | Spine - Thoracolumbar (TL) and sacral surgery | TL and sacral fusion and fixation implant | TL rod | MEDTRONIC | Precut Contoured Rods, 5.5mm x 90mm | 8690090 | Standalone | DE0000758 | As per HSA registered indication(s) except for radiolucent implants which should be used as follows:  in patients with primary or metastatic spinal tumours who would benefit from post-operative high dose high precision beam therapy upon appropriate and stringent patient selection;  Patient selection should be done via standardised assessment such as the neurological-oncological-mechanical systemic (NOMS) framework; and  The assessment should be carried out by a multidisciplinary team (MDT), which may be inclusive of, but not limited to, radiation oncologists, spine surgeons and interventional radiologists, among others.
Orthopaedics | Spine - Thoracolumbar (TL) and sacral surgery | Lumbar artificial disc replacement (L-ADR) package | L-ADR package | Centinel Spine | Prodisc L, PE Inlay, L, 12mm | SSX647 | Standalone | DE0000801 | - Skeletally mature patients with symptomatic single level or two contiguous level of lumbar DDD and low back pain and/or neurologic deficit confirmed by clinical examination and medical imaging, who: - require reconstruction of the lumbar spinal disc, and - failed to respond to conservative medical management.
Orthopaedics | Spine - Thoracolumbar (TL) and sacral surgery | Lumbar artificial disc replacement (L-ADR) package | L-ADR package | Centinel Spine | Prodisc L, PE Inlay, L, 14mm | SSX648 | Standalone | DE0000801 | - Skeletally mature patients with symptomatic single level or two contiguous level of lumbar DDD and low back pain and/or neurologic deficit confirmed by clinical examination and medical imaging, who: - require reconstruction of the lumbar spinal disc, and - failed to respond to conservative medical management.
Orthopaedics | Spine - Thoracolumbar (TL) and sacral surgery | Lumbar artificial disc replacement (L-ADR) package | L-ADR package | Centinel Spine | Prodisc L, PE Inlay, M, 10mm | SSX626 | Standalone | DE0000801 | - Skeletally mature patients with symptomatic single level or two contiguous level of lumbar DDD and low back pain and/or neurologic deficit confirmed by clinical examination and medical imaging, who: - require reconstruction of the lumbar spinal disc, and - failed to respond to conservative medical management.
Orthopaedics | Spine - Thoracolumbar (TL) and sacral surgery | Lumbar artificial disc replacement (L-ADR) package | L-ADR package | Centinel Spine | Prodisc L, PE Inlay, M, 12mm | SSX627 | Standalone | DE0000801 | - Skeletally mature patients with symptomatic single level or two contiguous level of lumbar DDD and low back pain and/or neurologic deficit confirmed by clinical examination and medical imaging, who: - require reconstruction of the lumbar spinal disc, and - failed to respond to conservative medical management.
Orthopaedics | Spine - Thoracolumbar (TL) and sacral surgery | Lumbar artificial disc replacement (L-ADR) package | L-ADR package | Centinel Spine | Prodisc L, PE Inlay, M, 14mm | SSX628 | Standalone | DE0000801 | - Skeletally mature patients with symptomatic single level or two contiguous level of lumbar DDD and low back pain and/or neurologic deficit confirmed by clinical examination and medical imaging, who: - require reconstruction of the lumbar spinal disc, and - failed to respond to conservative medical management.
Orthopaedics | Spine - Occipito-cervical (OC) surgery | Cervical artificial disc replacement (C-ADR) package | C-ADR package | Centinel Spine | Prodisc-C Nova, size L, height 5mm | 04.820.245S | Standalone | DE0011464 | - Skeletally mature patients with symptomatic single level or two contiguous level of cervical and arm or neck pain and/or neurologic deficit confirmed by radiographic imaging, who failed to respond to conservative medical management, who require reconstruction of the cervical spinal disc, and who have at least one of the following conditions: - herniated nucleus pulposus; - spondylosis (defined by the presence of osteophytes); - visible loss of disc height compared to adjacent levels; or - symptomatic spinal stenosis with radiculopathy.
Orthopaedics | Spine - Occipito-cervical (OC) surgery | Cervical artificial disc replacement (C-ADR) package | C-ADR package | Centinel Spine | Prodisc-C Nova, size L, height 6mm | 04.820.246S | Standalone | DE0011464 | - Skeletally mature patients with symptomatic single level or two contiguous level of cervical and arm or neck pain and/or neurologic deficit confirmed by radiographic imaging, who failed to respond to conservative medical management, who require reconstruction of the cervical spinal disc, and who have at least one of the following conditions: - herniated nucleus pulposus; - spondylosis (defined by the presence of osteophytes); - visible loss of disc height compared to adjacent levels; or - symptomatic spinal stenosis with radiculopathy.
Orthopaedics | Spine - Occipito-cervical (OC) surgery | Cervical artificial disc replacement (C-ADR) package | C-ADR package | Centinel Spine | Prodisc-C Nova, size L, height 7mm | 04.820.247S | Standalone | DE0011464 | - Skeletally mature patients with symptomatic single level or two contiguous level of cervical and arm or neck pain and/or neurologic deficit confirmed by radiographic imaging, who failed to respond to conservative medical management, who require reconstruction of the cervical spinal disc, and who have at least one of the following conditions: - herniated nucleus pulposus; - spondylosis (defined by the presence of osteophytes); - visible loss of disc height compared to adjacent levels; or - symptomatic spinal stenosis with radiculopathy.
Orthopaedics | Spine - Occipito-cervical (OC) surgery | Cervical artificial disc replacement (C-ADR) package | C-ADR package | Centinel Spine | Prodisc-C Nova, size LD, height 5mm | 04.820.255S | Standalone | DE0011464 | - Skeletally mature patients with symptomatic single level or two contiguous level of cervical and arm or neck pain and/or neurologic deficit confirmed by radiographic imaging, who failed to respond to conservative medical management, who require reconstruction of the cervical spinal disc, and who have at least one of the following conditions: - herniated nucleus pulposus; - spondylosis (defined by the presence of osteophytes); - visible loss of disc height compared to adjacent levels; or - symptomatic spinal stenosis with radiculopathy.
Orthopaedics | Spine - Occipito-cervical (OC) surgery | Cervical artificial disc replacement (C-ADR) package | C-ADR package | Centinel Spine | Prodisc-C Nova, size LD, height 6mm | 04.820.256S | Standalone | DE0011464 | - Skeletally mature patients with symptomatic single level or two contiguous level of cervical and arm or neck pain and/or neurologic deficit confirmed by radiographic imaging, who failed to respond to conservative medical management, who require reconstruction of the cervical spinal disc, and who have at least one of the following conditions: - herniated nucleus pulposus; - spondylosis (defined by the presence of osteophytes); - visible loss of disc height compared to adjacent levels; or - symptomatic spinal stenosis with radiculopathy.
Orthopaedics | Spine - Occipito-cervical (OC) surgery | Cervical artificial disc replacement (C-ADR) package | C-ADR package | Centinel Spine | Prodisc-C Nova, size LD, height 7mm | 04.820.257S | Standalone | DE0011464 | - Skeletally mature patients with symptomatic single level or two contiguous level of cervical and arm or neck pain and/or neurologic deficit confirmed by radiographic imaging, who failed to respond to conservative medical management, who require reconstruction of the cervical spinal disc, and who have at least one of the following conditions: - herniated nucleus pulposus; - spondylosis (defined by the presence of osteophytes); - visible loss of disc height compared to adjacent levels; or - symptomatic spinal stenosis with radiculopathy.
Orthopaedics | Spine - Occipito-cervical (OC) surgery | Cervical artificial disc replacement (C-ADR) package | C-ADR package | Centinel Spine | Prodisc-C Nova, size M, height 5mm | 04.820.225S | Standalone | DE0011464 | - Skeletally mature patients with symptomatic single level or two contiguous level of cervical and arm or neck pain and/or neurologic deficit confirmed by radiographic imaging, who failed to respond to conservative medical management, who require reconstruction of the cervical spinal disc, and who have at least one of the following conditions: - herniated nucleus pulposus; - spondylosis (defined by the presence of osteophytes); - visible loss of disc height compared to adjacent levels; or - symptomatic spinal stenosis with radiculopathy.
Orthopaedics | Spine - Occipito-cervical (OC) surgery | Cervical artificial disc replacement (C-ADR) package | C-ADR package | Centinel Spine | Prodisc-C Nova, size M, height 6mm | 04.820.226S | Standalone | DE0011464 | - Skeletally mature patients with symptomatic single level or two contiguous level of cervical and arm or neck pain and/or neurologic deficit confirmed by radiographic imaging, who failed to respond to conservative medical management, who require reconstruction of the cervical spinal disc, and who have at least one of the following conditions: - herniated nucleus pulposus; - spondylosis (defined by the presence of osteophytes); - visible loss of disc height compared to adjacent levels; or - symptomatic spinal stenosis with radiculopathy.
Orthopaedics | Spine - Occipito-cervical (OC) surgery | Cervical artificial disc replacement (C-ADR) package | C-ADR package | Centinel Spine | Prodisc-C Nova, size M, height 7mm | 04.820.227S | Standalone | DE0011464 | - Skeletally mature patients with symptomatic single level or two contiguous level of cervical and arm or neck pain and/or neurologic deficit confirmed by radiographic imaging, who failed to respond to conservative medical management, who require reconstruction of the cervical spinal disc, and who have at least one of the following conditions: - herniated nucleus pulposus; - spondylosis (defined by the presence of osteophytes); - visible loss of disc height compared to adjacent levels; or - symptomatic spinal stenosis with radiculopathy.
Orthopaedics | Spine - Occipito-cervical (OC) surgery | Cervical artificial disc replacement (C-ADR) package | C-ADR package | Centinel Spine | Prodisc-C Nova, size MD, height 5mm | 04.820.235S | Standalone | DE0011464 | - Skeletally mature patients with symptomatic single level or two contiguous level of cervical and arm or neck pain and/or neurologic deficit confirmed by radiographic imaging, who failed to respond to conservative medical management, who require reconstruction of the cervical spinal disc, and who have at least one of the following conditions: - herniated nucleus pulposus; - spondylosis (defined by the presence of osteophytes); - visible loss of disc height compared to adjacent levels; or - symptomatic spinal stenosis with radiculopathy.
Orthopaedics | Spine - Occipito-cervical (OC) surgery | Cervical artificial disc replacement (C-ADR) package | C-ADR package | Centinel Spine | Prodisc-C Nova, size MD, height 6mm | 04.820.236S | Standalone | DE0011464 | - Skeletally mature patients with symptomatic single level or two contiguous level of cervical and arm or neck pain and/or neurologic deficit confirmed by radiographic imaging, who failed to respond to conservative medical management, who require reconstruction of the cervical spinal disc, and who have at least one of the following conditions: - herniated nucleus pulposus; - spondylosis (defined by the presence of osteophytes); - visible loss of disc height compared to adjacent levels; or - symptomatic spinal stenosis with radiculopathy.
Orthopaedics | Spine - Occipito-cervical (OC) surgery | Cervical artificial disc replacement (C-ADR) package | C-ADR package | Centinel Spine | Prodisc-C Nova, size MD, height 7mm | 04.820.237S | Standalone | DE0011464 | - Skeletally mature patients with symptomatic single level or two contiguous level of cervical and arm or neck pain and/or neurologic deficit confirmed by radiographic imaging, who failed to respond to conservative medical management, who require reconstruction of the cervical spinal disc, and who have at least one of the following conditions: - herniated nucleus pulposus; - spondylosis (defined by the presence of osteophytes); - visible loss of disc height compared to adjacent levels; or - symptomatic spinal stenosis with radiculopathy.
Orthopaedics | Spine - Occipito-cervical (OC) surgery | Cervical artificial disc replacement (C-ADR) package | C-ADR package | Centinel Spine | Prodisc-C Nova, size XL, height 5mm | 04.820.265S | Standalone | DE0011464 | - Skeletally mature patients with symptomatic single level or two contiguous level of cervical and arm or neck pain and/or neurologic deficit confirmed by radiographic imaging, who failed to respond to conservative medical management, who require reconstruction of the cervical spinal disc, and who have at least one of the following conditions: - herniated nucleus pulposus; - spondylosis (defined by the presence of osteophytes); - visible loss of disc height compared to adjacent levels; or - symptomatic spinal stenosis with radiculopathy.
Orthopaedics | Spine - Occipito-cervical (OC) surgery | Cervical artificial disc replacement (C-ADR) package | C-ADR package | Centinel Spine | Prodisc-C Nova, size XL, height 6mm | 04.820.266S | Standalone | DE0011464 | - Skeletally mature patients with symptomatic single level or two contiguous level of cervical and arm or neck pain and/or neurologic deficit confirmed by radiographic imaging, who failed to respond to conservative medical management, who require reconstruction of the cervical spinal disc, and who have at least one of the following conditions: - herniated nucleus pulposus; - spondylosis (defined by the presence of osteophytes); - visible loss of disc height compared to adjacent levels; or - symptomatic spinal stenosis with radiculopathy.
Orthopaedics | Spine - Occipito-cervical (OC) surgery | Cervical artificial disc replacement (C-ADR) package | C-ADR package | Centinel Spine | Prodisc-C Nova, size XL, height 7mm | 04.820.267S | Standalone | DE0011464 | - Skeletally mature patients with symptomatic single level or two contiguous level of cervical and arm or neck pain and/or neurologic deficit confirmed by radiographic imaging, who failed to respond to conservative medical management, who require reconstruction of the cervical spinal disc, and who have at least one of the following conditions: - herniated nucleus pulposus; - spondylosis (defined by the presence of osteophytes); - visible loss of disc height compared to adjacent levels; or - symptomatic spinal stenosis with radiculopathy.
Orthopaedics | Spine - Occipito-cervical (OC) surgery | Cervical artificial disc replacement (C-ADR) package | C-ADR package | Centinel Spine | Prodisc-C Nova, size XLD, height 5mm | 04.820.275S | Standalone | DE0011464 | - Skeletally mature patients with symptomatic single level or two contiguous level of cervical and arm or neck pain and/or neurologic deficit confirmed by radiographic imaging, who failed to respond to conservative medical management, who require reconstruction of the cervical spinal disc, and who have at least one of the following conditions: - herniated nucleus pulposus; - spondylosis (defined by the presence of osteophytes); - visible loss of disc height compared to adjacent levels; or - symptomatic spinal stenosis with radiculopathy.
Orthopaedics | Spine - Occipito-cervical (OC) surgery | Cervical artificial disc replacement (C-ADR) package | C-ADR package | Centinel Spine | Prodisc-C Nova, size XLD, height 6mm | 04.820.276S | Standalone | DE0011464 | - Skeletally mature patients with symptomatic single level or two contiguous level of cervical and arm or neck pain and/or neurologic deficit confirmed by radiographic imaging, who failed to respond to conservative medical management, who require reconstruction of the cervical spinal disc, and who have at least one of the following conditions: - herniated nucleus pulposus; - spondylosis (defined by the presence of osteophytes); - visible loss of disc height compared to adjacent levels; or - symptomatic spinal stenosis with radiculopathy.
Orthopaedics | Spine - Occipito-cervical (OC) surgery | Cervical artificial disc replacement (C-ADR) package | C-ADR package | Centinel Spine | Prodisc-C Nova, size XLD, height 7mm | 04.820.277S | Standalone | DE0011464 | - Skeletally mature patients with symptomatic single level or two contiguous level of cervical and arm or neck pain and/or neurologic deficit confirmed by radiographic imaging, who failed to respond to conservative medical management, who require reconstruction of the cervical spinal disc, and who have at least one of the following conditions: - herniated nucleus pulposus; - spondylosis (defined by the presence of osteophytes); - visible loss of disc height compared to adjacent levels; or - symptomatic spinal stenosis with radiculopathy.
Orthopaedics | Spine - Occipito-cervical (OC) surgery | Cervical artificial disc replacement (C-ADR) package | C-ADR package | Centinel Spine | Prodisc-C Vivo, convex, size L, 17x14mm, H5mm | 04.670.945S | Standalone | DE0014465 | - Skeletally mature patients with symptomatic single level or two contiguous level of cervical and arm or neck pain and/or neurologic deficit confirmed by radiographic imaging, who failed to respond to conservative medical management, who require reconstruction of the cervical spinal disc, and who have at least one of the following conditions: - herniated nucleus pulposus; - spondylosis (defined by the presence of osteophytes); - visible loss of disc height compared to adjacent levels; or - symptomatic spinal stenosis with radiculopathy.
Orthopaedics | Spine - Occipito-cervical (OC) surgery | Cervical artificial disc replacement (C-ADR) package | C-ADR package | Centinel Spine | Prodisc-C Vivo, convex, size L, 17x14mm, H6mm | 04.670.946S | Standalone | DE0014465 | - Skeletally mature patients with symptomatic single level or two contiguous level of cervical and arm or neck pain and/or neurologic deficit confirmed by radiographic imaging, who failed to respond to conservative medical management, who require reconstruction of the cervical spinal disc, and who have at least one of the following conditions: - herniated nucleus pulposus; - spondylosis (defined by the presence of osteophytes); - visible loss of disc height compared to adjacent levels; or - symptomatic spinal stenosis with radiculopathy.
Orthopaedics | Spine - Occipito-cervical (OC) surgery | Cervical artificial disc replacement (C-ADR) package | C-ADR package | Centinel Spine | Prodisc-C Vivo, convex, size L, 17x14mm, H7mm | 04.670.947S | Standalone | DE0014465 | - Skeletally mature patients with symptomatic single level or two contiguous level of cervical and arm or neck pain and/or neurologic deficit confirmed by radiographic imaging, who failed to respond to conservative medical management, who require reconstruction of the cervical spinal disc, and who have at least one of the following conditions: - herniated nucleus pulposus; - spondylosis (defined by the presence of osteophytes); - visible loss of disc height compared to adjacent levels; or - symptomatic spinal stenosis with radiculopathy.
Orthopaedics | Spine - Occipito-cervical (OC) surgery | Cervical artificial disc replacement (C-ADR) package | C-ADR package | Centinel Spine | Prodisc-C Vivo, convex, size LD, 17x16mm, H5mm | 04.670.955S | Standalone | DE0014465 | - Skeletally mature patients with symptomatic single level or two contiguous level of cervical and arm or neck pain and/or neurologic deficit confirmed by radiographic imaging, who failed to respond to conservative medical management, who require reconstruction of the cervical spinal disc, and who have at least one of the following conditions: - herniated nucleus pulposus; - spondylosis (defined by the presence of osteophytes); - visible loss of disc height compared to adjacent levels; or - symptomatic spinal stenosis with radiculopathy.
Orthopaedics | Spine - Occipito-cervical (OC) surgery | Cervical artificial disc replacement (C-ADR) package | C-ADR package | Centinel Spine | Prodisc-C Vivo, convex, size LD, 17x16mm, H6mm | 04.670.956S | Standalone | DE0014465 | - Skeletally mature patients with symptomatic single level or two contiguous level of cervical and arm or neck pain and/or neurologic deficit confirmed by radiographic imaging, who failed to respond to conservative medical management, who require reconstruction of the cervical spinal disc, and who have at least one of the following conditions: - herniated nucleus pulposus; - spondylosis (defined by the presence of osteophytes); - visible loss of disc height compared to adjacent levels; or - symptomatic spinal stenosis with radiculopathy.
Orthopaedics | Spine - Occipito-cervical (OC) surgery | Cervical artificial disc replacement (C-ADR) package | C-ADR package | Centinel Spine | Prodisc-C Vivo, convex, size LD, 17x16mm, H7mm | 04.670.957S | Standalone | DE0014465 | - Skeletally mature patients with symptomatic single level or two contiguous level of cervical and arm or neck pain and/or neurologic deficit confirmed by radiographic imaging, who failed to respond to conservative medical management, who require reconstruction of the cervical spinal disc, and who have at least one of the following conditions: - herniated nucleus pulposus; - spondylosis (defined by the presence of osteophytes); - visible loss of disc height compared to adjacent levels; or - symptomatic spinal stenosis with radiculopathy.
Orthopaedics | Spine - Occipito-cervical (OC) surgery | Cervical artificial disc replacement (C-ADR) package | C-ADR package | Centinel Spine | Prodisc-C Vivo, convex, size M, 15x12mm, H5mm | 04.670.925S | Standalone | DE0014465 | - Skeletally mature patients with symptomatic single level or two contiguous level of cervical and arm or neck pain and/or neurologic deficit confirmed by radiographic imaging, who failed to respond to conservative medical management, who require reconstruction of the cervical spinal disc, and who have at least one of the following conditions: - herniated nucleus pulposus; - spondylosis (defined by the presence of osteophytes); - visible loss of disc height compared to adjacent levels; or - symptomatic spinal stenosis with radiculopathy.
Orthopaedics | Spine - Occipito-cervical (OC) surgery | Cervical artificial disc replacement (C-ADR) package | C-ADR package | Centinel Spine | Prodisc-C Vivo, convex, size M, 15x12mm, H6mm | 04.670.926S | Standalone | DE0014465 | - Skeletally mature patients with symptomatic single level or two contiguous level of cervical and arm or neck pain and/or neurologic deficit confirmed by radiographic imaging, who failed to respond to conservative medical management, who require reconstruction of the cervical spinal disc, and who have at least one of the following conditions: - herniated nucleus pulposus; - spondylosis (defined by the presence of osteophytes); - visible loss of disc height compared to adjacent levels; or - symptomatic spinal stenosis with radiculopathy.
Orthopaedics | Spine - Occipito-cervical (OC) surgery | Cervical artificial disc replacement (C-ADR) package | C-ADR package | Centinel Spine | Prodisc-C Vivo, convex, size M, 15x12mm, H7mm | 04.670.927S | Standalone | DE0014465 | - Skeletally mature patients with symptomatic single level or two contiguous level of cervical and arm or neck pain and/or neurologic deficit confirmed by radiographic imaging, who failed to respond to conservative medical management, who require reconstruction of the cervical spinal disc, and who have at least one of the following conditions: - herniated nucleus pulposus; - spondylosis (defined by the presence of osteophytes); - visible loss of disc height compared to adjacent levels; or - symptomatic spinal stenosis with radiculopathy.
Orthopaedics | Spine - Occipito-cervical (OC) surgery | Cervical artificial disc replacement (C-ADR) package | C-ADR package | Centinel Spine | Prodisc-C Vivo, convex, size MD, 15x14mm, H5mm | 04.670.935S | Standalone | DE0014465 | - Skeletally mature patients with symptomatic single level or two contiguous level of cervical and arm or neck pain and/or neurologic deficit confirmed by radiographic imaging, who failed to respond to conservative medical management, who require reconstruction of the cervical spinal disc, and who have at least one of the following conditions: - herniated nucleus pulposus; - spondylosis (defined by the presence of osteophytes); - visible loss of disc height compared to adjacent levels; or - symptomatic spinal stenosis with radiculopathy.
Orthopaedics | Spine - Occipito-cervical (OC) surgery | Cervical artificial disc replacement (C-ADR) package | C-ADR package | Centinel Spine | Prodisc-C Vivo, convex, size MD, 15x14mm, H6mm | 04.670.936S | Standalone | DE0014465 | - Skeletally mature patients with symptomatic single level or two contiguous level of cervical and arm or neck pain and/or neurologic deficit confirmed by radiographic imaging, who failed to respond to conservative medical management, who require reconstruction of the cervical spinal disc, and who have at least one of the following conditions: - herniated nucleus pulposus; - spondylosis (defined by the presence of osteophytes); - visible loss of disc height compared to adjacent levels; or - symptomatic spinal stenosis with radiculopathy.
Orthopaedics | Spine - Occipito-cervical (OC) surgery | Cervical artificial disc replacement (C-ADR) package | C-ADR package | Centinel Spine | Prodisc-C Vivo, convex, size MD, 15x14mm, H7mm | 04.670.937S | Standalone | DE0014465 | - Skeletally mature patients with symptomatic single level or two contiguous level of cervical and arm or neck pain and/or neurologic deficit confirmed by radiographic imaging, who failed to respond to conservative medical management, who require reconstruction of the cervical spinal disc, and who have at least one of the following conditions: - herniated nucleus pulposus; - spondylosis (defined by the presence of osteophytes); - visible loss of disc height compared to adjacent levels; or - symptomatic spinal stenosis with radiculopathy.
Orthopaedics | Spine - Occipito-cervical (OC) surgery | Cervical artificial disc replacement (C-ADR) package | C-ADR package | Centinel Spine | Prodisc-C Vivo, convex, size XL, 19x16mm, H5mm | 04.670.965S | Standalone | DE0014465 | - Skeletally mature patients with symptomatic single level or two contiguous level of cervical and arm or neck pain and/or neurologic deficit confirmed by radiographic imaging, who failed to respond to conservative medical management, who require reconstruction of the cervical spinal disc, and who have at least one of the following conditions: - herniated nucleus pulposus; - spondylosis (defined by the presence of osteophytes); - visible loss of disc height compared to adjacent levels; or - symptomatic spinal stenosis with radiculopathy.
Orthopaedics | Spine - Occipito-cervical (OC) surgery | Cervical artificial disc replacement (C-ADR) package | C-ADR package | Centinel Spine | Prodisc-C Vivo, convex, size XL, 19x16mm, H6mm | 04.670.966S | Standalone | DE0014465 | - Skeletally mature patients with symptomatic single level or two contiguous level of cervical and arm or neck pain and/or neurologic deficit confirmed by radiographic imaging, who failed to respond to conservative medical management, who require reconstruction of the cervical spinal disc, and who have at least one of the following conditions: - herniated nucleus pulposus; - spondylosis (defined by the presence of osteophytes); - visible loss of disc height compared to adjacent levels; or - symptomatic spinal stenosis with radiculopathy.
Orthopaedics | Spine - Occipito-cervical (OC) surgery | Cervical artificial disc replacement (C-ADR) package | C-ADR package | Centinel Spine | Prodisc-C Vivo, convex, size XL, 19x16mm, H7mm | 04.670.967S | Standalone | DE0014465 | - Skeletally mature patients with symptomatic single level or two contiguous level of cervical and arm or neck pain and/or neurologic deficit confirmed by radiographic imaging, who failed to respond to conservative medical management, who require reconstruction of the cervical spinal disc, and who have at least one of the following conditions: - herniated nucleus pulposus; - spondylosis (defined by the presence of osteophytes); - visible loss of disc height compared to adjacent levels; or - symptomatic spinal stenosis with radiculopathy.
Orthopaedics | Spine - Occipito-cervical (OC) surgery | Cervical artificial disc replacement (C-ADR) package | C-ADR package | Centinel Spine | Prodisc-C Vivo, convex, size XLD, 19x18mm, H5mm | 04.670.975S | Standalone | DE0014465 | - Skeletally mature patients with symptomatic single level or two contiguous level of cervical and arm or neck pain and/or neurologic deficit confirmed by radiographic imaging, who failed to respond to conservative medical management, who require reconstruction of the cervical spinal disc, and who have at least one of the following conditions: - herniated nucleus pulposus; - spondylosis (defined by the presence of osteophytes); - visible loss of disc height compared to adjacent levels; or - symptomatic spinal stenosis with radiculopathy.
Orthopaedics | Spine - Occipito-cervical (OC) surgery | Cervical artificial disc replacement (C-ADR) package | C-ADR package | Centinel Spine | Prodisc-C Vivo, convex, size XLD, 19x18mm, H6mm | 04.670.976S | Standalone | DE0014465 | - Skeletally mature patients with symptomatic single level or two contiguous level of cervical and arm or neck pain and/or neurologic deficit confirmed by radiographic imaging, who failed to respond to conservative medical management, who require reconstruction of the cervical spinal disc, and who have at least one of the following conditions: - herniated nucleus pulposus; - spondylosis (defined by the presence of osteophytes); - visible loss of disc height compared to adjacent levels; or - symptomatic spinal stenosis with radiculopathy.
Orthopaedics | Spine - Occipito-cervical (OC) surgery | Cervical artificial disc replacement (C-ADR) package | C-ADR package | Centinel Spine | Prodisc-C Vivo, convex, size XLD, 19x18mm, H7mm | 04.670.977S | Standalone | DE0014465 | - Skeletally mature patients with symptomatic single level or two contiguous level of cervical and arm or neck pain and/or neurologic deficit confirmed by radiographic imaging, who failed to respond to conservative medical management, who require reconstruction of the cervical spinal disc, and who have at least one of the following conditions: - herniated nucleus pulposus; - spondylosis (defined by the presence of osteophytes); - visible loss of disc height compared to adjacent levels; or - symptomatic spinal stenosis with radiculopathy.
Orthopaedics | Spine - Occipito-cervical (OC) surgery | OC fusion and fixation implant | Anterior cervical plate | GLOBUS MEDICAL | PROVIDENCE Anterior Cervical Plate 1-Level, 12mm | 150.112 | Standalone | DE0504099 | As per HSA registered indication(s)
Orthopaedics | Spine - Occipito-cervical (OC) surgery | OC fusion and fixation implant | Anterior cervical plate | GLOBUS MEDICAL | PROVIDENCE Anterior Cervical Plate 1-Level, 14mm | 150.114 | Standalone | DE0504099 | As per HSA registered indication(s)
Orthopaedics | Spine - Occipito-cervical (OC) surgery | OC fusion and fixation implant | Anterior cervical plate | GLOBUS MEDICAL | PROVIDENCE Anterior Cervical Plate 1-Level, 16mm | 150.116 | Standalone | DE0504099 | As per HSA registered indication(s)
Orthopaedics | Spine - Occipito-cervical (OC) surgery | OC fusion and fixation implant | Anterior cervical plate | GLOBUS MEDICAL | PROVIDENCE Anterior Cervical Plate 1-Level, 18mm | 150.118 | Standalone | DE0504099 | As per HSA registered indication(s)
Orthopaedics | Spine - Occipito-cervical (OC) surgery | OC fusion and fixation implant | Anterior cervical plate | GLOBUS MEDICAL | PROVIDENCE Anterior Cervical Plate 1-Level, 20mm | 150.120 | Standalone | DE0504099 | As per HSA registered indication(s)
Orthopaedics | Spine - Occipito-cervical (OC) surgery | OC fusion and fixation implant | Anterior cervical plate | GLOBUS MEDICAL | PROVIDENCE Anterior Cervical Plate 1-Level, 22mm | 150.122 | Standalone | DE0504099 | As per HSA registered indication(s)
Orthopaedics | Spine - Occipito-cervical (OC) surgery | OC fusion and fixation implant | Anterior cervical plate | GLOBUS MEDICAL | PROVIDENCE Anterior Cervical Plate 2-Level, 24mm | 150.224 | Standalone | DE0504099 | As per HSA registered indication(s)
Orthopaedics | Spine - Occipito-cervical (OC) surgery | OC fusion and fixation implant | Anterior cervical plate | GLOBUS MEDICAL | PROVIDENCE Anterior Cervical Plate 2-Level, 26mm | 150.226 | Standalone | DE0504099 | As per HSA registered indication(s)
Orthopaedics | Spine - Occipito-cervical (OC) surgery | OC fusion and fixation implant | Anterior cervical plate | GLOBUS MEDICAL | PROVIDENCE Anterior Cervical Plate 2-Level, 28mm | 150.228 | Standalone | DE0504099 | As per HSA registered indication(s)
Orthopaedics | Spine - Occipito-cervical (OC) surgery | OC fusion and fixation implant | Anterior cervical plate | GLOBUS MEDICAL | PROVIDENCE Anterior Cervical Plate 2-Level, 30mm | 150.230 | Standalone | DE0504099 | As per HSA registered indication(s)
Orthopaedics | Spine - Occipito-cervical (OC) surgery | OC fusion and fixation implant | Anterior cervical plate | GLOBUS MEDICAL | PROVIDENCE Anterior Cervical Plate 2-Level, 32mm | 150.232 | Standalone | DE0504099 | As per HSA registered indication(s)
Orthopaedics | Spine - Occipito-cervical (OC) surgery | OC fusion and fixation implant | Anterior cervical plate | GLOBUS MEDICAL | PROVIDENCE Anterior Cervical Plate 2-Level, 34mm | 150.234 | Standalone | DE0504099 | As per HSA registered indication(s)
Orthopaedics | Spine - Occipito-cervical (OC) surgery | OC fusion and fixation implant | Anterior cervical plate | GLOBUS MEDICAL | PROVIDENCE Anterior Cervical Plate 2-Level, 35mm | 150.235 | Standalone | DE0504099 | As per HSA registered indication(s)
Orthopaedics | Spine - Occipito-cervical (OC) surgery | OC fusion and fixation implant | Anterior cervical plate | GLOBUS MEDICAL | PROVIDENCE Anterior Cervical Plate 2-Level, 36mm | 150.236 | Standalone | DE0504099 | As per HSA registered indication(s)
Orthopaedics | Spine - Occipito-cervical (OC) surgery | OC fusion and fixation implant | Anterior cervical plate | GLOBUS MEDICAL | PROVIDENCE Anterior Cervical Plate 2-Level, 38mm | 150.238 | Standalone | DE0504099 | As per HSA registered indication(s)
Orthopaedics | Spine - Occipito-cervical (OC) surgery | OC fusion and fixation implant | Anterior cervical plate | GLOBUS MEDICAL | PROVIDENCE Anterior Cervical Plate 2-Level, 40mm | 150.240 | Standalone | DE0504099 | As per HSA registered indication(s)
Orthopaedics | Spine - Occipito-cervical (OC) surgery | OC fusion and fixation implant | Anterior cervical plate | GLOBUS MEDICAL | PROVIDENCE Anterior Cervical Plate 3-Level, 39mm | 150.339 | Standalone | DE0504099 | As per HSA registered indication(s)
Orthopaedics | Spine - Occipito-cervical (OC) surgery | OC fusion and fixation implant | Anterior cervical plate | GLOBUS MEDICAL | PROVIDENCE Anterior Cervical Plate 3-Level, 42mm | 150.342 | Standalone | DE0504099 | As per HSA registered indication(s)
Orthopaedics | Spine - Occipito-cervical (OC) surgery | OC fusion and fixation implant | Anterior cervical plate | GLOBUS MEDICAL | PROVIDENCE Anterior Cervical Plate 3-Level, 45mm | 150.345 | Standalone | DE0504099 | As per HSA registered indication(s)
Orthopaedics | Spine - Occipito-cervical (OC) surgery | OC fusion and fixation implant | Anterior cervical plate | GLOBUS MEDICAL | PROVIDENCE Anterior Cervical Plate 3-Level, 48mm | 150.348 | Standalone | DE0504099 | As per HSA registered indication(s)
Orthopaedics | Spine - Occipito-cervical (OC) surgery | OC fusion and fixation implant | Anterior cervical plate | GLOBUS MEDICAL | PROVIDENCE Anterior Cervical Plate 3-Level, 51mm | 150.351 | Standalone | DE0504099 | As per HSA registered indication(s)
Orthopaedics | Spine - Occipito-cervical (OC) surgery | OC fusion and fixation implant | Anterior cervical plate | GLOBUS MEDICAL | PROVIDENCE Anterior Cervical Plate 3-Level, 54mm | 150.354 | Standalone | DE0504099 | As per HSA registered indication(s)
Orthopaedics | Spine - Occipito-cervical (OC) surgery | OC fusion and fixation implant | Anterior cervical plate | GLOBUS MEDICAL | PROVIDENCE Anterior Cervical Plate 3-Level, 57mm | 150.357 | Standalone | DE0504099 | As per HSA registered indication(s)
Orthopaedics | Spine - Occipito-cervical (OC) surgery | OC fusion and fixation implant | Anterior cervical plate | GLOBUS MEDICAL | PROVIDENCE Anterior Cervical Plate 3-Level, 60mm | 150.360 | Standalone | DE0504099 | As per HSA registered indication(s)
Orthopaedics | Spine - Occipito-cervical (OC) surgery | OC fusion and fixation implant | Cervical pedicle/lateral mass screw - Shank, tulip | K2M | PS ML; Size D5.0x24 mm | 7601-05024M | Standalone | DE0502861 | As per HSA registered indication(s)
Orthopaedics | Spine - Occipito-cervical (OC) surgery | OC fusion and fixation implant | Cervical pedicle/lateral mass screw - Shank, tulip | K2M | PS ML; Size D5.0x28 mm | 7601-05028M | Standalone | DE0502861 | As per HSA registered indication(s)
Orthopaedics | Spine - Occipito-cervical (OC) surgery | OC fusion and fixation implant | Cervical pedicle/lateral mass screw - Shank, tulip | K2M | PS ML; Size D5.0x30 mm | 7601-05030M | Standalone | DE0502861 | As per HSA registered indication(s)
Orthopaedics | Spine - Occipito-cervical (OC) surgery | OC fusion and fixation implant | Cervical pedicle/lateral mass screw - Shank, tulip | K2M | PS ML; Size D5.0x34 mm | 7601-05034M | Standalone | DE0502861 | As per HSA registered indication(s)
Orthopaedics | Spine - Occipito-cervical (OC) surgery | OC fusion and fixation implant | Anterior cervical plate | K2M | PYRENEES CERVICAL 4 LEVEL PLATE L101MM | 208-44F101 | Standalone | DE0014085 | As per HSA registered indication(s)
Orthopaedics | Spine - Occipito-cervical (OC) surgery | OC fusion and fixation implant | Anterior cervical plate | K2M | PYRENEES CERVICAL 4 LEVEL PLATE L61MM | 208-44F61 | Standalone | DE0014085 | As per HSA registered indication(s)
Orthopaedics | Spine - Occipito-cervical (OC) surgery | OC fusion and fixation implant | Anterior cervical plate | K2M | PYRENEES CERVICAL 4 LEVEL PLATE L65MM | 208-44F65 | Standalone | DE0014085 | As per HSA registered indication(s)
Orthopaedics | Spine - Occipito-cervical (OC) surgery | OC fusion and fixation implant | Anterior cervical plate | K2M | PYRENEES CERVICAL 4 LEVEL PLATE L69MM | 208-44F69 | Standalone | DE0014085 | As per HSA registered indication(s)
Orthopaedics | Spine - Occipito-cervical (OC) surgery | OC fusion and fixation implant | Anterior cervical plate | K2M | PYRENEES CERVICAL 4 LEVEL PLATE L73MM | 208-44F73 | Standalone | DE0014085 | As per HSA registered indication(s)
Orthopaedics | Spine - Occipito-cervical (OC) surgery | OC fusion and fixation implant | Anterior cervical plate | K2M | PYRENEES CERVICAL 4 LEVEL PLATE L77MM | 208-44F77 | Standalone | DE0014085 | As per HSA registered indication(s)
Orthopaedics | Spine - Occipito-cervical (OC) surgery | OC fusion and fixation implant | Anterior cervical plate | K2M | PYRENEES CERVICAL 4 LEVEL PLATE L81MM | 208-44F81 | Standalone | DE0014085 | As per HSA registered indication(s)
Orthopaedics | Spine - Occipito-cervical (OC) surgery | OC fusion and fixation implant | Anterior cervical plate | K2M | PYRENEES CERVICAL 4 LEVEL PLATE L85MM | 208-44F85 | Standalone | DE0014085 | As per HSA registered indication(s)
Orthopaedics | Spine - Occipito-cervical (OC) surgery | OC fusion and fixation implant | Anterior cervical plate | K2M | PYRENEES CERVICAL 4 LEVEL PLATE L89MM | 208-44F89 | Standalone | DE0014085 | As per HSA registered indication(s)
Orthopaedics | Spine - Occipito-cervical (OC) surgery | OC fusion and fixation implant | Anterior cervical plate | K2M | PYRENEES CERVICAL 4 LEVEL PLATE L93MM | 208-44F93 | Standalone | DE0014085 | As per HSA registered indication(s)
Orthopaedics | Spine - Occipito-cervical (OC) surgery | OC fusion and fixation implant | Anterior cervical plate | K2M | PYRENEES CERVICAL 4 LEVEL PLATE L97MM | 208-44F97 | Standalone | DE0014085 | As per HSA registered indication(s)
Orthopaedics | Spine - Occipito-cervical (OC) surgery | OC fusion and fixation implant | Anterior cervical plate | K2M | PYRENEES CERVICAL PLATES1 LEVEL 18MM | 208-41F18 | Standalone | DE0014085 | As per HSA registered indication(s)
Orthopaedics | Spine - Occipito-cervical (OC) surgery | OC fusion and fixation implant | Anterior cervical plate | K2M | PYRENEES CERVICAL PLATES1 LEVEL 20MM | 208-41F20 | Standalone | DE0014085 | As per HSA registered indication(s)
Orthopaedics | Spine - Occipito-cervical (OC) surgery | OC fusion and fixation implant | Anterior cervical plate | K2M | PYRENEES CERVICAL PLATES1 LEVEL 22MM | 208-41F22 | Standalone | DE0014085 | As per HSA registered indication(s)
Orthopaedics | Spine - Occipito-cervical (OC) surgery | OC fusion and fixation implant | Anterior cervical plate | K2M | PYRENEES CERVICAL PLATES1 LEVEL 24MM | 208-41F24 | Standalone | DE0014085 | As per HSA registered indication(s)
Orthopaedics | Spine - Occipito-cervical (OC) surgery | OC fusion and fixation implant | Anterior cervical plate | K2M | PYRENEES CERVICAL PLATES1 LEVEL 26MM | 208-41F26 | Standalone | DE0014085 | As per HSA registered indication(s)
Orthopaedics | Spine - Occipito-cervical (OC) surgery | OC fusion and fixation implant | Anterior cervical plate | K2M | PYRENEES CERVICAL PLATES1 LEVEL 28MM | 208-41F28 | Standalone | DE0014085 | As per HSA registered indication(s)
Orthopaedics | Spine - Occipito-cervical (OC) surgery | OC fusion and fixation implant | Anterior cervical plate | K2M | PYRENEES CERVICAL PLATES1 LEVEL 30MM | 208-41F30 | Standalone | DE0014085 | As per HSA registered indication(s)
Orthopaedics | Spine - Occipito-cervical (OC) surgery | OC fusion and fixation implant | Anterior cervical plate | K2M | PYRENEES CERVICAL PLATES1 LEVEL 32MM | 208-41F32 | Standalone | DE0014085 | As per HSA registered indication(s)
Orthopaedics | Spine - Occipito-cervical (OC) surgery | OC fusion and fixation implant | Anterior cervical plate | K2M | PYRENEES CERVICAL PLATES1 LEVEL 34MM | 208-41F34 | Standalone | DE0014085 | As per HSA registered indication(s)
Orthopaedics | Spine - Occipito-cervical (OC) surgery | OC fusion and fixation implant | Anterior cervical plate | K2M | PYRENEES CERVICAL PLATES1 LEVEL 36MM | 208-41F36 | Standalone | DE0014085 | As per HSA registered indication(s)
Orthopaedics | Spine - Occipito-cervical (OC) surgery | OC fusion and fixation implant | Anterior cervical plate | K2M | PYRENEES CERVICAL PLATES2 LEVEL 36MM | 208-42F36 | Standalone | DE0014085 | As per HSA registered indication(s)
Orthopaedics | Spine - Occipito-cervical (OC) surgery | OC fusion and fixation implant | Anterior cervical plate | K2M | PYRENEES CERVICAL PLATES2 LEVEL 38MM | 208-42F38 | Standalone | DE0014085 | As per HSA registered indication(s)
Orthopaedics | Spine - Occipito-cervical (OC) surgery | OC fusion and fixation implant | Anterior cervical plate | K2M | PYRENEES CERVICAL PLATES2 LEVEL 40MM | 208-42F40 | Standalone | DE0014085 | As per HSA registered indication(s)
Orthopaedics | Spine - Occipito-cervical (OC) surgery | OC fusion and fixation implant | Anterior cervical plate | K2M | PYRENEES CERVICAL PLATES2 LEVEL 42MM | 208-42F42 | Standalone | DE0014085 | As per HSA registered indication(s)
Orthopaedics | Spine - Occipito-cervical (OC) surgery | OC fusion and fixation implant | Anterior cervical plate | K2M | PYRENEES CERVICAL PLATES2 LEVEL 44MM | 208-42F44 | Standalone | DE0014085 | As per HSA registered indication(s)
Orthopaedics | Spine - Occipito-cervical (OC) surgery | OC fusion and fixation implant | Anterior cervical plate | K2M | PYRENEES CERVICAL PLATES2 LEVEL 46MM | 208-42F46 | Standalone | DE0014085 | As per HSA registered indication(s)
Orthopaedics | Spine - Occipito-cervical (OC) surgery | OC fusion and fixation implant | Anterior cervical plate | K2M | PYRENEES CERVICAL PLATES2 LEVEL 48MM | 208-42F48 | Standalone | DE0014085 | As per HSA registered indication(s)
Orthopaedics | Spine - Occipito-cervical (OC) surgery | OC fusion and fixation implant | Anterior cervical plate | K2M | PYRENEES CERVICAL PLATES2 LEVEL 50MM | 208-42F50 | Standalone | DE0014085 | As per HSA registered indication(s)
Orthopaedics | Spine - Occipito-cervical (OC) surgery | OC fusion and fixation implant | Anterior cervical plate | K2M | PYRENEES CERVICAL PLATES2 LEVEL 52MM | 208-42F52 | Standalone | DE0014085 | As per HSA registered indication(s)
Orthopaedics | Spine - Occipito-cervical (OC) surgery | OC fusion and fixation implant | Anterior cervical plate | K2M | PYRENEES CERVICAL PLATES2 LEVEL 54MM | 208-42F54 | Standalone | DE0014085 | As per HSA registered indication(s)
Orthopaedics | Spine - Occipito-cervical (OC) surgery | OC fusion and fixation implant | Anterior cervical plate | K2M | PYRENEES CERVICAL PLATES3 LEVEL 48MM | 208-43F48 | Standalone | DE0014085 | As per HSA registered indication(s)
Orthopaedics | Spine - Occipito-cervical (OC) surgery | OC fusion and fixation implant | Anterior cervical plate | K2M | PYRENEES CERVICAL PLATES3 LEVEL 51MM | 208-43F51 | Standalone | DE0014085 | As per HSA registered indication(s)
Orthopaedics | Spine - Occipito-cervical (OC) surgery | OC fusion and fixation implant | Anterior cervical plate | K2M | PYRENEES CERVICAL PLATES3 LEVEL 54MM | 208-43F54 | Standalone | DE0014085 | As per HSA registered indication(s)
Orthopaedics | Spine - Occipito-cervical (OC) surgery | OC fusion and fixation implant | Anterior cervical plate | K2M | PYRENEES CERVICAL PLATES3 LEVEL 57MM | 208-43F57 | Standalone | DE0014085 | As per HSA registered indication(s)
Orthopaedics | Spine - Occipito-cervical (OC) surgery | OC fusion and fixation implant | Anterior cervical plate | K2M | PYRENEES CERVICAL PLATES3 LEVEL 60MM | 208-43F60 | Standalone | DE0014085 | As per HSA registered indication(s)
Orthopaedics | Spine - Occipito-cervical (OC) surgery | OC fusion and fixation implant | Anterior cervical plate | K2M | PYRENEES CERVICAL PLATES3 LEVEL 63MM | 208-43F63 | Standalone | DE0014085 | As per HSA registered indication(s)
Orthopaedics | Spine - Occipito-cervical (OC) surgery | OC fusion and fixation implant | Anterior cervical plate | K2M | PYRENEES CERVICAL PLATES3 LEVEL 66MM | 208-43F66 | Standalone | DE0014085 | As per HSA registered indication(s)
Orthopaedics | Spine - Occipito-cervical (OC) surgery | OC fusion and fixation implant | Anterior cervical plate | K2M | PYRENEES CERVICAL PLATES3 LEVEL 69MM | 208-43F69 | Standalone | DE0014085 | As per HSA registered indication(s)
Orthopaedics | Spine - Occipito-cervical (OC) surgery | OC fusion and fixation implant | Anterior cervical plate | K2M | PYRENEES CERVICAL PLATES3 LEVEL 72MM | 208-43F72 | Standalone | DE0014085 | As per HSA registered indication(s)
Orthopaedics | Spine - Occipito-cervical (OC) surgery | OC fusion and fixation implant | Anterior cervical plate | K2M | PYRENEES CERVICAL PLATES3 LEVEL 75MM | 208-43F75 | Standalone | DE0014085 | As per HSA registered indication(s)
Orthopaedics | Spine - Occipito-cervical (OC) surgery | OC fusion and fixation implant | Anterior cervical plate | K2M | PYRENEES CERVICAL PLATES3 LEVEL 78MM | 208-43F78 | Standalone | DE0014085 | As per HSA registered indication(s)
Orthopaedics | Spine - Occipito-cervical (OC) surgery | OC fusion and fixation implant | Fixation screw for plates | K2M | PYRENEES D4.0 x 12MM SELF-STARTING SCREW | 201-14012D | Standalone | DE0014085 | As per HSA registered indication(s)
Orthopaedics | Spine - Occipito-cervical (OC) surgery | OC fusion and fixation implant | Fixation screw for plates | K2M | PYRENEES D4.0 x 12MM SELF-TAPPING SCREW | 201-14012C | Standalone | DE0014085 | As per HSA registered indication(s)
Orthopaedics | Spine - Occipito-cervical (OC) surgery | OC fusion and fixation implant | Fixation screw for plates | K2M | PYRENEES D4.0 x 14MM SELF-STARTING SCREW | 201-14014D | Standalone | DE0014085 | As per HSA registered indication(s)
Orthopaedics | Spine - Occipito-cervical (OC) surgery | OC fusion and fixation implant | Fixation screw for plates | K2M | PYRENEES D4.0 x 14MM SELF-TAPPING SCREW | 201-14014C | Standalone | DE0014085 | As per HSA registered indication(s)
Orthopaedics | Spine - Occipito-cervical (OC) surgery | OC fusion and fixation implant | Fixation screw for plates | K2M | PYRENEES D4.0 x 16MM SELF-STARTING SCREW | 201-14016D | Standalone | DE0014085 | As per HSA registered indication(s)
Orthopaedics | Spine - Occipito-cervical (OC) surgery | OC fusion and fixation implant | Fixation screw for plates | K2M | PYRENEES D4.0 x 16MM SELF-TAPPING SCREW | 201-14016C | Standalone | DE0014085 | As per HSA registered indication(s)
Orthopaedics | Spine - Occipito-cervical (OC) surgery | OC fusion and fixation implant | Fixation screw for plates | K2M | PYRENEES D4.0 x 18MM SELF-STARTING SCREW | 201-14018D | Standalone | DE0014085 | As per HSA registered indication(s)
Orthopaedics | Spine - Occipito-cervical (OC) surgery | OC fusion and fixation implant | Fixation screw for plates | K2M | PYRENEES D4.0 x 18MM SELF-TAPPING SCREW | 201-14018C | Standalone | DE0014085 | As per HSA registered indication(s)
Orthopaedics | Spine - Occipito-cervical (OC) surgery | OC fusion and fixation implant | Fixation screw for plates | K2M | PYRENEES D4.0 x 20MM SELF-TAPPING SCREW | 201-14020C | Standalone | DE0014085 | As per HSA registered indication(s)
Orthopaedics | Spine - Occipito-cervical (OC) surgery | OC fusion and fixation implant | Fixation screw for plates | K2M | PYRENEES D4.0 x 22MM SELF-TAPPING SCREW | 201-14022C | Standalone | DE0014085 | As per HSA registered indication(s)
Orthopaedics | Spine - Occipito-cervical (OC) surgery | OC fusion and fixation implant | Fixation screw for plates | K2M | PYRENEES D4.35 x 12MM SELF-TAPPING SCREW | 201-14312C | Standalone | DE0014085 | As per HSA registered indication(s)
Orthopaedics | Spine - Occipito-cervical (OC) surgery | OC fusion and fixation implant | Fixation screw for plates | K2M | PYRENEES D4.35 x 14MM SELF-TAPPING SCREW | 201-14314C | Standalone | DE0014085 | As per HSA registered indication(s)
Orthopaedics | Spine - Occipito-cervical (OC) surgery | OC fusion and fixation implant | Fixation screw for plates | K2M | PYRENEES D4.35 x 16MM SELF-TAPPING SCREW | 201-14316C | Standalone | DE0014085 | As per HSA registered indication(s)
Orthopaedics | Spine - Occipito-cervical (OC) surgery | OC fusion and fixation implant | Fixation screw for plates | K2M | PYRENEES D4.35 x 18MM SELF-TAPPING SCREW | 201-14318C | Standalone | DE0014085 | As per HSA registered indication(s)
Orthopaedics | Spine - Occipito-cervical (OC) surgery | OC fusion and fixation implant | Fixation screw for plates | K2M | PYRENEES D4.35 x 20MM SELF-TAPPING SCREW | 201-14320C | Standalone | DE0014085 | As per HSA registered indication(s)
Orthopaedics | Spine - Occipito-cervical (OC) surgery | OC fusion and fixation implant | Fixation screw for plates | K2M | PYRENEES D4.35 x 22MM SELF-TAPPING SCREW | 201-14322C | Standalone | DE0014085 | As per HSA registered indication(s)
Orthopaedics | Spine - Occipito-cervical (OC) surgery | OC fusion and fixation implant | Fixation screw for plates | K2M | PYRENEES D4.5 x 12MM SELF-TAPPING SCREW | 201-14512C | Standalone | DE0014085 | As per HSA registered indication(s)
Orthopaedics | Spine - Occipito-cervical (OC) surgery | OC fusion and fixation implant | Fixation screw for plates | K2M | PYRENEES D4.5 x 14MM SELF-TAPPING SCREW | 201-14514C | Standalone | DE0014085 | As per HSA registered indication(s)
Orthopaedics | Spine - Occipito-cervical (OC) surgery | OC fusion and fixation implant | Fixation screw for plates | K2M | PYRENEES D4.5 x 16MM SELF-TAPPING SCREW | 201-14516C | Standalone | DE0014085 | As per HSA registered indication(s)
Orthopaedics | Spine - Occipito-cervical (OC) surgery | OC fusion and fixation implant | Fixation screw for plates | K2M | PYRENEES D4.5 x 18MM SELF-TAPPING SCREW | 201-14518C | Standalone | DE0014085 | As per HSA registered indication(s)
Orthopaedics | Spine - Occipito-cervical (OC) surgery | OC fusion and fixation implant | Fixation screw for plates | K2M | PYRENEES D4.5 x 20MM SELF-TAPPING SCREW | 201-14520C | Standalone | DE0014085 | As per HSA registered indication(s)
Orthopaedics | Spine - Occipito-cervical (OC) surgery | OC fusion and fixation implant | Fixation screw for plates | K2M | PYRENEES D4.5 x 22MM SELF-TAPPING SCREW | 201-14522C | Standalone | DE0014085 | As per HSA registered indication(s)
Orthopaedics | Spine - Occipito-cervical (OC) surgery | OC fusion and fixation implant | Fixation screw for plates | K2M | PYRENEES Self-Tapping Fixed Screw D4.3x16 mm | 3901-14316C | Standalone | DE0014084 | As per HSA registered indication(s)
Orthopaedics | Spine - Thoracolumbar (TL) and sacral surgery | TL mesh cage | TL mesh cage endplate | MEDTRONIC | PYRM 19MM X ROUND END CAP | 905-299 | Standalone | DE0000757 | As per HSA registered indication(s)
Orthopaedics | Spine - Thoracolumbar (TL) and sacral surgery | TL interbody cage | TL interbody core - Non-integrated | NuVasive Inc. | Quadrato Implant, 10mm | 7000210 | Standalone | DE0005750 | As per HSA registered indication(s)
Orthopaedics | Spine - Thoracolumbar (TL) and sacral surgery | TL interbody cage | TL interbody core - Non-integrated | NuVasive Inc. | Quadrato Implant, 12mm | 7000212 | Standalone | DE0005750 | As per HSA registered indication(s)
Orthopaedics | Spine - Thoracolumbar (TL) and sacral surgery | TL interbody cage | TL interbody core - Non-integrated | NuVasive Inc. | Quadrato Implant, 14mm | 7000214 | Standalone | DE0005750 | As per HSA registered indication(s)
Orthopaedics | Spine - Thoracolumbar (TL) and sacral surgery | TL interbody cage | TL interbody core - Non-integrated | NuVasive Inc. | Quadrato Implant, 16mm | 7000216 | Standalone | DE0005750 | As per HSA registered indication(s)
Orthopaedics | Spine - Thoracolumbar (TL) and sacral surgery | TL interbody cage | TL interbody core - Non-integrated | NuVasive Inc. | Quadrato Implant, 18mm | 7000218 | Standalone | DE0005750 | As per HSA registered indication(s)
Orthopaedics | Spine - Thoracolumbar (TL) and sacral surgery | TL interbody cage | TL interbody core - Non-integrated | NuVasive Inc. | Quadrato Implant, 20mm | 7000220 | Standalone | DE0005750 | As per HSA registered indication(s)
Orthopaedics | Spine - Thoracolumbar (TL) and sacral surgery | TL interbody cage | TL interbody core - Non-integrated | NuVasive Inc. | Quadrato Implant, 8mm | 7000208 | Standalone | DE0005750 | As per HSA registered indication(s)
Orthopaedics | Spine - Thoracolumbar (TL) and sacral surgery | TL and sacral fusion and fixation implant | TL rod | STRYKER | Radius D 5.5 X 100mm Max Rad Rod | 486615500 | Standalone | DE0008570 | As per HSA registered indication(s) except for radiolucent implants which should be used as follows:  in patients with primary or metastatic spinal tumours who would benefit from post-operative high dose high precision beam therapy upon appropriate and stringent patient selection;  Patient selection should be done via standardised assessment such as the neurological-oncological-mechanical systemic (NOMS) framework; and  The assessment should be carried out by a multidisciplinary team (MDT), which may be inclusive of, but not limited to, radiation oncologists, spine surgeons and interventional radiologists, among others.
Orthopaedics | Spine - Thoracolumbar (TL) and sacral surgery | TL and sacral fusion and fixation implant | TL rod | STRYKER | Radius D 5.5 X 100mm Rad Rod | 486615000 | Standalone | DE0008570 | As per HSA registered indication(s) except for radiolucent implants which should be used as follows:  in patients with primary or metastatic spinal tumours who would benefit from post-operative high dose high precision beam therapy upon appropriate and stringent patient selection;  Patient selection should be done via standardised assessment such as the neurological-oncological-mechanical systemic (NOMS) framework; and  The assessment should be carried out by a multidisciplinary team (MDT), which may be inclusive of, but not limited to, radiation oncologists, spine surgeons and interventional radiologists, among others.
Orthopaedics | Spine - Thoracolumbar (TL) and sacral surgery | TL and sacral fusion and fixation implant | TL rod | STRYKER | Radius D 5.5 x 100mm Spinal Rod, with Hex | 486613100 | Standalone | DE0008570 | As per HSA registered indication(s) except for radiolucent implants which should be used as follows:  in patients with primary or metastatic spinal tumours who would benefit from post-operative high dose high precision beam therapy upon appropriate and stringent patient selection;  Patient selection should be done via standardised assessment such as the neurological-oncological-mechanical systemic (NOMS) framework; and  The assessment should be carried out by a multidisciplinary team (MDT), which may be inclusive of, but not limited to, radiation oncologists, spine surgeons and interventional radiologists, among others.
Orthopaedics | Spine - Thoracolumbar (TL) and sacral surgery | TL and sacral fusion and fixation implant | TL rod | STRYKER | Radius D 5.5 x 100mm Spinal Rod, Without Hex | 486613000 | Standalone | DE0008570 | As per HSA registered indication(s) except for radiolucent implants which should be used as follows:  in patients with primary or metastatic spinal tumours who would benefit from post-operative high dose high precision beam therapy upon appropriate and stringent patient selection;  Patient selection should be done via standardised assessment such as the neurological-oncological-mechanical systemic (NOMS) framework; and  The assessment should be carried out by a multidisciplinary team (MDT), which may be inclusive of, but not limited to, radiation oncologists, spine surgeons and interventional radiologists, among others.
Orthopaedics | Spine - Thoracolumbar (TL) and sacral surgery | TL and sacral fusion and fixation implant | TL rod | STRYKER | Radius D 5.5 X 110mm Max Rad Rod | 486615510 | Standalone | DE0008570 | As per HSA registered indication(s) except for radiolucent implants which should be used as follows:  in patients with primary or metastatic spinal tumours who would benefit from post-operative high dose high precision beam therapy upon appropriate and stringent patient selection;  Patient selection should be done via standardised assessment such as the neurological-oncological-mechanical systemic (NOMS) framework; and  The assessment should be carried out by a multidisciplinary team (MDT), which may be inclusive of, but not limited to, radiation oncologists, spine surgeons and interventional radiologists, among others.
Orthopaedics | Spine - Thoracolumbar (TL) and sacral surgery | TL and sacral fusion and fixation implant | TL rod | STRYKER | Radius D 5.5 X 110mm Rad Rod | 486615010 | Standalone | DE0008570 | As per HSA registered indication(s) except for radiolucent implants which should be used as follows:  in patients with primary or metastatic spinal tumours who would benefit from post-operative high dose high precision beam therapy upon appropriate and stringent patient selection;  Patient selection should be done via standardised assessment such as the neurological-oncological-mechanical systemic (NOMS) framework; and  The assessment should be carried out by a multidisciplinary team (MDT), which may be inclusive of, but not limited to, radiation oncologists, spine surgeons and interventional radiologists, among others.
Orthopaedics | Spine - Thoracolumbar (TL) and sacral surgery | TL and sacral fusion and fixation implant | TL rod | STRYKER | Radius D 5.5 x 110mm Spinal Rod, With Hex | 486613110 | Standalone | DE0008570 | As per HSA registered indication(s) except for radiolucent implants which should be used as follows:  in patients with primary or metastatic spinal tumours who would benefit from post-operative high dose high precision beam therapy upon appropriate and stringent patient selection;  Patient selection should be done via standardised assessment such as the neurological-oncological-mechanical systemic (NOMS) framework; and  The assessment should be carried out by a multidisciplinary team (MDT), which may be inclusive of, but not limited to, radiation oncologists, spine surgeons and interventional radiologists, among others.
Orthopaedics | Spine - Thoracolumbar (TL) and sacral surgery | TL and sacral fusion and fixation implant | TL rod | STRYKER | Radius D 5.5 X 110mm Spinal Rod, Without Hex | 486613010 | Standalone | DE0008570 | As per HSA registered indication(s) except for radiolucent implants which should be used as follows:  in patients with primary or metastatic spinal tumours who would benefit from post-operative high dose high precision beam therapy upon appropriate and stringent patient selection;  Patient selection should be done via standardised assessment such as the neurological-oncological-mechanical systemic (NOMS) framework; and  The assessment should be carried out by a multidisciplinary team (MDT), which may be inclusive of, but not limited to, radiation oncologists, spine surgeons and interventional radiologists, among others.
Orthopaedics | Spine - Thoracolumbar (TL) and sacral surgery | TL and sacral fusion and fixation implant | TL rod | STRYKER | Radius D 5.5 X 120mm Max Rad Rod | 486615520 | Standalone | DE0008570 | As per HSA registered indication(s) except for radiolucent implants which should be used as follows:  in patients with primary or metastatic spinal tumours who would benefit from post-operative high dose high precision beam therapy upon appropriate and stringent patient selection;  Patient selection should be done via standardised assessment such as the neurological-oncological-mechanical systemic (NOMS) framework; and  The assessment should be carried out by a multidisciplinary team (MDT), which may be inclusive of, but not limited to, radiation oncologists, spine surgeons and interventional radiologists, among others.
Orthopaedics | Spine - Thoracolumbar (TL) and sacral surgery | TL and sacral fusion and fixation implant | TL rod | STRYKER | Radius D 5.5 X 120mm Rad Rod | 486615020 | Standalone | DE0008570 | As per HSA registered indication(s) except for radiolucent implants which should be used as follows:  in patients with primary or metastatic spinal tumours who would benefit from post-operative high dose high precision beam therapy upon appropriate and stringent patient selection;  Patient selection should be done via standardised assessment such as the neurological-oncological-mechanical systemic (NOMS) framework; and  The assessment should be carried out by a multidisciplinary team (MDT), which may be inclusive of, but not limited to, radiation oncologists, spine surgeons and interventional radiologists, among others.
Orthopaedics | Spine - Thoracolumbar (TL) and sacral surgery | TL and sacral fusion and fixation implant | TL rod | STRYKER | Radius D 5.5 X 120mm Spinal Rod, With Hex | 486613120 | Standalone | DE0008570 | As per HSA registered indication(s) except for radiolucent implants which should be used as follows:  in patients with primary or metastatic spinal tumours who would benefit from post-operative high dose high precision beam therapy upon appropriate and stringent patient selection;  Patient selection should be done via standardised assessment such as the neurological-oncological-mechanical systemic (NOMS) framework; and  The assessment should be carried out by a multidisciplinary team (MDT), which may be inclusive of, but not limited to, radiation oncologists, spine surgeons and interventional radiologists, among others.
Orthopaedics | Spine - Thoracolumbar (TL) and sacral surgery | TL and sacral fusion and fixation implant | TL rod | STRYKER | Radius D 5.5 x 120mm Spinal Rod, Without Hex | 486613020 | Standalone | DE0008570 | As per HSA registered indication(s) except for radiolucent implants which should be used as follows:  in patients with primary or metastatic spinal tumours who would benefit from post-operative high dose high precision beam therapy upon appropriate and stringent patient selection;  Patient selection should be done via standardised assessment such as the neurological-oncological-mechanical systemic (NOMS) framework; and  The assessment should be carried out by a multidisciplinary team (MDT), which may be inclusive of, but not limited to, radiation oncologists, spine surgeons and interventional radiologists, among others.
Orthopaedics | Spine - Thoracolumbar (TL) and sacral surgery | TL and sacral fusion and fixation implant | TL rod | STRYKER | Radius D 5.5 X 140mm Spinal Rod, With Hex | 486613140 | Standalone | DE0008570 | As per HSA registered indication(s) except for radiolucent implants which should be used as follows:  in patients with primary or metastatic spinal tumours who would benefit from post-operative high dose high precision beam therapy upon appropriate and stringent patient selection;  Patient selection should be done via standardised assessment such as the neurological-oncological-mechanical systemic (NOMS) framework; and  The assessment should be carried out by a multidisciplinary team (MDT), which may be inclusive of, but not limited to, radiation oncologists, spine surgeons and interventional radiologists, among others.
Orthopaedics | Spine - Thoracolumbar (TL) and sacral surgery | TL and sacral fusion and fixation implant | TL rod | STRYKER | Radius D 5.5 X 160mm Spinal Rod, With Hex | 486613160 | Standalone | DE0008570 | As per HSA registered indication(s) except for radiolucent implants which should be used as follows:  in patients with primary or metastatic spinal tumours who would benefit from post-operative high dose high precision beam therapy upon appropriate and stringent patient selection;  Patient selection should be done via standardised assessment such as the neurological-oncological-mechanical systemic (NOMS) framework; and  The assessment should be carried out by a multidisciplinary team (MDT), which may be inclusive of, but not limited to, radiation oncologists, spine surgeons and interventional radiologists, among others.
Orthopaedics | Spine - Thoracolumbar (TL) and sacral surgery | TL and sacral fusion and fixation implant | TL rod | STRYKER | Radius D 5.5 X 180mm Spinal Rod, With Hex | 486613180 | Standalone | DE0008570 | As per HSA registered indication(s) except for radiolucent implants which should be used as follows:  in patients with primary or metastatic spinal tumours who would benefit from post-operative high dose high precision beam therapy upon appropriate and stringent patient selection;  Patient selection should be done via standardised assessment such as the neurological-oncological-mechanical systemic (NOMS) framework; and  The assessment should be carried out by a multidisciplinary team (MDT), which may be inclusive of, but not limited to, radiation oncologists, spine surgeons and interventional radiologists, among others.
Orthopaedics | Spine - Thoracolumbar (TL) and sacral surgery | TL and sacral fusion and fixation implant | TL rod | STRYKER | Radius D 5.5 X 200mm Spinal Rod, With Hex | 486613200 | Standalone | DE0008570 | As per HSA registered indication(s) except for radiolucent implants which should be used as follows:  in patients with primary or metastatic spinal tumours who would benefit from post-operative high dose high precision beam therapy upon appropriate and stringent patient selection;  Patient selection should be done via standardised assessment such as the neurological-oncological-mechanical systemic (NOMS) framework; and  The assessment should be carried out by a multidisciplinary team (MDT), which may be inclusive of, but not limited to, radiation oncologists, spine surgeons and interventional radiologists, among others.
Orthopaedics | Spine - Thoracolumbar (TL) and sacral surgery | TL and sacral fusion and fixation implant | TL rod | STRYKER | Radius D 5.5 X 220mm Spinal Rod, With Hex | 486613220 | Standalone | DE0008570 | As per HSA registered indication(s) except for radiolucent implants which should be used as follows:  in patients with primary or metastatic spinal tumours who would benefit from post-operative high dose high precision beam therapy upon appropriate and stringent patient selection;  Patient selection should be done via standardised assessment such as the neurological-oncological-mechanical systemic (NOMS) framework; and  The assessment should be carried out by a multidisciplinary team (MDT), which may be inclusive of, but not limited to, radiation oncologists, spine surgeons and interventional radiologists, among others.
Orthopaedics | Spine - Thoracolumbar (TL) and sacral surgery | TL and sacral fusion and fixation implant | TL rod | STRYKER | Radius D 5.5 X 240mm Spinal Rod, With Hex | 486613240 | Standalone | DE0008570 | As per HSA registered indication(s) except for radiolucent implants which should be used as follows:  in patients with primary or metastatic spinal tumours who would benefit from post-operative high dose high precision beam therapy upon appropriate and stringent patient selection;  Patient selection should be done via standardised assessment such as the neurological-oncological-mechanical systemic (NOMS) framework; and  The assessment should be carried out by a multidisciplinary team (MDT), which may be inclusive of, but not limited to, radiation oncologists, spine surgeons and interventional radiologists, among others.
Orthopaedics | Spine - Thoracolumbar (TL) and sacral surgery | TL and sacral fusion and fixation implant | TL rod | STRYKER | Radius D 5.5 X 260mm Spinal Rod, With Hex | 486613260 | Standalone | DE0008570 | As per HSA registered indication(s) except for radiolucent implants which should be used as follows:  in patients with primary or metastatic spinal tumours who would benefit from post-operative high dose high precision beam therapy upon appropriate and stringent patient selection;  Patient selection should be done via standardised assessment such as the neurological-oncological-mechanical systemic (NOMS) framework; and  The assessment should be carried out by a multidisciplinary team (MDT), which may be inclusive of, but not limited to, radiation oncologists, spine surgeons and interventional radiologists, among others.
Orthopaedics | Spine - Thoracolumbar (TL) and sacral surgery | TL and sacral fusion and fixation implant | TL rod | STRYKER | Radius D 5.5 X 280mm Spinal Rod, With Hex | 486613280 | Standalone | DE0008570 | As per HSA registered indication(s) except for radiolucent implants which should be used as follows:  in patients with primary or metastatic spinal tumours who would benefit from post-operative high dose high precision beam therapy upon appropriate and stringent patient selection;  Patient selection should be done via standardised assessment such as the neurological-oncological-mechanical systemic (NOMS) framework; and  The assessment should be carried out by a multidisciplinary team (MDT), which may be inclusive of, but not limited to, radiation oncologists, spine surgeons and interventional radiologists, among others.
Orthopaedics | Spine - Thoracolumbar (TL) and sacral surgery | TL and sacral fusion and fixation implant | TL rod | STRYKER | Radius D 5.5 X 300mm Spinal Rod, With Hex | 486613300 | Standalone | DE0008570 | As per HSA registered indication(s) except for radiolucent implants which should be used as follows:  in patients with primary or metastatic spinal tumours who would benefit from post-operative high dose high precision beam therapy upon appropriate and stringent patient selection;  Patient selection should be done via standardised assessment such as the neurological-oncological-mechanical systemic (NOMS) framework; and  The assessment should be carried out by a multidisciplinary team (MDT), which may be inclusive of, but not limited to, radiation oncologists, spine surgeons and interventional radiologists, among others.
Orthopaedics | Spine - Thoracolumbar (TL) and sacral surgery | TL and sacral fusion and fixation implant | TL rod | STRYKER | Radius D 5.5 X 30mm Rad Rod | 486615030 | Standalone | DE0008570 | As per HSA registered indication(s) except for radiolucent implants which should be used as follows:  in patients with primary or metastatic spinal tumours who would benefit from post-operative high dose high precision beam therapy upon appropriate and stringent patient selection;  Patient selection should be done via standardised assessment such as the neurological-oncological-mechanical systemic (NOMS) framework; and  The assessment should be carried out by a multidisciplinary team (MDT), which may be inclusive of, but not limited to, radiation oncologists, spine surgeons and interventional radiologists, among others.
Orthopaedics | Spine - Thoracolumbar (TL) and sacral surgery | TL and sacral fusion and fixation implant | TL rod | STRYKER | Radius D 5.5 x 30mm Spinal Rod, Without Hex | 486613003 | Standalone | DE0008570 | As per HSA registered indication(s) except for radiolucent implants which should be used as follows:  in patients with primary or metastatic spinal tumours who would benefit from post-operative high dose high precision beam therapy upon appropriate and stringent patient selection;  Patient selection should be done via standardised assessment such as the neurological-oncological-mechanical systemic (NOMS) framework; and  The assessment should be carried out by a multidisciplinary team (MDT), which may be inclusive of, but not limited to, radiation oncologists, spine surgeons and interventional radiologists, among others.
Orthopaedics | Spine - Thoracolumbar (TL) and sacral surgery | TL and sacral fusion and fixation implant | TL rod | STRYKER | Radius D 5.5 X 320mm Spinal Rod, With Hex | 486613320 | Standalone | DE0008570 | As per HSA registered indication(s) except for radiolucent implants which should be used as follows:  in patients with primary or metastatic spinal tumours who would benefit from post-operative high dose high precision beam therapy upon appropriate and stringent patient selection;  Patient selection should be done via standardised assessment such as the neurological-oncological-mechanical systemic (NOMS) framework; and  The assessment should be carried out by a multidisciplinary team (MDT), which may be inclusive of, but not limited to, radiation oncologists, spine surgeons and interventional radiologists, among others.
Orthopaedics | Spine - Thoracolumbar (TL) and sacral surgery | TL and sacral fusion and fixation implant | TL rod | STRYKER | Radius D 5.5 X 340mm Spinal Rod, With Hex | 486613340 | Standalone | DE0008570 | As per HSA registered indication(s) except for radiolucent implants which should be used as follows:  in patients with primary or metastatic spinal tumours who would benefit from post-operative high dose high precision beam therapy upon appropriate and stringent patient selection;  Patient selection should be done via standardised assessment such as the neurological-oncological-mechanical systemic (NOMS) framework; and  The assessment should be carried out by a multidisciplinary team (MDT), which may be inclusive of, but not limited to, radiation oncologists, spine surgeons and interventional radiologists, among others.
Orthopaedics | Spine - Thoracolumbar (TL) and sacral surgery | TL and sacral fusion and fixation implant | TL rod | STRYKER | Radius D 5.5 X 35 Rad Rod | 486615035 | Standalone | DE0008570 | As per HSA registered indication(s) except for radiolucent implants which should be used as follows:  in patients with primary or metastatic spinal tumours who would benefit from post-operative high dose high precision beam therapy upon appropriate and stringent patient selection;  Patient selection should be done via standardised assessment such as the neurological-oncological-mechanical systemic (NOMS) framework; and  The assessment should be carried out by a multidisciplinary team (MDT), which may be inclusive of, but not limited to, radiation oncologists, spine surgeons and interventional radiologists, among others.
Orthopaedics | Spine - Thoracolumbar (TL) and sacral surgery | TL and sacral fusion and fixation implant | TL rod | STRYKER | Radius D 5.5 x 35mm Spinal Rod, Without Hex | 486613053 | Standalone | DE0008570 | As per HSA registered indication(s) except for radiolucent implants which should be used as follows:  in patients with primary or metastatic spinal tumours who would benefit from post-operative high dose high precision beam therapy upon appropriate and stringent patient selection;  Patient selection should be done via standardised assessment such as the neurological-oncological-mechanical systemic (NOMS) framework; and  The assessment should be carried out by a multidisciplinary team (MDT), which may be inclusive of, but not limited to, radiation oncologists, spine surgeons and interventional radiologists, among others.
Orthopaedics | Spine - Thoracolumbar (TL) and sacral surgery | TL and sacral fusion and fixation implant | TL rod | STRYKER | Radius D 5.5 X 360mm Spinal Rod, With Hex | 486613360 | Standalone | DE0008570 | As per HSA registered indication(s) except for radiolucent implants which should be used as follows:  in patients with primary or metastatic spinal tumours who would benefit from post-operative high dose high precision beam therapy upon appropriate and stringent patient selection;  Patient selection should be done via standardised assessment such as the neurological-oncological-mechanical systemic (NOMS) framework; and  The assessment should be carried out by a multidisciplinary team (MDT), which may be inclusive of, but not limited to, radiation oncologists, spine surgeons and interventional radiologists, among others.
Orthopaedics | Spine - Thoracolumbar (TL) and sacral surgery | TL and sacral fusion and fixation implant | TL rod | STRYKER | Radius D 5.5 X 380mm Spinal Rod, With Hex | 486613380 | Standalone | DE0008570 | As per HSA registered indication(s) except for radiolucent implants which should be used as follows:  in patients with primary or metastatic spinal tumours who would benefit from post-operative high dose high precision beam therapy upon appropriate and stringent patient selection;  Patient selection should be done via standardised assessment such as the neurological-oncological-mechanical systemic (NOMS) framework; and  The assessment should be carried out by a multidisciplinary team (MDT), which may be inclusive of, but not limited to, radiation oncologists, spine surgeons and interventional radiologists, among others.
Orthopaedics | Spine - Thoracolumbar (TL) and sacral surgery | TL and sacral fusion and fixation implant | TL rod | STRYKER | Radius D 5.5 X 400mm Spinal Rod, With Hex | 486613400 | Standalone | DE0008570 | As per HSA registered indication(s) except for radiolucent implants which should be used as follows:  in patients with primary or metastatic spinal tumours who would benefit from post-operative high dose high precision beam therapy upon appropriate and stringent patient selection;  Patient selection should be done via standardised assessment such as the neurological-oncological-mechanical systemic (NOMS) framework; and  The assessment should be carried out by a multidisciplinary team (MDT), which may be inclusive of, but not limited to, radiation oncologists, spine surgeons and interventional radiologists, among others.
Orthopaedics | Spine - Thoracolumbar (TL) and sacral surgery | TL and sacral fusion and fixation implant | TL rod | STRYKER | Radius D 5.5 X 40mm Rad Rod | 486615040 | Standalone | DE0008570 | As per HSA registered indication(s) except for radiolucent implants which should be used as follows:  in patients with primary or metastatic spinal tumours who would benefit from post-operative high dose high precision beam therapy upon appropriate and stringent patient selection;  Patient selection should be done via standardised assessment such as the neurological-oncological-mechanical systemic (NOMS) framework; and  The assessment should be carried out by a multidisciplinary team (MDT), which may be inclusive of, but not limited to, radiation oncologists, spine surgeons and interventional radiologists, among others.
Orthopaedics | Spine - Thoracolumbar (TL) and sacral surgery | TL and sacral fusion and fixation implant | TL rod | STRYKER | Radius D 5.5 X 40mm Spinal Rod, Without Hex | 486613004 | Standalone | DE0008570 | As per HSA registered indication(s) except for radiolucent implants which should be used as follows:  in patients with primary or metastatic spinal tumours who would benefit from post-operative high dose high precision beam therapy upon appropriate and stringent patient selection;  Patient selection should be done via standardised assessment such as the neurological-oncological-mechanical systemic (NOMS) framework; and  The assessment should be carried out by a multidisciplinary team (MDT), which may be inclusive of, but not limited to, radiation oncologists, spine surgeons and interventional radiologists, among others.
Orthopaedics | Spine - Thoracolumbar (TL) and sacral surgery | TL and sacral fusion and fixation implant | TL rod | STRYKER | Radius D 5.5 X 45 Rad Rod | 486615045 | Standalone | DE0008570 | As per HSA registered indication(s) except for radiolucent implants which should be used as follows:  in patients with primary or metastatic spinal tumours who would benefit from post-operative high dose high precision beam therapy upon appropriate and stringent patient selection;  Patient selection should be done via standardised assessment such as the neurological-oncological-mechanical systemic (NOMS) framework; and  The assessment should be carried out by a multidisciplinary team (MDT), which may be inclusive of, but not limited to, radiation oncologists, spine surgeons and interventional radiologists, among others.
Orthopaedics | Spine - Thoracolumbar (TL) and sacral surgery | TL and sacral fusion and fixation implant | TL rod | STRYKER | Radius D 5.5 x 45mm Spinal Rod, Without Hex | 486613054 | Standalone | DE0008570 | As per HSA registered indication(s) except for radiolucent implants which should be used as follows:  in patients with primary or metastatic spinal tumours who would benefit from post-operative high dose high precision beam therapy upon appropriate and stringent patient selection;  Patient selection should be done via standardised assessment such as the neurological-oncological-mechanical systemic (NOMS) framework; and  The assessment should be carried out by a multidisciplinary team (MDT), which may be inclusive of, but not limited to, radiation oncologists, spine surgeons and interventional radiologists, among others.
Orthopaedics | Spine - Thoracolumbar (TL) and sacral surgery | TL and sacral fusion and fixation implant | TL rod | STRYKER | Radius D 5.5 X 50mm Max Rad Rod | 486615550 | Standalone | DE0008570 | As per HSA registered indication(s) except for radiolucent implants which should be used as follows:  in patients with primary or metastatic spinal tumours who would benefit from post-operative high dose high precision beam therapy upon appropriate and stringent patient selection;  Patient selection should be done via standardised assessment such as the neurological-oncological-mechanical systemic (NOMS) framework; and  The assessment should be carried out by a multidisciplinary team (MDT), which may be inclusive of, but not limited to, radiation oncologists, spine surgeons and interventional radiologists, among others.
Orthopaedics | Spine - Thoracolumbar (TL) and sacral surgery | TL and sacral fusion and fixation implant | TL rod | STRYKER | Radius D 5.5 X 50mm Rad Rod | 486615050 | Standalone | DE0008570 | As per HSA registered indication(s) except for radiolucent implants which should be used as follows:  in patients with primary or metastatic spinal tumours who would benefit from post-operative high dose high precision beam therapy upon appropriate and stringent patient selection;  Patient selection should be done via standardised assessment such as the neurological-oncological-mechanical systemic (NOMS) framework; and  The assessment should be carried out by a multidisciplinary team (MDT), which may be inclusive of, but not limited to, radiation oncologists, spine surgeons and interventional radiologists, among others.
Orthopaedics | Spine - Thoracolumbar (TL) and sacral surgery | TL and sacral fusion and fixation implant | TL rod | STRYKER | Radius D 5.5 x 50mm Spinal Rod, with Hex | 486613050 | Standalone | DE0008570 | As per HSA registered indication(s) except for radiolucent implants which should be used as follows:  in patients with primary or metastatic spinal tumours who would benefit from post-operative high dose high precision beam therapy upon appropriate and stringent patient selection;  Patient selection should be done via standardised assessment such as the neurological-oncological-mechanical systemic (NOMS) framework; and  The assessment should be carried out by a multidisciplinary team (MDT), which may be inclusive of, but not limited to, radiation oncologists, spine surgeons and interventional radiologists, among others.
Orthopaedics | Spine - Thoracolumbar (TL) and sacral surgery | TL and sacral fusion and fixation implant | TL rod | STRYKER | Radius D 5.5 X 50mm Spinal Rod, Without Hex | 486613005 | Standalone | DE0008570 | As per HSA registered indication(s) except for radiolucent implants which should be used as follows:  in patients with primary or metastatic spinal tumours who would benefit from post-operative high dose high precision beam therapy upon appropriate and stringent patient selection;  Patient selection should be done via standardised assessment such as the neurological-oncological-mechanical systemic (NOMS) framework; and  The assessment should be carried out by a multidisciplinary team (MDT), which may be inclusive of, but not limited to, radiation oncologists, spine surgeons and interventional radiologists, among others.
Orthopaedics | Spine - Thoracolumbar (TL) and sacral surgery | TL and sacral fusion and fixation implant | TL rod | STRYKER | Radius D 5.5 x 600mm Spinal Rod, With Hex | 486613600 | Standalone | DE0008570 | As per HSA registered indication(s) except for radiolucent implants which should be used as follows:  in patients with primary or metastatic spinal tumours who would benefit from post-operative high dose high precision beam therapy upon appropriate and stringent patient selection;  Patient selection should be done via standardised assessment such as the neurological-oncological-mechanical systemic (NOMS) framework; and  The assessment should be carried out by a multidisciplinary team (MDT), which may be inclusive of, but not limited to, radiation oncologists, spine surgeons and interventional radiologists, among others.
Orthopaedics | Spine - Thoracolumbar (TL) and sacral surgery | TL and sacral fusion and fixation implant | TL rod | STRYKER | Radius D 5.5 X 60mm Max Rad Rod | 486615560 | Standalone | DE0008570 | As per HSA registered indication(s) except for radiolucent implants which should be used as follows:  in patients with primary or metastatic spinal tumours who would benefit from post-operative high dose high precision beam therapy upon appropriate and stringent patient selection;  Patient selection should be done via standardised assessment such as the neurological-oncological-mechanical systemic (NOMS) framework; and  The assessment should be carried out by a multidisciplinary team (MDT), which may be inclusive of, but not limited to, radiation oncologists, spine surgeons and interventional radiologists, among others.
Orthopaedics | Spine - Thoracolumbar (TL) and sacral surgery | TL and sacral fusion and fixation implant | TL rod | STRYKER | Radius D 5.5 X 60mm Rad Rod | 486615060 | Standalone | DE0008570 | As per HSA registered indication(s) except for radiolucent implants which should be used as follows:  in patients with primary or metastatic spinal tumours who would benefit from post-operative high dose high precision beam therapy upon appropriate and stringent patient selection;  Patient selection should be done via standardised assessment such as the neurological-oncological-mechanical systemic (NOMS) framework; and  The assessment should be carried out by a multidisciplinary team (MDT), which may be inclusive of, but not limited to, radiation oncologists, spine surgeons and interventional radiologists, among others.
Orthopaedics | Spine - Thoracolumbar (TL) and sacral surgery | TL and sacral fusion and fixation implant | TL rod | STRYKER | Radius D 5.5 x 60mm Spinal Rod, with Hex | 486613060 | Standalone | DE0008570 | As per HSA registered indication(s) except for radiolucent implants which should be used as follows:  in patients with primary or metastatic spinal tumours who would benefit from post-operative high dose high precision beam therapy upon appropriate and stringent patient selection;  Patient selection should be done via standardised assessment such as the neurological-oncological-mechanical systemic (NOMS) framework; and  The assessment should be carried out by a multidisciplinary team (MDT), which may be inclusive of, but not limited to, radiation oncologists, spine surgeons and interventional radiologists, among others.
Orthopaedics | Spine - Thoracolumbar (TL) and sacral surgery | TL and sacral fusion and fixation implant | TL rod | STRYKER | Radius D 5.5 X 60mm Spinal Rod, Without Hex | 486613006 | Standalone | DE0008570 | As per HSA registered indication(s) except for radiolucent implants which should be used as follows:  in patients with primary or metastatic spinal tumours who would benefit from post-operative high dose high precision beam therapy upon appropriate and stringent patient selection;  Patient selection should be done via standardised assessment such as the neurological-oncological-mechanical systemic (NOMS) framework; and  The assessment should be carried out by a multidisciplinary team (MDT), which may be inclusive of, but not limited to, radiation oncologists, spine surgeons and interventional radiologists, among others.
Orthopaedics | Spine - Thoracolumbar (TL) and sacral surgery | TL and sacral fusion and fixation implant | TL rod | STRYKER | Radius D 5.5 X 70mm Max Rad Rod | 486615570 | Standalone | DE0008570 | As per HSA registered indication(s) except for radiolucent implants which should be used as follows:  in patients with primary or metastatic spinal tumours who would benefit from post-operative high dose high precision beam therapy upon appropriate and stringent patient selection;  Patient selection should be done via standardised assessment such as the neurological-oncological-mechanical systemic (NOMS) framework; and  The assessment should be carried out by a multidisciplinary team (MDT), which may be inclusive of, but not limited to, radiation oncologists, spine surgeons and interventional radiologists, among others.
Orthopaedics | Spine - Thoracolumbar (TL) and sacral surgery | TL and sacral fusion and fixation implant | TL rod | STRYKER | Radius D 5.5 X 70mm Rad Rod | 486615070 | Standalone | DE0008570 | As per HSA registered indication(s) except for radiolucent implants which should be used as follows:  in patients with primary or metastatic spinal tumours who would benefit from post-operative high dose high precision beam therapy upon appropriate and stringent patient selection;  Patient selection should be done via standardised assessment such as the neurological-oncological-mechanical systemic (NOMS) framework; and  The assessment should be carried out by a multidisciplinary team (MDT), which may be inclusive of, but not limited to, radiation oncologists, spine surgeons and interventional radiologists, among others.
Orthopaedics | Spine - Thoracolumbar (TL) and sacral surgery | TL and sacral fusion and fixation implant | TL rod | STRYKER | Radius D 5.5 x 70mm Spinal Rod, with Hex | 486613070 | Standalone | DE0008570 | As per HSA registered indication(s) except for radiolucent implants which should be used as follows:  in patients with primary or metastatic spinal tumours who would benefit from post-operative high dose high precision beam therapy upon appropriate and stringent patient selection;  Patient selection should be done via standardised assessment such as the neurological-oncological-mechanical systemic (NOMS) framework; and  The assessment should be carried out by a multidisciplinary team (MDT), which may be inclusive of, but not limited to, radiation oncologists, spine surgeons and interventional radiologists, among others.
Orthopaedics | Spine - Thoracolumbar (TL) and sacral surgery | TL and sacral fusion and fixation implant | TL rod | STRYKER | Radius D 5.5 X 70mm Spinal Rod, Without Hex | 486613007 | Standalone | DE0008570 | As per HSA registered indication(s) except for radiolucent implants which should be used as follows:  in patients with primary or metastatic spinal tumours who would benefit from post-operative high dose high precision beam therapy upon appropriate and stringent patient selection;  Patient selection should be done via standardised assessment such as the neurological-oncological-mechanical systemic (NOMS) framework; and  The assessment should be carried out by a multidisciplinary team (MDT), which may be inclusive of, but not limited to, radiation oncologists, spine surgeons and interventional radiologists, among others.
Orthopaedics | Spine - Thoracolumbar (TL) and sacral surgery | TL and sacral fusion and fixation implant | TL rod | STRYKER | Radius D 5.5 X 80mm Max Rad Rod | 486615580 | Standalone | DE0008570 | As per HSA registered indication(s) except for radiolucent implants which should be used as follows:  in patients with primary or metastatic spinal tumours who would benefit from post-operative high dose high precision beam therapy upon appropriate and stringent patient selection;  Patient selection should be done via standardised assessment such as the neurological-oncological-mechanical systemic (NOMS) framework; and  The assessment should be carried out by a multidisciplinary team (MDT), which may be inclusive of, but not limited to, radiation oncologists, spine surgeons and interventional radiologists, among others.
Orthopaedics | Spine - Thoracolumbar (TL) and sacral surgery | TL and sacral fusion and fixation implant | TL rod | STRYKER | Radius D 5.5 X 80mm Rad Rod | 486615080 | Standalone | DE0008570 | As per HSA registered indication(s) except for radiolucent implants which should be used as follows:  in patients with primary or metastatic spinal tumours who would benefit from post-operative high dose high precision beam therapy upon appropriate and stringent patient selection;  Patient selection should be done via standardised assessment such as the neurological-oncological-mechanical systemic (NOMS) framework; and  The assessment should be carried out by a multidisciplinary team (MDT), which may be inclusive of, but not limited to, radiation oncologists, spine surgeons and interventional radiologists, among others.
Orthopaedics | Spine - Thoracolumbar (TL) and sacral surgery | TL and sacral fusion and fixation implant | TL rod | STRYKER | Radius D 5.5 x 80mm Spinal Rod, with Hex | 486613080 | Standalone | DE0008570 | As per HSA registered indication(s) except for radiolucent implants which should be used as follows:  in patients with primary or metastatic spinal tumours who would benefit from post-operative high dose high precision beam therapy upon appropriate and stringent patient selection;  Patient selection should be done via standardised assessment such as the neurological-oncological-mechanical systemic (NOMS) framework; and  The assessment should be carried out by a multidisciplinary team (MDT), which may be inclusive of, but not limited to, radiation oncologists, spine surgeons and interventional radiologists, among others.
Orthopaedics | Spine - Thoracolumbar (TL) and sacral surgery | TL and sacral fusion and fixation implant | TL rod | STRYKER | Radius D 5.5 X 80mm Spinal Rod, Without Hex | 486613008 | Standalone | DE0008570 | As per HSA registered indication(s) except for radiolucent implants which should be used as follows:  in patients with primary or metastatic spinal tumours who would benefit from post-operative high dose high precision beam therapy upon appropriate and stringent patient selection;  Patient selection should be done via standardised assessment such as the neurological-oncological-mechanical systemic (NOMS) framework; and  The assessment should be carried out by a multidisciplinary team (MDT), which may be inclusive of, but not limited to, radiation oncologists, spine surgeons and interventional radiologists, among others.
Orthopaedics | Spine - Thoracolumbar (TL) and sacral surgery | TL and sacral fusion and fixation implant | TL rod | STRYKER | Radius D 5.5 X 90mm Max Rad Rod | 486615590 | Standalone | DE0008570 | As per HSA registered indication(s) except for radiolucent implants which should be used as follows:  in patients with primary or metastatic spinal tumours who would benefit from post-operative high dose high precision beam therapy upon appropriate and stringent patient selection;  Patient selection should be done via standardised assessment such as the neurological-oncological-mechanical systemic (NOMS) framework; and  The assessment should be carried out by a multidisciplinary team (MDT), which may be inclusive of, but not limited to, radiation oncologists, spine surgeons and interventional radiologists, among others.
Orthopaedics | Spine - Thoracolumbar (TL) and sacral surgery | TL and sacral fusion and fixation implant | TL rod | STRYKER | Radius D 5.5 X 90mm Rad Rod | 486615090 | Standalone | DE0008570 | As per HSA registered indication(s) except for radiolucent implants which should be used as follows:  in patients with primary or metastatic spinal tumours who would benefit from post-operative high dose high precision beam therapy upon appropriate and stringent patient selection;  Patient selection should be done via standardised assessment such as the neurological-oncological-mechanical systemic (NOMS) framework; and  The assessment should be carried out by a multidisciplinary team (MDT), which may be inclusive of, but not limited to, radiation oncologists, spine surgeons and interventional radiologists, among others.
Orthopaedics | Spine - Thoracolumbar (TL) and sacral surgery | TL and sacral fusion and fixation implant | TL rod | STRYKER | Radius D 5.5 x 90mm Spinal Rod, with Hex | 486613090 | Standalone | DE0008570 | As per HSA registered indication(s) except for radiolucent implants which should be used as follows:  in patients with primary or metastatic spinal tumours who would benefit from post-operative high dose high precision beam therapy upon appropriate and stringent patient selection;  Patient selection should be done via standardised assessment such as the neurological-oncological-mechanical systemic (NOMS) framework; and  The assessment should be carried out by a multidisciplinary team (MDT), which may be inclusive of, but not limited to, radiation oncologists, spine surgeons and interventional radiologists, among others.
Orthopaedics | Spine - Thoracolumbar (TL) and sacral surgery | TL and sacral fusion and fixation implant | TL rod | STRYKER | Radius D 5.5 X 90mm Spinal Rod, Without Hex | 486613009 | Standalone | DE0008570 | As per HSA registered indication(s) except for radiolucent implants which should be used as follows:  in patients with primary or metastatic spinal tumours who would benefit from post-operative high dose high precision beam therapy upon appropriate and stringent patient selection;  Patient selection should be done via standardised assessment such as the neurological-oncological-mechanical systemic (NOMS) framework; and  The assessment should be carried out by a multidisciplinary team (MDT), which may be inclusive of, but not limited to, radiation oncologists, spine surgeons and interventional radiologists, among others.
Orthopaedics | Spine - Thoracolumbar (TL) and sacral surgery | TL and sacral fusion and fixation implant | TL rod connector system excluding locking screw | K2M | Rail/Rod Transverse Connector Caddy | 801-90125 | Standalone | DE0016949 | As per HSA registered indication(s)
Orthopaedics | Spine - Thoracolumbar (TL) and sacral surgery | TL and sacral fusion and fixation implant | TL hook set, clamp, staple, staple locking screw | MEDTRONIC | Ramped Thoracic, Narrow Blade, medium | 7541143 | Standalone | DE0000758 | As per HSA registered indication(s)
Orthopaedics | Spine - Thoracolumbar (TL) and sacral surgery | TL and sacral fusion and fixation implant | TL hook set, clamp, staple, staple locking screw | MEDTRONIC | Ramped Thoracic, Narrow Blade, small | 7541142 | Standalone | DE0000758 | As per HSA registered indication(s)
Orthopaedics | Spine - Thoracolumbar (TL) and sacral surgery | TL and sacral fusion and fixation implant | TL hook set, clamp, staple, staple locking screw | MEDTRONIC | Ramped Thoracic, Wide Blade, medium | 7541133 | Standalone | DE0000758 | As per HSA registered indication(s)
Orthopaedics | Spine - Thoracolumbar (TL) and sacral surgery | TL and sacral fusion and fixation implant | TL hook set, clamp, staple, staple locking screw | MEDTRONIC | RampNarrowBlade Hook M | 5441143 | Standalone | DE0008698 | As per HSA registered indication(s)
Orthopaedics | Spine - Thoracolumbar (TL) and sacral surgery | TL and sacral fusion and fixation implant | TL hook set, clamp, staple, staple locking screw | MEDTRONIC | RampNarrowBlade Hook S | 5441142 | Standalone | DE0008698 | As per HSA registered indication(s)
Orthopaedics | Spine - Thoracolumbar (TL) and sacral surgery | TL and sacral fusion and fixation implant | TL hook set, clamp, staple, staple locking screw | MEDTRONIC | RampWideBlade Hook M | 5441133 | Standalone | DE0008698 | As per HSA registered indication(s)
Orthopaedics | Spine - Thoracolumbar (TL) and sacral surgery | TL and sacral fusion and fixation implant | TL hook set, clamp, staple, staple locking screw | NuVasive Inc. | RELINE HS Hook, 0DEG S 30DEG 8mm | 10100908 | Standalone | DE0500730 | As per HSA registered indication(s)
Orthopaedics | Spine - Thoracolumbar (TL) and sacral surgery | TL and sacral fusion and fixation implant | TL hook set, clamp, staple, staple locking screw | NuVasive Inc. | RELINE HS Hook, 0DEG S 30DEG 10mm | 10100910 | Standalone | DE0500730 | As per HSA registered indication(s)
Orthopaedics | Spine - Thoracolumbar (TL) and sacral surgery | TL and sacral fusion and fixation implant | TL hook set, clamp, staple, staple locking screw | NuVasive Inc. | RELINE HS Hook, 0DEG S 30DEG 6mm | 10100906 | Standalone | DE0500730 | As per HSA registered indication(s)
Orthopaedics | Spine - Thoracolumbar (TL) and sacral surgery | TL and sacral fusion and fixation implant | TL hook set, clamp, staple, staple locking screw | NuVasive Inc. | RELINE HS Hook, 5DEG L 30DEG 10mm | 10100810 | Standalone | DE0500730 | As per HSA registered indication(s)
Orthopaedics | Spine - Thoracolumbar (TL) and sacral surgery | TL and sacral fusion and fixation implant | TL hook set, clamp, staple, staple locking screw | NuVasive Inc. | RELINE HS Hook, 5DEG L 30DEG 6mm | 10100806 | Standalone | DE0500730 | As per HSA registered indication(s)
Orthopaedics | Spine - Thoracolumbar (TL) and sacral surgery | TL and sacral fusion and fixation implant | TL hook set, clamp, staple, staple locking screw | NuVasive Inc. | RELINE HS Hook, 5DEG L 30DEG 8mm | 10100808 | Standalone | DE0500730 | As per HSA registered indication(s)
Orthopaedics | Spine - Thoracolumbar (TL) and sacral surgery | TL and sacral fusion and fixation implant | TL hook set, clamp, staple, staple locking screw | NuVasive Inc. | RELINE HS Hook, 5DEG R 30DEG 6mm | 10100706 | Standalone | DE0500730 | As per HSA registered indication(s)
Orthopaedics | Spine - Thoracolumbar (TL) and sacral surgery | TL and sacral fusion and fixation implant | TL hook set, clamp, staple, staple locking screw | NuVasive Inc. | RELINE HS Hook, 5DEG R 30DEG 10mm | 10100710 | Standalone | DE0500730 | As per HSA registered indication(s)
Orthopaedics | Spine - Thoracolumbar (TL) and sacral surgery | TL and sacral fusion and fixation implant | TL hook set, clamp, staple, staple locking screw | NuVasive Inc. | RELINE HS Hook, 5DEG R 30DEG 8mm | 10100708 | Standalone | DE0500730 | As per HSA registered indication(s)
Orthopaedics | Spine - Thoracolumbar (TL) and sacral surgery | TL and sacral fusion and fixation implant | TL pedicle screw - Locking screw | NuVasive Inc. | RELINE Lock Screw, 5.5mm Open Tulip | 13550000 | Standalone | DE0500730 | As per HSA registered indication(s) except for radiolucent implants which should be used as follows:  in patients with primary or metastatic spinal tumours who would benefit from post-operative high dose high precision beam therapy upon appropriate and stringent patient selection;  Patient selection should be done via standardised assessment such as the neurological-oncological-mechanical systemic (NOMS) framework; and  The assessment should be carried out by a multidisciplinary team (MDT), which may be inclusive of, but not limited to, radiation oncologists, spine surgeons and interventional radiologists, among others.
Orthopaedics | Spine - Thoracolumbar (TL) and sacral surgery | TL and sacral fusion and fixation implant | TL pedicle screw - Locking screw | NuVasive Inc. | RELINE Lock Screw, 6.0mm Open Tulip | 13600000 | Standalone | DE0500730 | As per HSA registered indication(s) except for radiolucent implants which should be used as follows:  in patients with primary or metastatic spinal tumours who would benefit from post-operative high dose high precision beam therapy upon appropriate and stringent patient selection;  Patient selection should be done via standardised assessment such as the neurological-oncological-mechanical systemic (NOMS) framework; and  The assessment should be carried out by a multidisciplinary team (MDT), which may be inclusive of, but not limited to, radiation oncologists, spine surgeons and interventional radiologists, among others.
Orthopaedics | Spine - Thoracolumbar (TL) and sacral surgery | TL and sacral fusion and fixation implant | TL pedicle screw - Locking screw | NuVasive Inc. | RELINE Lock Screw, Closed Tulip | 13000000 | Standalone | DE0500730 | As per HSA registered indication(s) except for radiolucent implants which should be used as follows:  in patients with primary or metastatic spinal tumours who would benefit from post-operative high dose high precision beam therapy upon appropriate and stringent patient selection;  Patient selection should be done via standardised assessment such as the neurological-oncological-mechanical systemic (NOMS) framework; and  The assessment should be carried out by a multidisciplinary team (MDT), which may be inclusive of, but not limited to, radiation oncologists, spine surgeons and interventional radiologists, among others.
Orthopaedics | Spine - Thoracolumbar (TL) and sacral surgery | TL and sacral fusion and fixation implant | TL rod | NuVasive Inc. | RELINE MAS CoCr Rod, 5.0x100mm Lordotic | 11450100 | Standalone | DE0500730 | As per HSA registered indication(s) except for radiolucent implants which should be used as follows:  in patients with primary or metastatic spinal tumours who would benefit from post-operative high dose high precision beam therapy upon appropriate and stringent patient selection;  Patient selection should be done via standardised assessment such as the neurological-oncological-mechanical systemic (NOMS) framework; and  The assessment should be carried out by a multidisciplinary team (MDT), which may be inclusive of, but not limited to, radiation oncologists, spine surgeons and interventional radiologists, among others.
Orthopaedics | Spine - Thoracolumbar (TL) and sacral surgery | TL and sacral fusion and fixation implant | TL rod | NuVasive Inc. | RELINE MAS CoCr Rod, 5.0x100mm Straight | 12450100 | Standalone | DE0500730 | As per HSA registered indication(s) except for radiolucent implants which should be used as follows:  in patients with primary or metastatic spinal tumours who would benefit from post-operative high dose high precision beam therapy upon appropriate and stringent patient selection;  Patient selection should be done via standardised assessment such as the neurological-oncological-mechanical systemic (NOMS) framework; and  The assessment should be carried out by a multidisciplinary team (MDT), which may be inclusive of, but not limited to, radiation oncologists, spine surgeons and interventional radiologists, among others.
Orthopaedics | Spine - Thoracolumbar (TL) and sacral surgery | TL and sacral fusion and fixation implant | TL rod | NuVasive Inc. | RELINE MAS CoCr Rod, 5.0x105mm Lordotic | 11450105 | Standalone | DE0500730 | As per HSA registered indication(s) except for radiolucent implants which should be used as follows:  in patients with primary or metastatic spinal tumours who would benefit from post-operative high dose high precision beam therapy upon appropriate and stringent patient selection;  Patient selection should be done via standardised assessment such as the neurological-oncological-mechanical systemic (NOMS) framework; and  The assessment should be carried out by a multidisciplinary team (MDT), which may be inclusive of, but not limited to, radiation oncologists, spine surgeons and interventional radiologists, among others.
Orthopaedics | Spine - Thoracolumbar (TL) and sacral surgery | TL and sacral fusion and fixation implant | TL rod | NuVasive Inc. | RELINE MAS CoCr Rod, 5.0x110mm Lordotic | 11450110 | Standalone | DE0500730 | As per HSA registered indication(s) except for radiolucent implants which should be used as follows:  in patients with primary or metastatic spinal tumours who would benefit from post-operative high dose high precision beam therapy upon appropriate and stringent patient selection;  Patient selection should be done via standardised assessment such as the neurological-oncological-mechanical systemic (NOMS) framework; and  The assessment should be carried out by a multidisciplinary team (MDT), which may be inclusive of, but not limited to, radiation oncologists, spine surgeons and interventional radiologists, among others.
Orthopaedics | Spine - Thoracolumbar (TL) and sacral surgery | TL and sacral fusion and fixation implant | TL rod | NuVasive Inc. | RELINE MAS CoCr Rod, 5.0x110mm Straight | 12450110 | Standalone | DE0500730 | As per HSA registered indication(s) except for radiolucent implants which should be used as follows:  in patients with primary or metastatic spinal tumours who would benefit from post-operative high dose high precision beam therapy upon appropriate and stringent patient selection;  Patient selection should be done via standardised assessment such as the neurological-oncological-mechanical systemic (NOMS) framework; and  The assessment should be carried out by a multidisciplinary team (MDT), which may be inclusive of, but not limited to, radiation oncologists, spine surgeons and interventional radiologists, among others.
Orthopaedics | Spine - Thoracolumbar (TL) and sacral surgery | TL and sacral fusion and fixation implant | TL rod | NuVasive Inc. | RELINE MAS CoCr Rod, 5.0x115mm Lordotic | 11450115 | Standalone | DE0500730 | As per HSA registered indication(s) except for radiolucent implants which should be used as follows:  in patients with primary or metastatic spinal tumours who would benefit from post-operative high dose high precision beam therapy upon appropriate and stringent patient selection;  Patient selection should be done via standardised assessment such as the neurological-oncological-mechanical systemic (NOMS) framework; and  The assessment should be carried out by a multidisciplinary team (MDT), which may be inclusive of, but not limited to, radiation oncologists, spine surgeons and interventional radiologists, among others.
Orthopaedics | Spine - Thoracolumbar (TL) and sacral surgery | TL and sacral fusion and fixation implant | TL rod | NuVasive Inc. | RELINE MAS CoCr Rod, 5.0x120mm Lordotic | 11450120 | Standalone | DE0500730 | As per HSA registered indication(s) except for radiolucent implants which should be used as follows:  in patients with primary or metastatic spinal tumours who would benefit from post-operative high dose high precision beam therapy upon appropriate and stringent patient selection;  Patient selection should be done via standardised assessment such as the neurological-oncological-mechanical systemic (NOMS) framework; and  The assessment should be carried out by a multidisciplinary team (MDT), which may be inclusive of, but not limited to, radiation oncologists, spine surgeons and interventional radiologists, among others.
Orthopaedics | Spine - Thoracolumbar (TL) and sacral surgery | TL and sacral fusion and fixation implant | TL rod | NuVasive Inc. | RELINE MAS CoCr Rod, 5.0x120mm Straight | 12450120 | Standalone | DE0500730 | As per HSA registered indication(s) except for radiolucent implants which should be used as follows:  in patients with primary or metastatic spinal tumours who would benefit from post-operative high dose high precision beam therapy upon appropriate and stringent patient selection;  Patient selection should be done via standardised assessment such as the neurological-oncological-mechanical systemic (NOMS) framework; and  The assessment should be carried out by a multidisciplinary team (MDT), which may be inclusive of, but not limited to, radiation oncologists, spine surgeons and interventional radiologists, among others.
Orthopaedics | Spine - Thoracolumbar (TL) and sacral surgery | TL and sacral fusion and fixation implant | TL rod | NuVasive Inc. | RELINE MAS CoCr Rod, 5.0x125mm Lordotic | 11450125 | Standalone | DE0500730 | As per HSA registered indication(s) except for radiolucent implants which should be used as follows:  in patients with primary or metastatic spinal tumours who would benefit from post-operative high dose high precision beam therapy upon appropriate and stringent patient selection;  Patient selection should be done via standardised assessment such as the neurological-oncological-mechanical systemic (NOMS) framework; and  The assessment should be carried out by a multidisciplinary team (MDT), which may be inclusive of, but not limited to, radiation oncologists, spine surgeons and interventional radiologists, among others.
Orthopaedics | Spine - Thoracolumbar (TL) and sacral surgery | TL and sacral fusion and fixation implant | TL rod | NuVasive Inc. | RELINE MAS CoCr Rod, 5.0x130mm Lordotic | 11450130 | Standalone | DE0500730 | As per HSA registered indication(s) except for radiolucent implants which should be used as follows:  in patients with primary or metastatic spinal tumours who would benefit from post-operative high dose high precision beam therapy upon appropriate and stringent patient selection;  Patient selection should be done via standardised assessment such as the neurological-oncological-mechanical systemic (NOMS) framework; and  The assessment should be carried out by a multidisciplinary team (MDT), which may be inclusive of, but not limited to, radiation oncologists, spine surgeons and interventional radiologists, among others.
Orthopaedics | Spine - Thoracolumbar (TL) and sacral surgery | TL and sacral fusion and fixation implant | TL rod | NuVasive Inc. | RELINE MAS CoCr Rod, 5.0x130mm Straight | 12450130 | Standalone | DE0500730 | As per HSA registered indication(s) except for radiolucent implants which should be used as follows:  in patients with primary or metastatic spinal tumours who would benefit from post-operative high dose high precision beam therapy upon appropriate and stringent patient selection;  Patient selection should be done via standardised assessment such as the neurological-oncological-mechanical systemic (NOMS) framework; and  The assessment should be carried out by a multidisciplinary team (MDT), which may be inclusive of, but not limited to, radiation oncologists, spine surgeons and interventional radiologists, among others.
Orthopaedics | Spine - Thoracolumbar (TL) and sacral surgery | TL and sacral fusion and fixation implant | TL rod | NuVasive Inc. | RELINE MAS CoCr Rod, 5.0x135mm Lordotic | 11450135 | Standalone | DE0500730 | As per HSA registered indication(s) except for radiolucent implants which should be used as follows:  in patients with primary or metastatic spinal tumours who would benefit from post-operative high dose high precision beam therapy upon appropriate and stringent patient selection;  Patient selection should be done via standardised assessment such as the neurological-oncological-mechanical systemic (NOMS) framework; and  The assessment should be carried out by a multidisciplinary team (MDT), which may be inclusive of, but not limited to, radiation oncologists, spine surgeons and interventional radiologists, among others.
Orthopaedics | Spine - Thoracolumbar (TL) and sacral surgery | TL and sacral fusion and fixation implant | TL rod | NuVasive Inc. | RELINE MAS CoCr Rod, 5.0x140mm Lordotic | 11450140 | Standalone | DE0500730 | As per HSA registered indication(s) except for radiolucent implants which should be used as follows:  in patients with primary or metastatic spinal tumours who would benefit from post-operative high dose high precision beam therapy upon appropriate and stringent patient selection;  Patient selection should be done via standardised assessment such as the neurological-oncological-mechanical systemic (NOMS) framework; and  The assessment should be carried out by a multidisciplinary team (MDT), which may be inclusive of, but not limited to, radiation oncologists, spine surgeons and interventional radiologists, among others.
Orthopaedics | Spine - Thoracolumbar (TL) and sacral surgery | TL and sacral fusion and fixation implant | TL rod | NuVasive Inc. | RELINE MAS CoCr Rod, 5.0x140mm Straight | 12450140 | Standalone | DE0500730 | As per HSA registered indication(s) except for radiolucent implants which should be used as follows:  in patients with primary or metastatic spinal tumours who would benefit from post-operative high dose high precision beam therapy upon appropriate and stringent patient selection;  Patient selection should be done via standardised assessment such as the neurological-oncological-mechanical systemic (NOMS) framework; and  The assessment should be carried out by a multidisciplinary team (MDT), which may be inclusive of, but not limited to, radiation oncologists, spine surgeons and interventional radiologists, among others.
Orthopaedics | Spine - Thoracolumbar (TL) and sacral surgery | TL and sacral fusion and fixation implant | TL rod | NuVasive Inc. | RELINE MAS CoCr Rod, 5.0x145mm Lordotic | 11450145 | Standalone | DE0500730 | As per HSA registered indication(s) except for radiolucent implants which should be used as follows:  in patients with primary or metastatic spinal tumours who would benefit from post-operative high dose high precision beam therapy upon appropriate and stringent patient selection;  Patient selection should be done via standardised assessment such as the neurological-oncological-mechanical systemic (NOMS) framework; and  The assessment should be carried out by a multidisciplinary team (MDT), which may be inclusive of, but not limited to, radiation oncologists, spine surgeons and interventional radiologists, among others.
Orthopaedics | Spine - Thoracolumbar (TL) and sacral surgery | TL and sacral fusion and fixation implant | TL rod | NuVasive Inc. | RELINE MAS CoCr Rod, 5.0x150mm Lordotic | 11450150 | Standalone | DE0500730 | As per HSA registered indication(s) except for radiolucent implants which should be used as follows:  in patients with primary or metastatic spinal tumours who would benefit from post-operative high dose high precision beam therapy upon appropriate and stringent patient selection;  Patient selection should be done via standardised assessment such as the neurological-oncological-mechanical systemic (NOMS) framework; and  The assessment should be carried out by a multidisciplinary team (MDT), which may be inclusive of, but not limited to, radiation oncologists, spine surgeons and interventional radiologists, among others.
Orthopaedics | Spine - Thoracolumbar (TL) and sacral surgery | TL and sacral fusion and fixation implant | TL rod | NuVasive Inc. | RELINE MAS CoCr Rod, 5.0x150mm Straight | 12450150 | Standalone | DE0500730 | As per HSA registered indication(s) except for radiolucent implants which should be used as follows:  in patients with primary or metastatic spinal tumours who would benefit from post-operative high dose high precision beam therapy upon appropriate and stringent patient selection;  Patient selection should be done via standardised assessment such as the neurological-oncological-mechanical systemic (NOMS) framework; and  The assessment should be carried out by a multidisciplinary team (MDT), which may be inclusive of, but not limited to, radiation oncologists, spine surgeons and interventional radiologists, among others.
Orthopaedics | Spine - Thoracolumbar (TL) and sacral surgery | TL and sacral fusion and fixation implant | TL rod | NuVasive Inc. | RELINE MAS CoCr Rod, 5.0x155mm Lordotic | 11450155 | Standalone | DE0500730 | As per HSA registered indication(s) except for radiolucent implants which should be used as follows:  in patients with primary or metastatic spinal tumours who would benefit from post-operative high dose high precision beam therapy upon appropriate and stringent patient selection;  Patient selection should be done via standardised assessment such as the neurological-oncological-mechanical systemic (NOMS) framework; and  The assessment should be carried out by a multidisciplinary team (MDT), which may be inclusive of, but not limited to, radiation oncologists, spine surgeons and interventional radiologists, among others.
Orthopaedics | Spine - Thoracolumbar (TL) and sacral surgery | TL and sacral fusion and fixation implant | TL rod | NuVasive Inc. | RELINE MAS CoCr Rod, 5.0x15mm Lordotic | 11450015 | Standalone | DE0500730 | As per HSA registered indication(s) except for radiolucent implants which should be used as follows:  in patients with primary or metastatic spinal tumours who would benefit from post-operative high dose high precision beam therapy upon appropriate and stringent patient selection;  Patient selection should be done via standardised assessment such as the neurological-oncological-mechanical systemic (NOMS) framework; and  The assessment should be carried out by a multidisciplinary team (MDT), which may be inclusive of, but not limited to, radiation oncologists, spine surgeons and interventional radiologists, among others.
Orthopaedics | Spine - Thoracolumbar (TL) and sacral surgery | TL and sacral fusion and fixation implant | TL rod | NuVasive Inc. | RELINE MAS CoCr Rod, 5.0x15mm Straight | 12450015 | Standalone | DE0500730 | As per HSA registered indication(s) except for radiolucent implants which should be used as follows:  in patients with primary or metastatic spinal tumours who would benefit from post-operative high dose high precision beam therapy upon appropriate and stringent patient selection;  Patient selection should be done via standardised assessment such as the neurological-oncological-mechanical systemic (NOMS) framework; and  The assessment should be carried out by a multidisciplinary team (MDT), which may be inclusive of, but not limited to, radiation oncologists, spine surgeons and interventional radiologists, among others.
Orthopaedics | Spine - Thoracolumbar (TL) and sacral surgery | TL and sacral fusion and fixation implant | TL rod | NuVasive Inc. | RELINE MAS CoCr Rod, 5.0x160mm Lordotic | 11450160 | Standalone | DE0500730 | As per HSA registered indication(s) except for radiolucent implants which should be used as follows:  in patients with primary or metastatic spinal tumours who would benefit from post-operative high dose high precision beam therapy upon appropriate and stringent patient selection;  Patient selection should be done via standardised assessment such as the neurological-oncological-mechanical systemic (NOMS) framework; and  The assessment should be carried out by a multidisciplinary team (MDT), which may be inclusive of, but not limited to, radiation oncologists, spine surgeons and interventional radiologists, among others.
Orthopaedics | Spine - Thoracolumbar (TL) and sacral surgery | TL and sacral fusion and fixation implant | TL rod | NuVasive Inc. | RELINE MAS CoCr Rod, 5.0x160mm Straight | 12450160 | Standalone | DE0500730 | As per HSA registered indication(s) except for radiolucent implants which should be used as follows:  in patients with primary or metastatic spinal tumours who would benefit from post-operative high dose high precision beam therapy upon appropriate and stringent patient selection;  Patient selection should be done via standardised assessment such as the neurological-oncological-mechanical systemic (NOMS) framework; and  The assessment should be carried out by a multidisciplinary team (MDT), which may be inclusive of, but not limited to, radiation oncologists, spine surgeons and interventional radiologists, among others.
Orthopaedics | Spine - Thoracolumbar (TL) and sacral surgery | TL and sacral fusion and fixation implant | TL rod | NuVasive Inc. | RELINE MAS CoCr Rod, 5.0x165mm Lordotic | 11450165 | Standalone | DE0500730 | As per HSA registered indication(s) except for radiolucent implants which should be used as follows:  in patients with primary or metastatic spinal tumours who would benefit from post-operative high dose high precision beam therapy upon appropriate and stringent patient selection;  Patient selection should be done via standardised assessment such as the neurological-oncological-mechanical systemic (NOMS) framework; and  The assessment should be carried out by a multidisciplinary team (MDT), which may be inclusive of, but not limited to, radiation oncologists, spine surgeons and interventional radiologists, among others.
Orthopaedics | Spine - Thoracolumbar (TL) and sacral surgery | TL and sacral fusion and fixation implant | TL rod | NuVasive Inc. | RELINE MAS CoCr Rod, 5.0x170mm Lordotic | 11450170 | Standalone | DE0500730 | As per HSA registered indication(s) except for radiolucent implants which should be used as follows:  in patients with primary or metastatic spinal tumours who would benefit from post-operative high dose high precision beam therapy upon appropriate and stringent patient selection;  Patient selection should be done via standardised assessment such as the neurological-oncological-mechanical systemic (NOMS) framework; and  The assessment should be carried out by a multidisciplinary team (MDT), which may be inclusive of, but not limited to, radiation oncologists, spine surgeons and interventional radiologists, among others.
Orthopaedics | Spine - Thoracolumbar (TL) and sacral surgery | TL and sacral fusion and fixation implant | TL rod | NuVasive Inc. | RELINE MAS CoCr Rod, 5.0x170mm Straight | 12450170 | Standalone | DE0500730 | As per HSA registered indication(s) except for radiolucent implants which should be used as follows:  in patients with primary or metastatic spinal tumours who would benefit from post-operative high dose high precision beam therapy upon appropriate and stringent patient selection;  Patient selection should be done via standardised assessment such as the neurological-oncological-mechanical systemic (NOMS) framework; and  The assessment should be carried out by a multidisciplinary team (MDT), which may be inclusive of, but not limited to, radiation oncologists, spine surgeons and interventional radiologists, among others.
Orthopaedics | Spine - Thoracolumbar (TL) and sacral surgery | TL and sacral fusion and fixation implant | TL rod | NuVasive Inc. | RELINE MAS CoCr Rod, 5.0x175mm Lordotic | 11450175 | Standalone | DE0500730 | As per HSA registered indication(s) except for radiolucent implants which should be used as follows:  in patients with primary or metastatic spinal tumours who would benefit from post-operative high dose high precision beam therapy upon appropriate and stringent patient selection;  Patient selection should be done via standardised assessment such as the neurological-oncological-mechanical systemic (NOMS) framework; and  The assessment should be carried out by a multidisciplinary team (MDT), which may be inclusive of, but not limited to, radiation oncologists, spine surgeons and interventional radiologists, among others.
Orthopaedics | Spine - Thoracolumbar (TL) and sacral surgery | TL and sacral fusion and fixation implant | TL rod | NuVasive Inc. | RELINE MAS CoCr Rod, 5.0x180mm Lordotic | 11450180 | Standalone | DE0500730 | As per HSA registered indication(s) except for radiolucent implants which should be used as follows:  in patients with primary or metastatic spinal tumours who would benefit from post-operative high dose high precision beam therapy upon appropriate and stringent patient selection;  Patient selection should be done via standardised assessment such as the neurological-oncological-mechanical systemic (NOMS) framework; and  The assessment should be carried out by a multidisciplinary team (MDT), which may be inclusive of, but not limited to, radiation oncologists, spine surgeons and interventional radiologists, among others.
Orthopaedics | Spine - Thoracolumbar (TL) and sacral surgery | TL and sacral fusion and fixation implant | TL rod | NuVasive Inc. | RELINE MAS CoCr Rod, 5.0x180mm Straight | 12450180 | Standalone | DE0500730 | As per HSA registered indication(s) except for radiolucent implants which should be used as follows:  in patients with primary or metastatic spinal tumours who would benefit from post-operative high dose high precision beam therapy upon appropriate and stringent patient selection;  Patient selection should be done via standardised assessment such as the neurological-oncological-mechanical systemic (NOMS) framework; and  The assessment should be carried out by a multidisciplinary team (MDT), which may be inclusive of, but not limited to, radiation oncologists, spine surgeons and interventional radiologists, among others.
Orthopaedics | Spine - Thoracolumbar (TL) and sacral surgery | TL and sacral fusion and fixation implant | TL rod | NuVasive Inc. | RELINE MAS CoCr Rod, 5.0x185mm Lordotic | 11450185 | Standalone | DE0500730 | As per HSA registered indication(s) except for radiolucent implants which should be used as follows:  in patients with primary or metastatic spinal tumours who would benefit from post-operative high dose high precision beam therapy upon appropriate and stringent patient selection;  Patient selection should be done via standardised assessment such as the neurological-oncological-mechanical systemic (NOMS) framework; and  The assessment should be carried out by a multidisciplinary team (MDT), which may be inclusive of, but not limited to, radiation oncologists, spine surgeons and interventional radiologists, among others.
Orthopaedics | Spine - Thoracolumbar (TL) and sacral surgery | TL and sacral fusion and fixation implant | TL rod | NuVasive Inc. | RELINE MAS CoCr Rod, 5.0x190mm Lordotic | 11450190 | Standalone | DE0500730 | As per HSA registered indication(s) except for radiolucent implants which should be used as follows:  in patients with primary or metastatic spinal tumours who would benefit from post-operative high dose high precision beam therapy upon appropriate and stringent patient selection;  Patient selection should be done via standardised assessment such as the neurological-oncological-mechanical systemic (NOMS) framework; and  The assessment should be carried out by a multidisciplinary team (MDT), which may be inclusive of, but not limited to, radiation oncologists, spine surgeons and interventional radiologists, among others.
Orthopaedics | Spine - Thoracolumbar (TL) and sacral surgery | TL and sacral fusion and fixation implant | TL rod | NuVasive Inc. | RELINE MAS CoCr Rod, 5.0x190mm Straight | 12450190 | Standalone | DE0500730 | As per HSA registered indication(s) except for radiolucent implants which should be used as follows:  in patients with primary or metastatic spinal tumours who would benefit from post-operative high dose high precision beam therapy upon appropriate and stringent patient selection;  Patient selection should be done via standardised assessment such as the neurological-oncological-mechanical systemic (NOMS) framework; and  The assessment should be carried out by a multidisciplinary team (MDT), which may be inclusive of, but not limited to, radiation oncologists, spine surgeons and interventional radiologists, among others.
Orthopaedics | Spine - Thoracolumbar (TL) and sacral surgery | TL and sacral fusion and fixation implant | TL rod | NuVasive Inc. | RELINE MAS CoCr Rod, 5.0x195mm Lordotic | 11450195 | Standalone | DE0500730 | As per HSA registered indication(s) except for radiolucent implants which should be used as follows:  in patients with primary or metastatic spinal tumours who would benefit from post-operative high dose high precision beam therapy upon appropriate and stringent patient selection;  Patient selection should be done via standardised assessment such as the neurological-oncological-mechanical systemic (NOMS) framework; and  The assessment should be carried out by a multidisciplinary team (MDT), which may be inclusive of, but not limited to, radiation oncologists, spine surgeons and interventional radiologists, among others.
Orthopaedics | Spine - Thoracolumbar (TL) and sacral surgery | TL and sacral fusion and fixation implant | TL rod | NuVasive Inc. | RELINE MAS CoCr Rod, 5.0x200mm Lordotic | 11450200 | Standalone | DE0500730 | As per HSA registered indication(s) except for radiolucent implants which should be used as follows:  in patients with primary or metastatic spinal tumours who would benefit from post-operative high dose high precision beam therapy upon appropriate and stringent patient selection;  Patient selection should be done via standardised assessment such as the neurological-oncological-mechanical systemic (NOMS) framework; and  The assessment should be carried out by a multidisciplinary team (MDT), which may be inclusive of, but not limited to, radiation oncologists, spine surgeons and interventional radiologists, among others.
Orthopaedics | Spine - Thoracolumbar (TL) and sacral surgery | TL and sacral fusion and fixation implant | TL rod | NuVasive Inc. | RELINE MAS CoCr Rod, 5.0x200mm Straight | 12450200 | Standalone | DE0500730 | As per HSA registered indication(s) except for radiolucent implants which should be used as follows:  in patients with primary or metastatic spinal tumours who would benefit from post-operative high dose high precision beam therapy upon appropriate and stringent patient selection;  Patient selection should be done via standardised assessment such as the neurological-oncological-mechanical systemic (NOMS) framework; and  The assessment should be carried out by a multidisciplinary team (MDT), which may be inclusive of, but not limited to, radiation oncologists, spine surgeons and interventional radiologists, among others.
Orthopaedics | Spine - Thoracolumbar (TL) and sacral surgery | TL and sacral fusion and fixation implant | TL rod | NuVasive Inc. | RELINE MAS CoCr Rod, 5.0x20mm Lordotic | 11450020 | Standalone | DE0500730 | As per HSA registered indication(s) except for radiolucent implants which should be used as follows:  in patients with primary or metastatic spinal tumours who would benefit from post-operative high dose high precision beam therapy upon appropriate and stringent patient selection;  Patient selection should be done via standardised assessment such as the neurological-oncological-mechanical systemic (NOMS) framework; and  The assessment should be carried out by a multidisciplinary team (MDT), which may be inclusive of, but not limited to, radiation oncologists, spine surgeons and interventional radiologists, among others.
Orthopaedics | Spine - Thoracolumbar (TL) and sacral surgery | TL and sacral fusion and fixation implant | TL rod | NuVasive Inc. | RELINE MAS CoCr Rod, 5.0x20mm Straight | 12450020 | Standalone | DE0500730 | As per HSA registered indication(s) except for radiolucent implants which should be used as follows:  in patients with primary or metastatic spinal tumours who would benefit from post-operative high dose high precision beam therapy upon appropriate and stringent patient selection;  Patient selection should be done via standardised assessment such as the neurological-oncological-mechanical systemic (NOMS) framework; and  The assessment should be carried out by a multidisciplinary team (MDT), which may be inclusive of, but not limited to, radiation oncologists, spine surgeons and interventional radiologists, among others.
Orthopaedics | Spine - Thoracolumbar (TL) and sacral surgery | TL and sacral fusion and fixation implant | TL rod | NuVasive Inc. | RELINE MAS CoCr Rod, 5.0x210mm Straight | 12450210 | Standalone | DE0500730 | As per HSA registered indication(s) except for radiolucent implants which should be used as follows:  in patients with primary or metastatic spinal tumours who would benefit from post-operative high dose high precision beam therapy upon appropriate and stringent patient selection;  Patient selection should be done via standardised assessment such as the neurological-oncological-mechanical systemic (NOMS) framework; and  The assessment should be carried out by a multidisciplinary team (MDT), which may be inclusive of, but not limited to, radiation oncologists, spine surgeons and interventional radiologists, among others.
Orthopaedics | Spine - Thoracolumbar (TL) and sacral surgery | TL and sacral fusion and fixation implant | TL rod | NuVasive Inc. | RELINE MAS CoCr Rod, 5.0x220mm Straight | 12450220 | Standalone | DE0500730 | As per HSA registered indication(s) except for radiolucent implants which should be used as follows:  in patients with primary or metastatic spinal tumours who would benefit from post-operative high dose high precision beam therapy upon appropriate and stringent patient selection;  Patient selection should be done via standardised assessment such as the neurological-oncological-mechanical systemic (NOMS) framework; and  The assessment should be carried out by a multidisciplinary team (MDT), which may be inclusive of, but not limited to, radiation oncologists, spine surgeons and interventional radiologists, among others.
Orthopaedics | Spine - Thoracolumbar (TL) and sacral surgery | TL and sacral fusion and fixation implant | TL rod | NuVasive Inc. | RELINE MAS CoCr Rod, 5.0x230mm Straight | 12450230 | Standalone | DE0500730 | As per HSA registered indication(s) except for radiolucent implants which should be used as follows:  in patients with primary or metastatic spinal tumours who would benefit from post-operative high dose high precision beam therapy upon appropriate and stringent patient selection;  Patient selection should be done via standardised assessment such as the neurological-oncological-mechanical systemic (NOMS) framework; and  The assessment should be carried out by a multidisciplinary team (MDT), which may be inclusive of, but not limited to, radiation oncologists, spine surgeons and interventional radiologists, among others.
Orthopaedics | Spine - Thoracolumbar (TL) and sacral surgery | TL and sacral fusion and fixation implant | TL rod | NuVasive Inc. | RELINE MAS CoCr Rod, 5.0x240mm Straight | 12450240 | Standalone | DE0500730 | As per HSA registered indication(s) except for radiolucent implants which should be used as follows:  in patients with primary or metastatic spinal tumours who would benefit from post-operative high dose high precision beam therapy upon appropriate and stringent patient selection;  Patient selection should be done via standardised assessment such as the neurological-oncological-mechanical systemic (NOMS) framework; and  The assessment should be carried out by a multidisciplinary team (MDT), which may be inclusive of, but not limited to, radiation oncologists, spine surgeons and interventional radiologists, among others.
Orthopaedics | Spine - Thoracolumbar (TL) and sacral surgery | TL and sacral fusion and fixation implant | TL rod | NuVasive Inc. | RELINE MAS CoCr Rod, 5.0x250mm Straight | 12450250 | Standalone | DE0500730 | As per HSA registered indication(s) except for radiolucent implants which should be used as follows:  in patients with primary or metastatic spinal tumours who would benefit from post-operative high dose high precision beam therapy upon appropriate and stringent patient selection;  Patient selection should be done via standardised assessment such as the neurological-oncological-mechanical systemic (NOMS) framework; and  The assessment should be carried out by a multidisciplinary team (MDT), which may be inclusive of, but not limited to, radiation oncologists, spine surgeons and interventional radiologists, among others.
Orthopaedics | Spine - Thoracolumbar (TL) and sacral surgery | TL and sacral fusion and fixation implant | TL rod | NuVasive Inc. | RELINE MAS CoCr Rod, 5.0x25mm Lordotic | 11450025 | Standalone | DE0500730 | As per HSA registered indication(s) except for radiolucent implants which should be used as follows:  in patients with primary or metastatic spinal tumours who would benefit from post-operative high dose high precision beam therapy upon appropriate and stringent patient selection;  Patient selection should be done via standardised assessment such as the neurological-oncological-mechanical systemic (NOMS) framework; and  The assessment should be carried out by a multidisciplinary team (MDT), which may be inclusive of, but not limited to, radiation oncologists, spine surgeons and interventional radiologists, among others.
Orthopaedics | Spine - Thoracolumbar (TL) and sacral surgery | TL and sacral fusion and fixation implant | TL rod | NuVasive Inc. | RELINE MAS CoCr Rod, 5.0x25mm Straight | 12450025 | Standalone | DE0500730 | As per HSA registered indication(s) except for radiolucent implants which should be used as follows:  in patients with primary or metastatic spinal tumours who would benefit from post-operative high dose high precision beam therapy upon appropriate and stringent patient selection;  Patient selection should be done via standardised assessment such as the neurological-oncological-mechanical systemic (NOMS) framework; and  The assessment should be carried out by a multidisciplinary team (MDT), which may be inclusive of, but not limited to, radiation oncologists, spine surgeons and interventional radiologists, among others.
Orthopaedics | Spine - Thoracolumbar (TL) and sacral surgery | TL and sacral fusion and fixation implant | TL rod | NuVasive Inc. | RELINE MAS CoCr Rod, 5.0x260mm Straight | 12450260 | Standalone | DE0500730 | As per HSA registered indication(s) except for radiolucent implants which should be used as follows:  in patients with primary or metastatic spinal tumours who would benefit from post-operative high dose high precision beam therapy upon appropriate and stringent patient selection;  Patient selection should be done via standardised assessment such as the neurological-oncological-mechanical systemic (NOMS) framework; and  The assessment should be carried out by a multidisciplinary team (MDT), which may be inclusive of, but not limited to, radiation oncologists, spine surgeons and interventional radiologists, among others.
Orthopaedics | Spine - Thoracolumbar (TL) and sacral surgery | TL and sacral fusion and fixation implant | TL rod | NuVasive Inc. | RELINE MAS CoCr Rod, 5.0x270mm Straight | 12450270 | Standalone | DE0500730 | As per HSA registered indication(s) except for radiolucent implants which should be used as follows:  in patients with primary or metastatic spinal tumours who would benefit from post-operative high dose high precision beam therapy upon appropriate and stringent patient selection;  Patient selection should be done via standardised assessment such as the neurological-oncological-mechanical systemic (NOMS) framework; and  The assessment should be carried out by a multidisciplinary team (MDT), which may be inclusive of, but not limited to, radiation oncologists, spine surgeons and interventional radiologists, among others.
Orthopaedics | Spine - Thoracolumbar (TL) and sacral surgery | TL and sacral fusion and fixation implant | TL rod | NuVasive Inc. | RELINE MAS CoCr Rod, 5.0x280mm Straight | 12450280 | Standalone | DE0500730 | As per HSA registered indication(s) except for radiolucent implants which should be used as follows:  in patients with primary or metastatic spinal tumours who would benefit from post-operative high dose high precision beam therapy upon appropriate and stringent patient selection;  Patient selection should be done via standardised assessment such as the neurological-oncological-mechanical systemic (NOMS) framework; and  The assessment should be carried out by a multidisciplinary team (MDT), which may be inclusive of, but not limited to, radiation oncologists, spine surgeons and interventional radiologists, among others.
Orthopaedics | Spine - Thoracolumbar (TL) and sacral surgery | TL and sacral fusion and fixation implant | TL rod | NuVasive Inc. | RELINE MAS CoCr Rod, 5.0x290mm Straight | 12450290 | Standalone | DE0500730 | As per HSA registered indication(s) except for radiolucent implants which should be used as follows:  in patients with primary or metastatic spinal tumours who would benefit from post-operative high dose high precision beam therapy upon appropriate and stringent patient selection;  Patient selection should be done via standardised assessment such as the neurological-oncological-mechanical systemic (NOMS) framework; and  The assessment should be carried out by a multidisciplinary team (MDT), which may be inclusive of, but not limited to, radiation oncologists, spine surgeons and interventional radiologists, among others.
Orthopaedics | Spine - Thoracolumbar (TL) and sacral surgery | TL and sacral fusion and fixation implant | TL rod | NuVasive Inc. | RELINE MAS CoCr Rod, 5.0x300mm Straight | 12450300 | Standalone | DE0500730 | As per HSA registered indication(s) except for radiolucent implants which should be used as follows:  in patients with primary or metastatic spinal tumours who would benefit from post-operative high dose high precision beam therapy upon appropriate and stringent patient selection;  Patient selection should be done via standardised assessment such as the neurological-oncological-mechanical systemic (NOMS) framework; and  The assessment should be carried out by a multidisciplinary team (MDT), which may be inclusive of, but not limited to, radiation oncologists, spine surgeons and interventional radiologists, among others.
Orthopaedics | Spine - Thoracolumbar (TL) and sacral surgery | TL and sacral fusion and fixation implant | TL rod | NuVasive Inc. | RELINE MAS CoCr Rod, 5.0x30mm Lordotic | 11450030 | Standalone | DE0500730 | As per HSA registered indication(s) except for radiolucent implants which should be used as follows:  in patients with primary or metastatic spinal tumours who would benefit from post-operative high dose high precision beam therapy upon appropriate and stringent patient selection;  Patient selection should be done via standardised assessment such as the neurological-oncological-mechanical systemic (NOMS) framework; and  The assessment should be carried out by a multidisciplinary team (MDT), which may be inclusive of, but not limited to, radiation oncologists, spine surgeons and interventional radiologists, among others.
Orthopaedics | Spine - Thoracolumbar (TL) and sacral surgery | TL and sacral fusion and fixation implant | TL rod | NuVasive Inc. | RELINE MAS CoCr Rod, 5.0x30mm Straight | 12450030 | Standalone | DE0500730 | As per HSA registered indication(s) except for radiolucent implants which should be used as follows:  in patients with primary or metastatic spinal tumours who would benefit from post-operative high dose high precision beam therapy upon appropriate and stringent patient selection;  Patient selection should be done via standardised assessment such as the neurological-oncological-mechanical systemic (NOMS) framework; and  The assessment should be carried out by a multidisciplinary team (MDT), which may be inclusive of, but not limited to, radiation oncologists, spine surgeons and interventional radiologists, among others.
Orthopaedics | Spine - Thoracolumbar (TL) and sacral surgery | TL and sacral fusion and fixation implant | TL rod | NuVasive Inc. | RELINE MAS CoCr Rod, 5.0x310mm Straight | 12450310 | Standalone | DE0500730 | As per HSA registered indication(s) except for radiolucent implants which should be used as follows:  in patients with primary or metastatic spinal tumours who would benefit from post-operative high dose high precision beam therapy upon appropriate and stringent patient selection;  Patient selection should be done via standardised assessment such as the neurological-oncological-mechanical systemic (NOMS) framework; and  The assessment should be carried out by a multidisciplinary team (MDT), which may be inclusive of, but not limited to, radiation oncologists, spine surgeons and interventional radiologists, among others.
Orthopaedics | Spine - Thoracolumbar (TL) and sacral surgery | TL and sacral fusion and fixation implant | TL rod | NuVasive Inc. | RELINE MAS CoCr Rod, 5.0x320mm Straight | 12450320 | Standalone | DE0500730 | As per HSA registered indication(s) except for radiolucent implants which should be used as follows:  in patients with primary or metastatic spinal tumours who would benefit from post-operative high dose high precision beam therapy upon appropriate and stringent patient selection;  Patient selection should be done via standardised assessment such as the neurological-oncological-mechanical systemic (NOMS) framework; and  The assessment should be carried out by a multidisciplinary team (MDT), which may be inclusive of, but not limited to, radiation oncologists, spine surgeons and interventional radiologists, among others.
Orthopaedics | Spine - Thoracolumbar (TL) and sacral surgery | TL and sacral fusion and fixation implant | TL rod | NuVasive Inc. | RELINE MAS CoCr Rod, 5.0x330mm Straight | 12450330 | Standalone | DE0500730 | As per HSA registered indication(s) except for radiolucent implants which should be used as follows:  in patients with primary or metastatic spinal tumours who would benefit from post-operative high dose high precision beam therapy upon appropriate and stringent patient selection;  Patient selection should be done via standardised assessment such as the neurological-oncological-mechanical systemic (NOMS) framework; and  The assessment should be carried out by a multidisciplinary team (MDT), which may be inclusive of, but not limited to, radiation oncologists, spine surgeons and interventional radiologists, among others.
Orthopaedics | Spine - Thoracolumbar (TL) and sacral surgery | TL and sacral fusion and fixation implant | TL rod | NuVasive Inc. | RELINE MAS CoCr Rod, 5.0x340mm Straight | 12450340 | Standalone | DE0500730 | As per HSA registered indication(s) except for radiolucent implants which should be used as follows:  in patients with primary or metastatic spinal tumours who would benefit from post-operative high dose high precision beam therapy upon appropriate and stringent patient selection;  Patient selection should be done via standardised assessment such as the neurological-oncological-mechanical systemic (NOMS) framework; and  The assessment should be carried out by a multidisciplinary team (MDT), which may be inclusive of, but not limited to, radiation oncologists, spine surgeons and interventional radiologists, among others.
Orthopaedics | Spine - Thoracolumbar (TL) and sacral surgery | TL and sacral fusion and fixation implant | TL rod | NuVasive Inc. | RELINE MAS CoCr Rod, 5.0x350mm Straight | 12450350 | Standalone | DE0500730 | As per HSA registered indication(s) except for radiolucent implants which should be used as follows:  in patients with primary or metastatic spinal tumours who would benefit from post-operative high dose high precision beam therapy upon appropriate and stringent patient selection;  Patient selection should be done via standardised assessment such as the neurological-oncological-mechanical systemic (NOMS) framework; and  The assessment should be carried out by a multidisciplinary team (MDT), which may be inclusive of, but not limited to, radiation oncologists, spine surgeons and interventional radiologists, among others.
Orthopaedics | Spine - Thoracolumbar (TL) and sacral surgery | TL and sacral fusion and fixation implant | TL rod | NuVasive Inc. | RELINE MAS CoCr Rod, 5.0x35mm Lordotic | 11450035 | Standalone | DE0500730 | As per HSA registered indication(s) except for radiolucent implants which should be used as follows:  in patients with primary or metastatic spinal tumours who would benefit from post-operative high dose high precision beam therapy upon appropriate and stringent patient selection;  Patient selection should be done via standardised assessment such as the neurological-oncological-mechanical systemic (NOMS) framework; and  The assessment should be carried out by a multidisciplinary team (MDT), which may be inclusive of, but not limited to, radiation oncologists, spine surgeons and interventional radiologists, among others.
Orthopaedics | Spine - Thoracolumbar (TL) and sacral surgery | TL and sacral fusion and fixation implant | TL rod | NuVasive Inc. | RELINE MAS CoCr Rod, 5.0x35mm Straight | 12450035 | Standalone | DE0500730 | As per HSA registered indication(s) except for radiolucent implants which should be used as follows:  in patients with primary or metastatic spinal tumours who would benefit from post-operative high dose high precision beam therapy upon appropriate and stringent patient selection;  Patient selection should be done via standardised assessment such as the neurological-oncological-mechanical systemic (NOMS) framework; and  The assessment should be carried out by a multidisciplinary team (MDT), which may be inclusive of, but not limited to, radiation oncologists, spine surgeons and interventional radiologists, among others.
Orthopaedics | Spine - Thoracolumbar (TL) and sacral surgery | TL and sacral fusion and fixation implant | TL rod | NuVasive Inc. | RELINE MAS CoCr Rod, 5.0x360mm Straight | 12450360 | Standalone | DE0500730 | As per HSA registered indication(s) except for radiolucent implants which should be used as follows:  in patients with primary or metastatic spinal tumours who would benefit from post-operative high dose high precision beam therapy upon appropriate and stringent patient selection;  Patient selection should be done via standardised assessment such as the neurological-oncological-mechanical systemic (NOMS) framework; and  The assessment should be carried out by a multidisciplinary team (MDT), which may be inclusive of, but not limited to, radiation oncologists, spine surgeons and interventional radiologists, among others.
Orthopaedics | Spine - Thoracolumbar (TL) and sacral surgery | TL and sacral fusion and fixation implant | TL rod | NuVasive Inc. | RELINE MAS CoCr Rod, 5.0x370mm Straight | 12450370 | Standalone | DE0500730 | As per HSA registered indication(s) except for radiolucent implants which should be used as follows:  in patients with primary or metastatic spinal tumours who would benefit from post-operative high dose high precision beam therapy upon appropriate and stringent patient selection;  Patient selection should be done via standardised assessment such as the neurological-oncological-mechanical systemic (NOMS) framework; and  The assessment should be carried out by a multidisciplinary team (MDT), which may be inclusive of, but not limited to, radiation oncologists, spine surgeons and interventional radiologists, among others.
Orthopaedics | Spine - Thoracolumbar (TL) and sacral surgery | TL and sacral fusion and fixation implant | TL rod | NuVasive Inc. | RELINE MAS CoCr Rod, 5.0x380mm Straight | 12450380 | Standalone | DE0500730 | As per HSA registered indication(s) except for radiolucent implants which should be used as follows:  in patients with primary or metastatic spinal tumours who would benefit from post-operative high dose high precision beam therapy upon appropriate and stringent patient selection;  Patient selection should be done via standardised assessment such as the neurological-oncological-mechanical systemic (NOMS) framework; and  The assessment should be carried out by a multidisciplinary team (MDT), which may be inclusive of, but not limited to, radiation oncologists, spine surgeons and interventional radiologists, among others.
Orthopaedics | Spine - Thoracolumbar (TL) and sacral surgery | TL and sacral fusion and fixation implant | TL rod | NuVasive Inc. | RELINE MAS CoCr Rod, 5.0x390mm Straight | 12450390 | Standalone | DE0500730 | As per HSA registered indication(s) except for radiolucent implants which should be used as follows:  in patients with primary or metastatic spinal tumours who would benefit from post-operative high dose high precision beam therapy upon appropriate and stringent patient selection;  Patient selection should be done via standardised assessment such as the neurological-oncological-mechanical systemic (NOMS) framework; and  The assessment should be carried out by a multidisciplinary team (MDT), which may be inclusive of, but not limited to, radiation oncologists, spine surgeons and interventional radiologists, among others.
Orthopaedics | Spine - Thoracolumbar (TL) and sacral surgery | TL and sacral fusion and fixation implant | TL rod | NuVasive Inc. | RELINE MAS CoCr Rod, 5.0x400mm Straight | 12450400 | Standalone | DE0500730 | As per HSA registered indication(s) except for radiolucent implants which should be used as follows:  in patients with primary or metastatic spinal tumours who would benefit from post-operative high dose high precision beam therapy upon appropriate and stringent patient selection;  Patient selection should be done via standardised assessment such as the neurological-oncological-mechanical systemic (NOMS) framework; and  The assessment should be carried out by a multidisciplinary team (MDT), which may be inclusive of, but not limited to, radiation oncologists, spine surgeons and interventional radiologists, among others.
Orthopaedics | Spine - Thoracolumbar (TL) and sacral surgery | TL and sacral fusion and fixation implant | TL rod | NuVasive Inc. | RELINE MAS CoCr Rod, 5.0x40mm Lordotic | 11450040 | Standalone | DE0500730 | As per HSA registered indication(s) except for radiolucent implants which should be used as follows:  in patients with primary or metastatic spinal tumours who would benefit from post-operative high dose high precision beam therapy upon appropriate and stringent patient selection;  Patient selection should be done via standardised assessment such as the neurological-oncological-mechanical systemic (NOMS) framework; and  The assessment should be carried out by a multidisciplinary team (MDT), which may be inclusive of, but not limited to, radiation oncologists, spine surgeons and interventional radiologists, among others.
Orthopaedics | Spine - Thoracolumbar (TL) and sacral surgery | TL and sacral fusion and fixation implant | TL rod | NuVasive Inc. | RELINE MAS CoCr Rod, 5.0x40mm Straight | 12450040 | Standalone | DE0500730 | As per HSA registered indication(s) except for radiolucent implants which should be used as follows:  in patients with primary or metastatic spinal tumours who would benefit from post-operative high dose high precision beam therapy upon appropriate and stringent patient selection;  Patient selection should be done via standardised assessment such as the neurological-oncological-mechanical systemic (NOMS) framework; and  The assessment should be carried out by a multidisciplinary team (MDT), which may be inclusive of, but not limited to, radiation oncologists, spine surgeons and interventional radiologists, among others.
Orthopaedics | Spine - Thoracolumbar (TL) and sacral surgery | TL and sacral fusion and fixation implant | TL rod | NuVasive Inc. | RELINE MAS CoCr Rod, 5.0x410mm Straight | 12450410 | Standalone | DE0500730 | As per HSA registered indication(s) except for radiolucent implants which should be used as follows:  in patients with primary or metastatic spinal tumours who would benefit from post-operative high dose high precision beam therapy upon appropriate and stringent patient selection;  Patient selection should be done via standardised assessment such as the neurological-oncological-mechanical systemic (NOMS) framework; and  The assessment should be carried out by a multidisciplinary team (MDT), which may be inclusive of, but not limited to, radiation oncologists, spine surgeons and interventional radiologists, among others.
Orthopaedics | Spine - Thoracolumbar (TL) and sacral surgery | TL and sacral fusion and fixation implant | TL rod | NuVasive Inc. | RELINE MAS CoCr Rod, 5.0x420mm Straight | 12450420 | Standalone | DE0500730 | As per HSA registered indication(s) except for radiolucent implants which should be used as follows:  in patients with primary or metastatic spinal tumours who would benefit from post-operative high dose high precision beam therapy upon appropriate and stringent patient selection;  Patient selection should be done via standardised assessment such as the neurological-oncological-mechanical systemic (NOMS) framework; and  The assessment should be carried out by a multidisciplinary team (MDT), which may be inclusive of, but not limited to, radiation oncologists, spine surgeons and interventional radiologists, among others.
Orthopaedics | Spine - Thoracolumbar (TL) and sacral surgery | TL and sacral fusion and fixation implant | TL rod | NuVasive Inc. | RELINE MAS CoCr Rod, 5.0x430mm Straight | 12450430 | Standalone | DE0500730 | As per HSA registered indication(s) except for radiolucent implants which should be used as follows:  in patients with primary or metastatic spinal tumours who would benefit from post-operative high dose high precision beam therapy upon appropriate and stringent patient selection;  Patient selection should be done via standardised assessment such as the neurological-oncological-mechanical systemic (NOMS) framework; and  The assessment should be carried out by a multidisciplinary team (MDT), which may be inclusive of, but not limited to, radiation oncologists, spine surgeons and interventional radiologists, among others.
Orthopaedics | Spine - Thoracolumbar (TL) and sacral surgery | TL and sacral fusion and fixation implant | TL rod | NuVasive Inc. | RELINE MAS CoCr Rod, 5.0x440mm Straight | 12450440 | Standalone | DE0500730 | As per HSA registered indication(s) except for radiolucent implants which should be used as follows:  in patients with primary or metastatic spinal tumours who would benefit from post-operative high dose high precision beam therapy upon appropriate and stringent patient selection;  Patient selection should be done via standardised assessment such as the neurological-oncological-mechanical systemic (NOMS) framework; and  The assessment should be carried out by a multidisciplinary team (MDT), which may be inclusive of, but not limited to, radiation oncologists, spine surgeons and interventional radiologists, among others.
Orthopaedics | Spine - Thoracolumbar (TL) and sacral surgery | TL and sacral fusion and fixation implant | TL rod | NuVasive Inc. | RELINE MAS CoCr Rod, 5.0x450mm Straight | 12450450 | Standalone | DE0500730 | As per HSA registered indication(s) except for radiolucent implants which should be used as follows:  in patients with primary or metastatic spinal tumours who would benefit from post-operative high dose high precision beam therapy upon appropriate and stringent patient selection;  Patient selection should be done via standardised assessment such as the neurological-oncological-mechanical systemic (NOMS) framework; and  The assessment should be carried out by a multidisciplinary team (MDT), which may be inclusive of, but not limited to, radiation oncologists, spine surgeons and interventional radiologists, among others.
Orthopaedics | Spine - Thoracolumbar (TL) and sacral surgery | TL and sacral fusion and fixation implant | TL rod | NuVasive Inc. | RELINE MAS CoCr Rod, 5.0x45mm Lordotic | 11450045 | Standalone | DE0500730 | As per HSA registered indication(s) except for radiolucent implants which should be used as follows:  in patients with primary or metastatic spinal tumours who would benefit from post-operative high dose high precision beam therapy upon appropriate and stringent patient selection;  Patient selection should be done via standardised assessment such as the neurological-oncological-mechanical systemic (NOMS) framework; and  The assessment should be carried out by a multidisciplinary team (MDT), which may be inclusive of, but not limited to, radiation oncologists, spine surgeons and interventional radiologists, among others.
Orthopaedics | Spine - Thoracolumbar (TL) and sacral surgery | TL and sacral fusion and fixation implant | TL rod | NuVasive Inc. | RELINE MAS CoCr Rod, 5.0x45mm Straight | 12450045 | Standalone | DE0500730 | As per HSA registered indication(s) except for radiolucent implants which should be used as follows:  in patients with primary or metastatic spinal tumours who would benefit from post-operative high dose high precision beam therapy upon appropriate and stringent patient selection;  Patient selection should be done via standardised assessment such as the neurological-oncological-mechanical systemic (NOMS) framework; and  The assessment should be carried out by a multidisciplinary team (MDT), which may be inclusive of, but not limited to, radiation oncologists, spine surgeons and interventional radiologists, among others.
Orthopaedics | Spine - Thoracolumbar (TL) and sacral surgery | TL and sacral fusion and fixation implant | TL rod | NuVasive Inc. | RELINE MAS CoCr Rod, 5.0x460mm Straight | 12450460 | Standalone | DE0500730 | As per HSA registered indication(s) except for radiolucent implants which should be used as follows:  in patients with primary or metastatic spinal tumours who would benefit from post-operative high dose high precision beam therapy upon appropriate and stringent patient selection;  Patient selection should be done via standardised assessment such as the neurological-oncological-mechanical systemic (NOMS) framework; and  The assessment should be carried out by a multidisciplinary team (MDT), which may be inclusive of, but not limited to, radiation oncologists, spine surgeons and interventional radiologists, among others.
Orthopaedics | Spine - Thoracolumbar (TL) and sacral surgery | TL and sacral fusion and fixation implant | TL rod | NuVasive Inc. | RELINE MAS CoCr Rod, 5.0x470mm Straight | 12450470 | Standalone | DE0500730 | As per HSA registered indication(s) except for radiolucent implants which should be used as follows:  in patients with primary or metastatic spinal tumours who would benefit from post-operative high dose high precision beam therapy upon appropriate and stringent patient selection;  Patient selection should be done via standardised assessment such as the neurological-oncological-mechanical systemic (NOMS) framework; and  The assessment should be carried out by a multidisciplinary team (MDT), which may be inclusive of, but not limited to, radiation oncologists, spine surgeons and interventional radiologists, among others.
Orthopaedics | Spine - Thoracolumbar (TL) and sacral surgery | TL and sacral fusion and fixation implant | TL rod | NuVasive Inc. | RELINE MAS CoCr Rod, 5.0x480mm Straight | 12450480 | Standalone | DE0500730 | As per HSA registered indication(s) except for radiolucent implants which should be used as follows:  in patients with primary or metastatic spinal tumours who would benefit from post-operative high dose high precision beam therapy upon appropriate and stringent patient selection;  Patient selection should be done via standardised assessment such as the neurological-oncological-mechanical systemic (NOMS) framework; and  The assessment should be carried out by a multidisciplinary team (MDT), which may be inclusive of, but not limited to, radiation oncologists, spine surgeons and interventional radiologists, among others.
Orthopaedics | Spine - Thoracolumbar (TL) and sacral surgery | TL and sacral fusion and fixation implant | TL rod | NuVasive Inc. | RELINE MAS CoCr Rod, 5.0x490mm Straight | 12450490 | Standalone | DE0500730 | As per HSA registered indication(s) except for radiolucent implants which should be used as follows:  in patients with primary or metastatic spinal tumours who would benefit from post-operative high dose high precision beam therapy upon appropriate and stringent patient selection;  Patient selection should be done via standardised assessment such as the neurological-oncological-mechanical systemic (NOMS) framework; and  The assessment should be carried out by a multidisciplinary team (MDT), which may be inclusive of, but not limited to, radiation oncologists, spine surgeons and interventional radiologists, among others.
Orthopaedics | Spine - Thoracolumbar (TL) and sacral surgery | TL and sacral fusion and fixation implant | TL rod | NuVasive Inc. | RELINE MAS CoCr Rod, 5.0x500mm Straight | 12450500 | Standalone | DE0500730 | As per HSA registered indication(s) except for radiolucent implants which should be used as follows:  in patients with primary or metastatic spinal tumours who would benefit from post-operative high dose high precision beam therapy upon appropriate and stringent patient selection;  Patient selection should be done via standardised assessment such as the neurological-oncological-mechanical systemic (NOMS) framework; and  The assessment should be carried out by a multidisciplinary team (MDT), which may be inclusive of, but not limited to, radiation oncologists, spine surgeons and interventional radiologists, among others.
Orthopaedics | Spine - Thoracolumbar (TL) and sacral surgery | TL and sacral fusion and fixation implant | TL rod | NuVasive Inc. | RELINE MAS CoCr Rod, 5.0x50mm Lordotic | 11450050 | Standalone | DE0500730 | As per HSA registered indication(s) except for radiolucent implants which should be used as follows:  in patients with primary or metastatic spinal tumours who would benefit from post-operative high dose high precision beam therapy upon appropriate and stringent patient selection;  Patient selection should be done via standardised assessment such as the neurological-oncological-mechanical systemic (NOMS) framework; and  The assessment should be carried out by a multidisciplinary team (MDT), which may be inclusive of, but not limited to, radiation oncologists, spine surgeons and interventional radiologists, among others.
Orthopaedics | Spine - Thoracolumbar (TL) and sacral surgery | TL and sacral fusion and fixation implant | TL rod | NuVasive Inc. | RELINE MAS CoCr Rod, 5.0x50mm Straight | 12450050 | Standalone | DE0500730 | As per HSA registered indication(s) except for radiolucent implants which should be used as follows:  in patients with primary or metastatic spinal tumours who would benefit from post-operative high dose high precision beam therapy upon appropriate and stringent patient selection;  Patient selection should be done via standardised assessment such as the neurological-oncological-mechanical systemic (NOMS) framework; and  The assessment should be carried out by a multidisciplinary team (MDT), which may be inclusive of, but not limited to, radiation oncologists, spine surgeons and interventional radiologists, among others.
Orthopaedics | Spine - Thoracolumbar (TL) and sacral surgery | TL and sacral fusion and fixation implant | TL rod | NuVasive Inc. | RELINE MAS CoCr Rod, 5.0x510mm Straight | 12450510 | Standalone | DE0500730 | As per HSA registered indication(s) except for radiolucent implants which should be used as follows:  in patients with primary or metastatic spinal tumours who would benefit from post-operative high dose high precision beam therapy upon appropriate and stringent patient selection;  Patient selection should be done via standardised assessment such as the neurological-oncological-mechanical systemic (NOMS) framework; and  The assessment should be carried out by a multidisciplinary team (MDT), which may be inclusive of, but not limited to, radiation oncologists, spine surgeons and interventional radiologists, among others.
Orthopaedics | Spine - Thoracolumbar (TL) and sacral surgery | TL and sacral fusion and fixation implant | TL rod | NuVasive Inc. | RELINE MAS CoCr Rod, 5.0x520mm Straight | 12450520 | Standalone | DE0500730 | As per HSA registered indication(s) except for radiolucent implants which should be used as follows:  in patients with primary or metastatic spinal tumours who would benefit from post-operative high dose high precision beam therapy upon appropriate and stringent patient selection;  Patient selection should be done via standardised assessment such as the neurological-oncological-mechanical systemic (NOMS) framework; and  The assessment should be carried out by a multidisciplinary team (MDT), which may be inclusive of, but not limited to, radiation oncologists, spine surgeons and interventional radiologists, among others.
Orthopaedics | Spine - Thoracolumbar (TL) and sacral surgery | TL and sacral fusion and fixation implant | TL rod | NuVasive Inc. | RELINE MAS CoCr Rod, 5.0x530mm Straight | 12450530 | Standalone | DE0500730 | As per HSA registered indication(s) except for radiolucent implants which should be used as follows:  in patients with primary or metastatic spinal tumours who would benefit from post-operative high dose high precision beam therapy upon appropriate and stringent patient selection;  Patient selection should be done via standardised assessment such as the neurological-oncological-mechanical systemic (NOMS) framework; and  The assessment should be carried out by a multidisciplinary team (MDT), which may be inclusive of, but not limited to, radiation oncologists, spine surgeons and interventional radiologists, among others.
Orthopaedics | Spine - Thoracolumbar (TL) and sacral surgery | TL and sacral fusion and fixation implant | TL rod | NuVasive Inc. | RELINE MAS CoCr Rod, 5.0x540mm Straight | 12450540 | Standalone | DE0500730 | As per HSA registered indication(s) except for radiolucent implants which should be used as follows:  in patients with primary or metastatic spinal tumours who would benefit from post-operative high dose high precision beam therapy upon appropriate and stringent patient selection;  Patient selection should be done via standardised assessment such as the neurological-oncological-mechanical systemic (NOMS) framework; and  The assessment should be carried out by a multidisciplinary team (MDT), which may be inclusive of, but not limited to, radiation oncologists, spine surgeons and interventional radiologists, among others.
Orthopaedics | Spine - Thoracolumbar (TL) and sacral surgery | TL and sacral fusion and fixation implant | TL rod | NuVasive Inc. | RELINE MAS CoCr Rod, 5.0x550mm Straight | 12450550 | Standalone | DE0500730 | As per HSA registered indication(s) except for radiolucent implants which should be used as follows:  in patients with primary or metastatic spinal tumours who would benefit from post-operative high dose high precision beam therapy upon appropriate and stringent patient selection;  Patient selection should be done via standardised assessment such as the neurological-oncological-mechanical systemic (NOMS) framework; and  The assessment should be carried out by a multidisciplinary team (MDT), which may be inclusive of, but not limited to, radiation oncologists, spine surgeons and interventional radiologists, among others.
Orthopaedics | Spine - Thoracolumbar (TL) and sacral surgery | TL and sacral fusion and fixation implant | TL rod | NuVasive Inc. | RELINE MAS CoCr Rod, 5.0x55mm Lordotic | 11450055 | Standalone | DE0500730 | As per HSA registered indication(s) except for radiolucent implants which should be used as follows:  in patients with primary or metastatic spinal tumours who would benefit from post-operative high dose high precision beam therapy upon appropriate and stringent patient selection;  Patient selection should be done via standardised assessment such as the neurological-oncological-mechanical systemic (NOMS) framework; and  The assessment should be carried out by a multidisciplinary team (MDT), which may be inclusive of, but not limited to, radiation oncologists, spine surgeons and interventional radiologists, among others.
Orthopaedics | Spine - Thoracolumbar (TL) and sacral surgery | TL and sacral fusion and fixation implant | TL rod | NuVasive Inc. | RELINE MAS CoCr Rod, 5.0x55mm Straight | 12450055 | Standalone | DE0500730 | As per HSA registered indication(s) except for radiolucent implants which should be used as follows:  in patients with primary or metastatic spinal tumours who would benefit from post-operative high dose high precision beam therapy upon appropriate and stringent patient selection;  Patient selection should be done via standardised assessment such as the neurological-oncological-mechanical systemic (NOMS) framework; and  The assessment should be carried out by a multidisciplinary team (MDT), which may be inclusive of, but not limited to, radiation oncologists, spine surgeons and interventional radiologists, among others.
Orthopaedics | Spine - Thoracolumbar (TL) and sacral surgery | TL and sacral fusion and fixation implant | TL rod | NuVasive Inc. | RELINE MAS CoCr Rod, 5.0x560mm Straight | 12450560 | Standalone | DE0500730 | As per HSA registered indication(s) except for radiolucent implants which should be used as follows:  in patients with primary or metastatic spinal tumours who would benefit from post-operative high dose high precision beam therapy upon appropriate and stringent patient selection;  Patient selection should be done via standardised assessment such as the neurological-oncological-mechanical systemic (NOMS) framework; and  The assessment should be carried out by a multidisciplinary team (MDT), which may be inclusive of, but not limited to, radiation oncologists, spine surgeons and interventional radiologists, among others.
Orthopaedics | Spine - Thoracolumbar (TL) and sacral surgery | TL and sacral fusion and fixation implant | TL rod | NuVasive Inc. | RELINE MAS CoCr Rod, 5.0x570mm Straight | 12450570 | Standalone | DE0500730 | As per HSA registered indication(s) except for radiolucent implants which should be used as follows:  in patients with primary or metastatic spinal tumours who would benefit from post-operative high dose high precision beam therapy upon appropriate and stringent patient selection;  Patient selection should be done via standardised assessment such as the neurological-oncological-mechanical systemic (NOMS) framework; and  The assessment should be carried out by a multidisciplinary team (MDT), which may be inclusive of, but not limited to, radiation oncologists, spine surgeons and interventional radiologists, among others.
Orthopaedics | Spine - Thoracolumbar (TL) and sacral surgery | TL and sacral fusion and fixation implant | TL rod | NuVasive Inc. | RELINE MAS CoCr Rod, 5.0x580mm Straight | 12450580 | Standalone | DE0500730 | As per HSA registered indication(s) except for radiolucent implants which should be used as follows:  in patients with primary or metastatic spinal tumours who would benefit from post-operative high dose high precision beam therapy upon appropriate and stringent patient selection;  Patient selection should be done via standardised assessment such as the neurological-oncological-mechanical systemic (NOMS) framework; and  The assessment should be carried out by a multidisciplinary team (MDT), which may be inclusive of, but not limited to, radiation oncologists, spine surgeons and interventional radiologists, among others.
Orthopaedics | Spine - Thoracolumbar (TL) and sacral surgery | TL and sacral fusion and fixation implant | TL rod | NuVasive Inc. | RELINE MAS CoCr Rod, 5.0x590mm Straight | 12450590 | Standalone | DE0500730 | As per HSA registered indication(s) except for radiolucent implants which should be used as follows:  in patients with primary or metastatic spinal tumours who would benefit from post-operative high dose high precision beam therapy upon appropriate and stringent patient selection;  Patient selection should be done via standardised assessment such as the neurological-oncological-mechanical systemic (NOMS) framework; and  The assessment should be carried out by a multidisciplinary team (MDT), which may be inclusive of, but not limited to, radiation oncologists, spine surgeons and interventional radiologists, among others.
Orthopaedics | Spine - Thoracolumbar (TL) and sacral surgery | TL and sacral fusion and fixation implant | TL rod | NuVasive Inc. | RELINE MAS CoCr Rod, 5.0x600mm Straight | 12450600 | Standalone | DE0500730 | As per HSA registered indication(s) except for radiolucent implants which should be used as follows:  in patients with primary or metastatic spinal tumours who would benefit from post-operative high dose high precision beam therapy upon appropriate and stringent patient selection;  Patient selection should be done via standardised assessment such as the neurological-oncological-mechanical systemic (NOMS) framework; and  The assessment should be carried out by a multidisciplinary team (MDT), which may be inclusive of, but not limited to, radiation oncologists, spine surgeons and interventional radiologists, among others.
Orthopaedics | Spine - Thoracolumbar (TL) and sacral surgery | TL and sacral fusion and fixation implant | TL rod | NuVasive Inc. | RELINE MAS CoCr Rod, 5.0x60mm Lordotic | 11450060 | Standalone | DE0500730 | As per HSA registered indication(s) except for radiolucent implants which should be used as follows:  in patients with primary or metastatic spinal tumours who would benefit from post-operative high dose high precision beam therapy upon appropriate and stringent patient selection;  Patient selection should be done via standardised assessment such as the neurological-oncological-mechanical systemic (NOMS) framework; and  The assessment should be carried out by a multidisciplinary team (MDT), which may be inclusive of, but not limited to, radiation oncologists, spine surgeons and interventional radiologists, among others.
Orthopaedics | Spine - Thoracolumbar (TL) and sacral surgery | TL and sacral fusion and fixation implant | TL rod | NuVasive Inc. | RELINE MAS CoCr Rod, 5.0x60mm Straight | 12450060 | Standalone | DE0500730 | As per HSA registered indication(s) except for radiolucent implants which should be used as follows:  in patients with primary or metastatic spinal tumours who would benefit from post-operative high dose high precision beam therapy upon appropriate and stringent patient selection;  Patient selection should be done via standardised assessment such as the neurological-oncological-mechanical systemic (NOMS) framework; and  The assessment should be carried out by a multidisciplinary team (MDT), which may be inclusive of, but not limited to, radiation oncologists, spine surgeons and interventional radiologists, among others.
Orthopaedics | Spine - Thoracolumbar (TL) and sacral surgery | TL and sacral fusion and fixation implant | TL rod | NuVasive Inc. | RELINE MAS CoCr Rod, 5.0x65mm Lordotic | 11450065 | Standalone | DE0500730 | As per HSA registered indication(s) except for radiolucent implants which should be used as follows:  in patients with primary or metastatic spinal tumours who would benefit from post-operative high dose high precision beam therapy upon appropriate and stringent patient selection;  Patient selection should be done via standardised assessment such as the neurological-oncological-mechanical systemic (NOMS) framework; and  The assessment should be carried out by a multidisciplinary team (MDT), which may be inclusive of, but not limited to, radiation oncologists, spine surgeons and interventional radiologists, among others.
Orthopaedics | Spine - Thoracolumbar (TL) and sacral surgery | TL and sacral fusion and fixation implant | TL rod | NuVasive Inc. | RELINE MAS CoCr Rod, 5.0x65mm Straight | 12450065 | Standalone | DE0500730 | As per HSA registered indication(s) except for radiolucent implants which should be used as follows:  in patients with primary or metastatic spinal tumours who would benefit from post-operative high dose high precision beam therapy upon appropriate and stringent patient selection;  Patient selection should be done via standardised assessment such as the neurological-oncological-mechanical systemic (NOMS) framework; and  The assessment should be carried out by a multidisciplinary team (MDT), which may be inclusive of, but not limited to, radiation oncologists, spine surgeons and interventional radiologists, among others.
Orthopaedics | Spine - Thoracolumbar (TL) and sacral surgery | TL and sacral fusion and fixation implant | TL rod | NuVasive Inc. | RELINE MAS CoCr Rod, 5.0x70mm Lordotic | 11450070 | Standalone | DE0500730 | As per HSA registered indication(s) except for radiolucent implants which should be used as follows:  in patients with primary or metastatic spinal tumours who would benefit from post-operative high dose high precision beam therapy upon appropriate and stringent patient selection;  Patient selection should be done via standardised assessment such as the neurological-oncological-mechanical systemic (NOMS) framework; and  The assessment should be carried out by a multidisciplinary team (MDT), which may be inclusive of, but not limited to, radiation oncologists, spine surgeons and interventional radiologists, among others.
Orthopaedics | Spine - Thoracolumbar (TL) and sacral surgery | TL and sacral fusion and fixation implant | TL rod | NuVasive Inc. | RELINE MAS CoCr Rod, 5.0x70mm Straight | 12450070 | Standalone | DE0500730 | As per HSA registered indication(s) except for radiolucent implants which should be used as follows:  in patients with primary or metastatic spinal tumours who would benefit from post-operative high dose high precision beam therapy upon appropriate and stringent patient selection;  Patient selection should be done via standardised assessment such as the neurological-oncological-mechanical systemic (NOMS) framework; and  The assessment should be carried out by a multidisciplinary team (MDT), which may be inclusive of, but not limited to, radiation oncologists, spine surgeons and interventional radiologists, among others.
Orthopaedics | Spine - Thoracolumbar (TL) and sacral surgery | TL and sacral fusion and fixation implant | TL rod | NuVasive Inc. | RELINE MAS CoCr Rod, 5.0x75mm Lordotic | 11450075 | Standalone | DE0500730 | As per HSA registered indication(s) except for radiolucent implants which should be used as follows:  in patients with primary or metastatic spinal tumours who would benefit from post-operative high dose high precision beam therapy upon appropriate and stringent patient selection;  Patient selection should be done via standardised assessment such as the neurological-oncological-mechanical systemic (NOMS) framework; and  The assessment should be carried out by a multidisciplinary team (MDT), which may be inclusive of, but not limited to, radiation oncologists, spine surgeons and interventional radiologists, among others.
Orthopaedics | Spine - Thoracolumbar (TL) and sacral surgery | TL and sacral fusion and fixation implant | TL rod | NuVasive Inc. | RELINE MAS CoCr Rod, 5.0x75mm Straight | 12450075 | Standalone | DE0500730 | As per HSA registered indication(s) except for radiolucent implants which should be used as follows:  in patients with primary or metastatic spinal tumours who would benefit from post-operative high dose high precision beam therapy upon appropriate and stringent patient selection;  Patient selection should be done via standardised assessment such as the neurological-oncological-mechanical systemic (NOMS) framework; and  The assessment should be carried out by a multidisciplinary team (MDT), which may be inclusive of, but not limited to, radiation oncologists, spine surgeons and interventional radiologists, among others.
Orthopaedics | Spine - Thoracolumbar (TL) and sacral surgery | TL and sacral fusion and fixation implant | TL rod | NuVasive Inc. | RELINE MAS CoCr Rod, 5.0x80mm Lordotic | 11450080 | Standalone | DE0500730 | As per HSA registered indication(s) except for radiolucent implants which should be used as follows:  in patients with primary or metastatic spinal tumours who would benefit from post-operative high dose high precision beam therapy upon appropriate and stringent patient selection;  Patient selection should be done via standardised assessment such as the neurological-oncological-mechanical systemic (NOMS) framework; and  The assessment should be carried out by a multidisciplinary team (MDT), which may be inclusive of, but not limited to, radiation oncologists, spine surgeons and interventional radiologists, among others.
Orthopaedics | Spine - Thoracolumbar (TL) and sacral surgery | TL and sacral fusion and fixation implant | TL rod | NuVasive Inc. | RELINE MAS CoCr Rod, 5.0x80mm Straight | 12450080 | Standalone | DE0500730 | As per HSA registered indication(s) except for radiolucent implants which should be used as follows:  in patients with primary or metastatic spinal tumours who would benefit from post-operative high dose high precision beam therapy upon appropriate and stringent patient selection;  Patient selection should be done via standardised assessment such as the neurological-oncological-mechanical systemic (NOMS) framework; and  The assessment should be carried out by a multidisciplinary team (MDT), which may be inclusive of, but not limited to, radiation oncologists, spine surgeons and interventional radiologists, among others.
Orthopaedics | Spine - Thoracolumbar (TL) and sacral surgery | TL and sacral fusion and fixation implant | TL rod | NuVasive Inc. | RELINE MAS CoCr Rod, 5.0x85mm Lordotic | 11450085 | Standalone | DE0500730 | As per HSA registered indication(s) except for radiolucent implants which should be used as follows:  in patients with primary or metastatic spinal tumours who would benefit from post-operative high dose high precision beam therapy upon appropriate and stringent patient selection;  Patient selection should be done via standardised assessment such as the neurological-oncological-mechanical systemic (NOMS) framework; and  The assessment should be carried out by a multidisciplinary team (MDT), which may be inclusive of, but not limited to, radiation oncologists, spine surgeons and interventional radiologists, among others.
Orthopaedics | Spine - Thoracolumbar (TL) and sacral surgery | TL and sacral fusion and fixation implant | TL rod | NuVasive Inc. | RELINE MAS CoCr Rod, 5.0x85mm Straight | 12450085 | Standalone | DE0500730 | As per HSA registered indication(s) except for radiolucent implants which should be used as follows:  in patients with primary or metastatic spinal tumours who would benefit from post-operative high dose high precision beam therapy upon appropriate and stringent patient selection;  Patient selection should be done via standardised assessment such as the neurological-oncological-mechanical systemic (NOMS) framework; and  The assessment should be carried out by a multidisciplinary team (MDT), which may be inclusive of, but not limited to, radiation oncologists, spine surgeons and interventional radiologists, among others.
Orthopaedics | Spine - Thoracolumbar (TL) and sacral surgery | TL and sacral fusion and fixation implant | TL rod | NuVasive Inc. | RELINE MAS CoCr Rod, 5.0x90mm Lordotic | 11450090 | Standalone | DE0500730 | As per HSA registered indication(s) except for radiolucent implants which should be used as follows:  in patients with primary or metastatic spinal tumours who would benefit from post-operative high dose high precision beam therapy upon appropriate and stringent patient selection;  Patient selection should be done via standardised assessment such as the neurological-oncological-mechanical systemic (NOMS) framework; and  The assessment should be carried out by a multidisciplinary team (MDT), which may be inclusive of, but not limited to, radiation oncologists, spine surgeons and interventional radiologists, among others.
Orthopaedics | Spine - Thoracolumbar (TL) and sacral surgery | TL and sacral fusion and fixation implant | TL rod | NuVasive Inc. | RELINE MAS CoCr Rod, 5.0x90mm Straight | 12450090 | Standalone | DE0500730 | As per HSA registered indication(s) except for radiolucent implants which should be used as follows:  in patients with primary or metastatic spinal tumours who would benefit from post-operative high dose high precision beam therapy upon appropriate and stringent patient selection;  Patient selection should be done via standardised assessment such as the neurological-oncological-mechanical systemic (NOMS) framework; and  The assessment should be carried out by a multidisciplinary team (MDT), which may be inclusive of, but not limited to, radiation oncologists, spine surgeons and interventional radiologists, among others.
Orthopaedics | Spine - Thoracolumbar (TL) and sacral surgery | TL and sacral fusion and fixation implant | TL rod | NuVasive Inc. | RELINE MAS CoCr Rod, 5.0x95mm Lordotic | 11450095 | Standalone | DE0500730 | As per HSA registered indication(s) except for radiolucent implants which should be used as follows:  in patients with primary or metastatic spinal tumours who would benefit from post-operative high dose high precision beam therapy upon appropriate and stringent patient selection;  Patient selection should be done via standardised assessment such as the neurological-oncological-mechanical systemic (NOMS) framework; and  The assessment should be carried out by a multidisciplinary team (MDT), which may be inclusive of, but not limited to, radiation oncologists, spine surgeons and interventional radiologists, among others.
Orthopaedics | Spine - Thoracolumbar (TL) and sacral surgery | TL and sacral fusion and fixation implant | TL rod | NuVasive Inc. | RELINE MAS CoCr Rod, 5.0x95mm Straight | 12450095 | Standalone | DE0500730 | As per HSA registered indication(s) except for radiolucent implants which should be used as follows:  in patients with primary or metastatic spinal tumours who would benefit from post-operative high dose high precision beam therapy upon appropriate and stringent patient selection;  Patient selection should be done via standardised assessment such as the neurological-oncological-mechanical systemic (NOMS) framework; and  The assessment should be carried out by a multidisciplinary team (MDT), which may be inclusive of, but not limited to, radiation oncologists, spine surgeons and interventional radiologists, among others.
Orthopaedics | Spine - Thoracolumbar (TL) and sacral surgery | TL and sacral fusion and fixation implant | TL rod | NuVasive Inc. | RELINE MAS CoCr Rod, 5.5x100mm Lordotic | 11455100 | Standalone | DE0500730 | As per HSA registered indication(s) except for radiolucent implants which should be used as follows:  in patients with primary or metastatic spinal tumours who would benefit from post-operative high dose high precision beam therapy upon appropriate and stringent patient selection;  Patient selection should be done via standardised assessment such as the neurological-oncological-mechanical systemic (NOMS) framework; and  The assessment should be carried out by a multidisciplinary team (MDT), which may be inclusive of, but not limited to, radiation oncologists, spine surgeons and interventional radiologists, among others.
Orthopaedics | Spine - Thoracolumbar (TL) and sacral surgery | TL and sacral fusion and fixation implant | TL rod | NuVasive Inc. | RELINE MAS CoCr Rod, 5.5x100mm Straight | 12455100 | Standalone | DE0500730 | As per HSA registered indication(s) except for radiolucent implants which should be used as follows:  in patients with primary or metastatic spinal tumours who would benefit from post-operative high dose high precision beam therapy upon appropriate and stringent patient selection;  Patient selection should be done via standardised assessment such as the neurological-oncological-mechanical systemic (NOMS) framework; and  The assessment should be carried out by a multidisciplinary team (MDT), which may be inclusive of, but not limited to, radiation oncologists, spine surgeons and interventional radiologists, among others.
Orthopaedics | Spine - Thoracolumbar (TL) and sacral surgery | TL and sacral fusion and fixation implant | TL rod | NuVasive Inc. | RELINE MAS CoCr Rod, 5.5x105mm Lordotic | 11455105 | Standalone | DE0500730 | As per HSA registered indication(s) except for radiolucent implants which should be used as follows:  in patients with primary or metastatic spinal tumours who would benefit from post-operative high dose high precision beam therapy upon appropriate and stringent patient selection;  Patient selection should be done via standardised assessment such as the neurological-oncological-mechanical systemic (NOMS) framework; and  The assessment should be carried out by a multidisciplinary team (MDT), which may be inclusive of, but not limited to, radiation oncologists, spine surgeons and interventional radiologists, among others.
Orthopaedics | Spine - Thoracolumbar (TL) and sacral surgery | TL and sacral fusion and fixation implant | TL rod | NuVasive Inc. | RELINE MAS CoCr Rod, 5.5x110mm Lordotic | 11455110 | Standalone | DE0500730 | As per HSA registered indication(s) except for radiolucent implants which should be used as follows:  in patients with primary or metastatic spinal tumours who would benefit from post-operative high dose high precision beam therapy upon appropriate and stringent patient selection;  Patient selection should be done via standardised assessment such as the neurological-oncological-mechanical systemic (NOMS) framework; and  The assessment should be carried out by a multidisciplinary team (MDT), which may be inclusive of, but not limited to, radiation oncologists, spine surgeons and interventional radiologists, among others.
Orthopaedics | Spine - Thoracolumbar (TL) and sacral surgery | TL and sacral fusion and fixation implant | TL rod | NuVasive Inc. | RELINE MAS CoCr Rod, 5.5x110mm Straight | 12455110 | Standalone | DE0500730 | As per HSA registered indication(s) except for radiolucent implants which should be used as follows:  in patients with primary or metastatic spinal tumours who would benefit from post-operative high dose high precision beam therapy upon appropriate and stringent patient selection;  Patient selection should be done via standardised assessment such as the neurological-oncological-mechanical systemic (NOMS) framework; and  The assessment should be carried out by a multidisciplinary team (MDT), which may be inclusive of, but not limited to, radiation oncologists, spine surgeons and interventional radiologists, among others.
Orthopaedics | Spine - Thoracolumbar (TL) and sacral surgery | TL and sacral fusion and fixation implant | TL rod | NuVasive Inc. | RELINE MAS CoCr Rod, 5.5x115mm Lordotic | 11455115 | Standalone | DE0500730 | As per HSA registered indication(s) except for radiolucent implants which should be used as follows:  in patients with primary or metastatic spinal tumours who would benefit from post-operative high dose high precision beam therapy upon appropriate and stringent patient selection;  Patient selection should be done via standardised assessment such as the neurological-oncological-mechanical systemic (NOMS) framework; and  The assessment should be carried out by a multidisciplinary team (MDT), which may be inclusive of, but not limited to, radiation oncologists, spine surgeons and interventional radiologists, among others.
Orthopaedics | Spine - Thoracolumbar (TL) and sacral surgery | TL and sacral fusion and fixation implant | TL rod | NuVasive Inc. | RELINE MAS CoCr Rod, 5.5x120mm Lordotic | 11455120 | Standalone | DE0500730 | As per HSA registered indication(s) except for radiolucent implants which should be used as follows:  in patients with primary or metastatic spinal tumours who would benefit from post-operative high dose high precision beam therapy upon appropriate and stringent patient selection;  Patient selection should be done via standardised assessment such as the neurological-oncological-mechanical systemic (NOMS) framework; and  The assessment should be carried out by a multidisciplinary team (MDT), which may be inclusive of, but not limited to, radiation oncologists, spine surgeons and interventional radiologists, among others.
Orthopaedics | Spine - Thoracolumbar (TL) and sacral surgery | TL and sacral fusion and fixation implant | TL rod | NuVasive Inc. | RELINE MAS CoCr Rod, 5.5x120mm Straight | 12455120 | Standalone | DE0500730 | As per HSA registered indication(s) except for radiolucent implants which should be used as follows:  in patients with primary or metastatic spinal tumours who would benefit from post-operative high dose high precision beam therapy upon appropriate and stringent patient selection;  Patient selection should be done via standardised assessment such as the neurological-oncological-mechanical systemic (NOMS) framework; and  The assessment should be carried out by a multidisciplinary team (MDT), which may be inclusive of, but not limited to, radiation oncologists, spine surgeons and interventional radiologists, among others.
Orthopaedics | Spine - Thoracolumbar (TL) and sacral surgery | TL and sacral fusion and fixation implant | TL rod | NuVasive Inc. | RELINE MAS CoCr Rod, 5.5x125mm Lordotic | 11455125 | Standalone | DE0500730 | As per HSA registered indication(s) except for radiolucent implants which should be used as follows:  in patients with primary or metastatic spinal tumours who would benefit from post-operative high dose high precision beam therapy upon appropriate and stringent patient selection;  Patient selection should be done via standardised assessment such as the neurological-oncological-mechanical systemic (NOMS) framework; and  The assessment should be carried out by a multidisciplinary team (MDT), which may be inclusive of, but not limited to, radiation oncologists, spine surgeons and interventional radiologists, among others.
Orthopaedics | Spine - Thoracolumbar (TL) and sacral surgery | TL and sacral fusion and fixation implant | TL rod | NuVasive Inc. | RELINE MAS CoCr Rod, 5.5x130mm Lordotic | 11455130 | Standalone | DE0500730 | As per HSA registered indication(s) except for radiolucent implants which should be used as follows:  in patients with primary or metastatic spinal tumours who would benefit from post-operative high dose high precision beam therapy upon appropriate and stringent patient selection;  Patient selection should be done via standardised assessment such as the neurological-oncological-mechanical systemic (NOMS) framework; and  The assessment should be carried out by a multidisciplinary team (MDT), which may be inclusive of, but not limited to, radiation oncologists, spine surgeons and interventional radiologists, among others.
Orthopaedics | Spine - Thoracolumbar (TL) and sacral surgery | TL and sacral fusion and fixation implant | TL rod | NuVasive Inc. | RELINE MAS CoCr Rod, 5.5x130mm Straight | 12455130 | Standalone | DE0500730 | As per HSA registered indication(s) except for radiolucent implants which should be used as follows:  in patients with primary or metastatic spinal tumours who would benefit from post-operative high dose high precision beam therapy upon appropriate and stringent patient selection;  Patient selection should be done via standardised assessment such as the neurological-oncological-mechanical systemic (NOMS) framework; and  The assessment should be carried out by a multidisciplinary team (MDT), which may be inclusive of, but not limited to, radiation oncologists, spine surgeons and interventional radiologists, among others.
Orthopaedics | Spine - Thoracolumbar (TL) and sacral surgery | TL and sacral fusion and fixation implant | TL rod | NuVasive Inc. | RELINE MAS CoCr Rod, 5.5x135mm Lordotic | 11455135 | Standalone | DE0500730 | As per HSA registered indication(s) except for radiolucent implants which should be used as follows:  in patients with primary or metastatic spinal tumours who would benefit from post-operative high dose high precision beam therapy upon appropriate and stringent patient selection;  Patient selection should be done via standardised assessment such as the neurological-oncological-mechanical systemic (NOMS) framework; and  The assessment should be carried out by a multidisciplinary team (MDT), which may be inclusive of, but not limited to, radiation oncologists, spine surgeons and interventional radiologists, among others.
Orthopaedics | Spine - Thoracolumbar (TL) and sacral surgery | TL and sacral fusion and fixation implant | TL rod | NuVasive Inc. | RELINE MAS CoCr Rod, 5.5x140mm Lordotic | 11455140 | Standalone | DE0500730 | As per HSA registered indication(s) except for radiolucent implants which should be used as follows:  in patients with primary or metastatic spinal tumours who would benefit from post-operative high dose high precision beam therapy upon appropriate and stringent patient selection;  Patient selection should be done via standardised assessment such as the neurological-oncological-mechanical systemic (NOMS) framework; and  The assessment should be carried out by a multidisciplinary team (MDT), which may be inclusive of, but not limited to, radiation oncologists, spine surgeons and interventional radiologists, among others.
Orthopaedics | Spine - Thoracolumbar (TL) and sacral surgery | TL and sacral fusion and fixation implant | TL rod | NuVasive Inc. | RELINE MAS CoCr Rod, 5.5x140mm Straight | 12455140 | Standalone | DE0500730 | As per HSA registered indication(s) except for radiolucent implants which should be used as follows:  in patients with primary or metastatic spinal tumours who would benefit from post-operative high dose high precision beam therapy upon appropriate and stringent patient selection;  Patient selection should be done via standardised assessment such as the neurological-oncological-mechanical systemic (NOMS) framework; and  The assessment should be carried out by a multidisciplinary team (MDT), which may be inclusive of, but not limited to, radiation oncologists, spine surgeons and interventional radiologists, among others.
Orthopaedics | Spine - Thoracolumbar (TL) and sacral surgery | TL and sacral fusion and fixation implant | TL rod | NuVasive Inc. | RELINE MAS CoCr Rod, 5.5x145mm Lordotic | 11455145 | Standalone | DE0500730 | As per HSA registered indication(s) except for radiolucent implants which should be used as follows:  in patients with primary or metastatic spinal tumours who would benefit from post-operative high dose high precision beam therapy upon appropriate and stringent patient selection;  Patient selection should be done via standardised assessment such as the neurological-oncological-mechanical systemic (NOMS) framework; and  The assessment should be carried out by a multidisciplinary team (MDT), which may be inclusive of, but not limited to, radiation oncologists, spine surgeons and interventional radiologists, among others.
Orthopaedics | Spine - Thoracolumbar (TL) and sacral surgery | TL and sacral fusion and fixation implant | TL rod | NuVasive Inc. | RELINE MAS CoCr Rod, 5.5x150mm Lordotic | 11455150 | Standalone | DE0500730 | As per HSA registered indication(s) except for radiolucent implants which should be used as follows:  in patients with primary or metastatic spinal tumours who would benefit from post-operative high dose high precision beam therapy upon appropriate and stringent patient selection;  Patient selection should be done via standardised assessment such as the neurological-oncological-mechanical systemic (NOMS) framework; and  The assessment should be carried out by a multidisciplinary team (MDT), which may be inclusive of, but not limited to, radiation oncologists, spine surgeons and interventional radiologists, among others.
Orthopaedics | Spine - Thoracolumbar (TL) and sacral surgery | TL and sacral fusion and fixation implant | TL rod | NuVasive Inc. | RELINE MAS CoCr Rod, 5.5x150mm Straight | 12455150 | Standalone | DE0500730 | As per HSA registered indication(s) except for radiolucent implants which should be used as follows:  in patients with primary or metastatic spinal tumours who would benefit from post-operative high dose high precision beam therapy upon appropriate and stringent patient selection;  Patient selection should be done via standardised assessment such as the neurological-oncological-mechanical systemic (NOMS) framework; and  The assessment should be carried out by a multidisciplinary team (MDT), which may be inclusive of, but not limited to, radiation oncologists, spine surgeons and interventional radiologists, among others.
Orthopaedics | Spine - Thoracolumbar (TL) and sacral surgery | TL and sacral fusion and fixation implant | TL rod | NuVasive Inc. | RELINE MAS CoCr Rod, 5.5x155mm Lordotic | 11455155 | Standalone | DE0500730 | As per HSA registered indication(s) except for radiolucent implants which should be used as follows:  in patients with primary or metastatic spinal tumours who would benefit from post-operative high dose high precision beam therapy upon appropriate and stringent patient selection;  Patient selection should be done via standardised assessment such as the neurological-oncological-mechanical systemic (NOMS) framework; and  The assessment should be carried out by a multidisciplinary team (MDT), which may be inclusive of, but not limited to, radiation oncologists, spine surgeons and interventional radiologists, among others.
Orthopaedics | Spine - Thoracolumbar (TL) and sacral surgery | TL and sacral fusion and fixation implant | TL rod | NuVasive Inc. | RELINE MAS CoCr Rod, 5.5x15mm Lordotic | 11455015 | Standalone | DE0500730 | As per HSA registered indication(s) except for radiolucent implants which should be used as follows:  in patients with primary or metastatic spinal tumours who would benefit from post-operative high dose high precision beam therapy upon appropriate and stringent patient selection;  Patient selection should be done via standardised assessment such as the neurological-oncological-mechanical systemic (NOMS) framework; and  The assessment should be carried out by a multidisciplinary team (MDT), which may be inclusive of, but not limited to, radiation oncologists, spine surgeons and interventional radiologists, among others.
Orthopaedics | Spine - Thoracolumbar (TL) and sacral surgery | TL and sacral fusion and fixation implant | TL rod | NuVasive Inc. | RELINE MAS CoCr Rod, 5.5x15mm Straight | 12455015 | Standalone | DE0500730 | As per HSA registered indication(s) except for radiolucent implants which should be used as follows:  in patients with primary or metastatic spinal tumours who would benefit from post-operative high dose high precision beam therapy upon appropriate and stringent patient selection;  Patient selection should be done via standardised assessment such as the neurological-oncological-mechanical systemic (NOMS) framework; and  The assessment should be carried out by a multidisciplinary team (MDT), which may be inclusive of, but not limited to, radiation oncologists, spine surgeons and interventional radiologists, among others.
Orthopaedics | Spine - Thoracolumbar (TL) and sacral surgery | TL and sacral fusion and fixation implant | TL rod | NuVasive Inc. | RELINE MAS CoCr Rod, 5.5x160mm Lordotic | 11455160 | Standalone | DE0500730 | As per HSA registered indication(s) except for radiolucent implants which should be used as follows:  in patients with primary or metastatic spinal tumours who would benefit from post-operative high dose high precision beam therapy upon appropriate and stringent patient selection;  Patient selection should be done via standardised assessment such as the neurological-oncological-mechanical systemic (NOMS) framework; and  The assessment should be carried out by a multidisciplinary team (MDT), which may be inclusive of, but not limited to, radiation oncologists, spine surgeons and interventional radiologists, among others.
Orthopaedics | Spine - Thoracolumbar (TL) and sacral surgery | TL and sacral fusion and fixation implant | TL rod | NuVasive Inc. | RELINE MAS CoCr Rod, 5.5x160mm Straight | 12455160 | Standalone | DE0500730 | As per HSA registered indication(s) except for radiolucent implants which should be used as follows:  in patients with primary or metastatic spinal tumours who would benefit from post-operative high dose high precision beam therapy upon appropriate and stringent patient selection;  Patient selection should be done via standardised assessment such as the neurological-oncological-mechanical systemic (NOMS) framework; and  The assessment should be carried out by a multidisciplinary team (MDT), which may be inclusive of, but not limited to, radiation oncologists, spine surgeons and interventional radiologists, among others.
Orthopaedics | Spine - Thoracolumbar (TL) and sacral surgery | TL and sacral fusion and fixation implant | TL rod | NuVasive Inc. | RELINE MAS CoCr Rod, 5.5x165mm Lordotic | 11455165 | Standalone | DE0500730 | As per HSA registered indication(s) except for radiolucent implants which should be used as follows:  in patients with primary or metastatic spinal tumours who would benefit from post-operative high dose high precision beam therapy upon appropriate and stringent patient selection;  Patient selection should be done via standardised assessment such as the neurological-oncological-mechanical systemic (NOMS) framework; and  The assessment should be carried out by a multidisciplinary team (MDT), which may be inclusive of, but not limited to, radiation oncologists, spine surgeons and interventional radiologists, among others.
Orthopaedics | Spine - Thoracolumbar (TL) and sacral surgery | TL and sacral fusion and fixation implant | TL rod | NuVasive Inc. | RELINE MAS CoCr Rod, 5.5x170mm Lordotic | 11455170 | Standalone | DE0500730 | As per HSA registered indication(s) except for radiolucent implants which should be used as follows:  in patients with primary or metastatic spinal tumours who would benefit from post-operative high dose high precision beam therapy upon appropriate and stringent patient selection;  Patient selection should be done via standardised assessment such as the neurological-oncological-mechanical systemic (NOMS) framework; and  The assessment should be carried out by a multidisciplinary team (MDT), which may be inclusive of, but not limited to, radiation oncologists, spine surgeons and interventional radiologists, among others.
Orthopaedics | Spine - Thoracolumbar (TL) and sacral surgery | TL and sacral fusion and fixation implant | TL rod | NuVasive Inc. | RELINE MAS CoCr Rod, 5.5x170mm Straight | 12455170 | Standalone | DE0500730 | As per HSA registered indication(s) except for radiolucent implants which should be used as follows:  in patients with primary or metastatic spinal tumours who would benefit from post-operative high dose high precision beam therapy upon appropriate and stringent patient selection;  Patient selection should be done via standardised assessment such as the neurological-oncological-mechanical systemic (NOMS) framework; and  The assessment should be carried out by a multidisciplinary team (MDT), which may be inclusive of, but not limited to, radiation oncologists, spine surgeons and interventional radiologists, among others.
Orthopaedics | Spine - Thoracolumbar (TL) and sacral surgery | TL and sacral fusion and fixation implant | TL rod | NuVasive Inc. | RELINE MAS CoCr Rod, 5.5x175mm Lordotic | 11455175 | Standalone | DE0500730 | As per HSA registered indication(s) except for radiolucent implants which should be used as follows:  in patients with primary or metastatic spinal tumours who would benefit from post-operative high dose high precision beam therapy upon appropriate and stringent patient selection;  Patient selection should be done via standardised assessment such as the neurological-oncological-mechanical systemic (NOMS) framework; and  The assessment should be carried out by a multidisciplinary team (MDT), which may be inclusive of, but not limited to, radiation oncologists, spine surgeons and interventional radiologists, among others.
Orthopaedics | Spine - Thoracolumbar (TL) and sacral surgery | TL and sacral fusion and fixation implant | TL rod | NuVasive Inc. | RELINE MAS CoCr Rod, 5.5x180mm Lordotic | 11455180 | Standalone | DE0500730 | As per HSA registered indication(s) except for radiolucent implants which should be used as follows:  in patients with primary or metastatic spinal tumours who would benefit from post-operative high dose high precision beam therapy upon appropriate and stringent patient selection;  Patient selection should be done via standardised assessment such as the neurological-oncological-mechanical systemic (NOMS) framework; and  The assessment should be carried out by a multidisciplinary team (MDT), which may be inclusive of, but not limited to, radiation oncologists, spine surgeons and interventional radiologists, among others.
Orthopaedics | Spine - Thoracolumbar (TL) and sacral surgery | TL and sacral fusion and fixation implant | TL rod | NuVasive Inc. | RELINE MAS CoCr Rod, 5.5x180mm Straight | 12455180 | Standalone | DE0500730 | As per HSA registered indication(s) except for radiolucent implants which should be used as follows:  in patients with primary or metastatic spinal tumours who would benefit from post-operative high dose high precision beam therapy upon appropriate and stringent patient selection;  Patient selection should be done via standardised assessment such as the neurological-oncological-mechanical systemic (NOMS) framework; and  The assessment should be carried out by a multidisciplinary team (MDT), which may be inclusive of, but not limited to, radiation oncologists, spine surgeons and interventional radiologists, among others.
Orthopaedics | Spine - Thoracolumbar (TL) and sacral surgery | TL and sacral fusion and fixation implant | TL rod | NuVasive Inc. | RELINE MAS CoCr Rod, 5.5x185mm Lordotic | 11455185 | Standalone | DE0500730 | As per HSA registered indication(s) except for radiolucent implants which should be used as follows:  in patients with primary or metastatic spinal tumours who would benefit from post-operative high dose high precision beam therapy upon appropriate and stringent patient selection;  Patient selection should be done via standardised assessment such as the neurological-oncological-mechanical systemic (NOMS) framework; and  The assessment should be carried out by a multidisciplinary team (MDT), which may be inclusive of, but not limited to, radiation oncologists, spine surgeons and interventional radiologists, among others.
Orthopaedics | Spine - Thoracolumbar (TL) and sacral surgery | TL and sacral fusion and fixation implant | TL rod | NuVasive Inc. | RELINE MAS CoCr Rod, 5.5x190mm Lordotic | 11455190 | Standalone | DE0500730 | As per HSA registered indication(s) except for radiolucent implants which should be used as follows:  in patients with primary or metastatic spinal tumours who would benefit from post-operative high dose high precision beam therapy upon appropriate and stringent patient selection;  Patient selection should be done via standardised assessment such as the neurological-oncological-mechanical systemic (NOMS) framework; and  The assessment should be carried out by a multidisciplinary team (MDT), which may be inclusive of, but not limited to, radiation oncologists, spine surgeons and interventional radiologists, among others.
Orthopaedics | Spine - Thoracolumbar (TL) and sacral surgery | TL and sacral fusion and fixation implant | TL rod | NuVasive Inc. | RELINE MAS CoCr Rod, 5.5x190mm Straight | 12455190 | Standalone | DE0500730 | As per HSA registered indication(s) except for radiolucent implants which should be used as follows:  in patients with primary or metastatic spinal tumours who would benefit from post-operative high dose high precision beam therapy upon appropriate and stringent patient selection;  Patient selection should be done via standardised assessment such as the neurological-oncological-mechanical systemic (NOMS) framework; and  The assessment should be carried out by a multidisciplinary team (MDT), which may be inclusive of, but not limited to, radiation oncologists, spine surgeons and interventional radiologists, among others.
Orthopaedics | Spine - Thoracolumbar (TL) and sacral surgery | TL and sacral fusion and fixation implant | TL rod | NuVasive Inc. | RELINE MAS CoCr Rod, 5.5x195mm Lordotic | 11455195 | Standalone | DE0500730 | As per HSA registered indication(s) except for radiolucent implants which should be used as follows:  in patients with primary or metastatic spinal tumours who would benefit from post-operative high dose high precision beam therapy upon appropriate and stringent patient selection;  Patient selection should be done via standardised assessment such as the neurological-oncological-mechanical systemic (NOMS) framework; and  The assessment should be carried out by a multidisciplinary team (MDT), which may be inclusive of, but not limited to, radiation oncologists, spine surgeons and interventional radiologists, among others.
Orthopaedics | Spine - Thoracolumbar (TL) and sacral surgery | TL and sacral fusion and fixation implant | TL rod | NuVasive Inc. | RELINE MAS CoCr Rod, 5.5x200mm Lordotic | 11455200 | Standalone | DE0500730 | As per HSA registered indication(s) except for radiolucent implants which should be used as follows:  in patients with primary or metastatic spinal tumours who would benefit from post-operative high dose high precision beam therapy upon appropriate and stringent patient selection;  Patient selection should be done via standardised assessment such as the neurological-oncological-mechanical systemic (NOMS) framework; and  The assessment should be carried out by a multidisciplinary team (MDT), which may be inclusive of, but not limited to, radiation oncologists, spine surgeons and interventional radiologists, among others.
Orthopaedics | Spine - Thoracolumbar (TL) and sacral surgery | TL and sacral fusion and fixation implant | TL rod | NuVasive Inc. | RELINE MAS CoCr Rod, 5.5x200mm Straight | 12455200 | Standalone | DE0500730 | As per HSA registered indication(s) except for radiolucent implants which should be used as follows:  in patients with primary or metastatic spinal tumours who would benefit from post-operative high dose high precision beam therapy upon appropriate and stringent patient selection;  Patient selection should be done via standardised assessment such as the neurological-oncological-mechanical systemic (NOMS) framework; and  The assessment should be carried out by a multidisciplinary team (MDT), which may be inclusive of, but not limited to, radiation oncologists, spine surgeons and interventional radiologists, among others.
Orthopaedics | Spine - Thoracolumbar (TL) and sacral surgery | TL and sacral fusion and fixation implant | TL rod | NuVasive Inc. | RELINE MAS CoCr Rod, 5.5x20mm Lordotic | 11455020 | Standalone | DE0500730 | As per HSA registered indication(s) except for radiolucent implants which should be used as follows:  in patients with primary or metastatic spinal tumours who would benefit from post-operative high dose high precision beam therapy upon appropriate and stringent patient selection;  Patient selection should be done via standardised assessment such as the neurological-oncological-mechanical systemic (NOMS) framework; and  The assessment should be carried out by a multidisciplinary team (MDT), which may be inclusive of, but not limited to, radiation oncologists, spine surgeons and interventional radiologists, among others.
Orthopaedics | Spine - Thoracolumbar (TL) and sacral surgery | TL and sacral fusion and fixation implant | TL rod | NuVasive Inc. | RELINE MAS CoCr Rod, 5.5x20mm Straight | 12455020 | Standalone | DE0500730 | As per HSA registered indication(s) except for radiolucent implants which should be used as follows:  in patients with primary or metastatic spinal tumours who would benefit from post-operative high dose high precision beam therapy upon appropriate and stringent patient selection;  Patient selection should be done via standardised assessment such as the neurological-oncological-mechanical systemic (NOMS) framework; and  The assessment should be carried out by a multidisciplinary team (MDT), which may be inclusive of, but not limited to, radiation oncologists, spine surgeons and interventional radiologists, among others.
Orthopaedics | Spine - Thoracolumbar (TL) and sacral surgery | TL and sacral fusion and fixation implant | TL rod | NuVasive Inc. | RELINE MAS CoCr Rod, 5.5x210mm Straight | 12455210 | Standalone | DE0500730 | As per HSA registered indication(s) except for radiolucent implants which should be used as follows:  in patients with primary or metastatic spinal tumours who would benefit from post-operative high dose high precision beam therapy upon appropriate and stringent patient selection;  Patient selection should be done via standardised assessment such as the neurological-oncological-mechanical systemic (NOMS) framework; and  The assessment should be carried out by a multidisciplinary team (MDT), which may be inclusive of, but not limited to, radiation oncologists, spine surgeons and interventional radiologists, among others.
Orthopaedics | Spine - Thoracolumbar (TL) and sacral surgery | TL and sacral fusion and fixation implant | TL rod | NuVasive Inc. | RELINE MAS CoCr Rod, 5.5x220mm Straight | 12455220 | Standalone | DE0500730 | As per HSA registered indication(s) except for radiolucent implants which should be used as follows:  in patients with primary or metastatic spinal tumours who would benefit from post-operative high dose high precision beam therapy upon appropriate and stringent patient selection;  Patient selection should be done via standardised assessment such as the neurological-oncological-mechanical systemic (NOMS) framework; and  The assessment should be carried out by a multidisciplinary team (MDT), which may be inclusive of, but not limited to, radiation oncologists, spine surgeons and interventional radiologists, among others.
Orthopaedics | Spine - Thoracolumbar (TL) and sacral surgery | TL and sacral fusion and fixation implant | TL rod | NuVasive Inc. | RELINE MAS CoCr Rod, 5.5x230mm Straight | 12455230 | Standalone | DE0500730 | As per HSA registered indication(s) except for radiolucent implants which should be used as follows:  in patients with primary or metastatic spinal tumours who would benefit from post-operative high dose high precision beam therapy upon appropriate and stringent patient selection;  Patient selection should be done via standardised assessment such as the neurological-oncological-mechanical systemic (NOMS) framework; and  The assessment should be carried out by a multidisciplinary team (MDT), which may be inclusive of, but not limited to, radiation oncologists, spine surgeons and interventional radiologists, among others.
Orthopaedics | Spine - Thoracolumbar (TL) and sacral surgery | TL and sacral fusion and fixation implant | TL rod | NuVasive Inc. | RELINE MAS CoCr Rod, 5.5x240mm Straight | 12455240 | Standalone | DE0500730 | As per HSA registered indication(s) except for radiolucent implants which should be used as follows:  in patients with primary or metastatic spinal tumours who would benefit from post-operative high dose high precision beam therapy upon appropriate and stringent patient selection;  Patient selection should be done via standardised assessment such as the neurological-oncological-mechanical systemic (NOMS) framework; and  The assessment should be carried out by a multidisciplinary team (MDT), which may be inclusive of, but not limited to, radiation oncologists, spine surgeons and interventional radiologists, among others.
Orthopaedics | Spine - Thoracolumbar (TL) and sacral surgery | TL and sacral fusion and fixation implant | TL rod | NuVasive Inc. | RELINE MAS CoCr Rod, 5.5x250mm Straight | 12455250 | Standalone | DE0500730 | As per HSA registered indication(s) except for radiolucent implants which should be used as follows:  in patients with primary or metastatic spinal tumours who would benefit from post-operative high dose high precision beam therapy upon appropriate and stringent patient selection;  Patient selection should be done via standardised assessment such as the neurological-oncological-mechanical systemic (NOMS) framework; and  The assessment should be carried out by a multidisciplinary team (MDT), which may be inclusive of, but not limited to, radiation oncologists, spine surgeons and interventional radiologists, among others.
Orthopaedics | Spine - Thoracolumbar (TL) and sacral surgery | TL and sacral fusion and fixation implant | TL rod | NuVasive Inc. | RELINE MAS CoCr Rod, 5.5x25mm Lordotic | 11455025 | Standalone | DE0500730 | As per HSA registered indication(s) except for radiolucent implants which should be used as follows:  in patients with primary or metastatic spinal tumours who would benefit from post-operative high dose high precision beam therapy upon appropriate and stringent patient selection;  Patient selection should be done via standardised assessment such as the neurological-oncological-mechanical systemic (NOMS) framework; and  The assessment should be carried out by a multidisciplinary team (MDT), which may be inclusive of, but not limited to, radiation oncologists, spine surgeons and interventional radiologists, among others.
Orthopaedics | Spine - Thoracolumbar (TL) and sacral surgery | TL and sacral fusion and fixation implant | TL rod | NuVasive Inc. | RELINE MAS CoCr Rod, 5.5x25mm Straight | 12455025 | Standalone | DE0500730 | As per HSA registered indication(s) except for radiolucent implants which should be used as follows:  in patients with primary or metastatic spinal tumours who would benefit from post-operative high dose high precision beam therapy upon appropriate and stringent patient selection;  Patient selection should be done via standardised assessment such as the neurological-oncological-mechanical systemic (NOMS) framework; and  The assessment should be carried out by a multidisciplinary team (MDT), which may be inclusive of, but not limited to, radiation oncologists, spine surgeons and interventional radiologists, among others.
Orthopaedics | Spine - Thoracolumbar (TL) and sacral surgery | TL and sacral fusion and fixation implant | TL rod | NuVasive Inc. | RELINE MAS CoCr Rod, 5.5x260mm Straight | 12455260 | Standalone | DE0500730 | As per HSA registered indication(s) except for radiolucent implants which should be used as follows:  in patients with primary or metastatic spinal tumours who would benefit from post-operative high dose high precision beam therapy upon appropriate and stringent patient selection;  Patient selection should be done via standardised assessment such as the neurological-oncological-mechanical systemic (NOMS) framework; and  The assessment should be carried out by a multidisciplinary team (MDT), which may be inclusive of, but not limited to, radiation oncologists, spine surgeons and interventional radiologists, among others.
Orthopaedics | Spine - Thoracolumbar (TL) and sacral surgery | TL and sacral fusion and fixation implant | TL rod | NuVasive Inc. | RELINE MAS CoCr Rod, 5.5x270mm Straight | 12455270 | Standalone | DE0500730 | As per HSA registered indication(s) except for radiolucent implants which should be used as follows:  in patients with primary or metastatic spinal tumours who would benefit from post-operative high dose high precision beam therapy upon appropriate and stringent patient selection;  Patient selection should be done via standardised assessment such as the neurological-oncological-mechanical systemic (NOMS) framework; and  The assessment should be carried out by a multidisciplinary team (MDT), which may be inclusive of, but not limited to, radiation oncologists, spine surgeons and interventional radiologists, among others.
Orthopaedics | Spine - Thoracolumbar (TL) and sacral surgery | TL and sacral fusion and fixation implant | TL rod | NuVasive Inc. | RELINE MAS CoCr Rod, 5.5x280mm Straight | 12455280 | Standalone | DE0500730 | As per HSA registered indication(s) except for radiolucent implants which should be used as follows:  in patients with primary or metastatic spinal tumours who would benefit from post-operative high dose high precision beam therapy upon appropriate and stringent patient selection;  Patient selection should be done via standardised assessment such as the neurological-oncological-mechanical systemic (NOMS) framework; and  The assessment should be carried out by a multidisciplinary team (MDT), which may be inclusive of, but not limited to, radiation oncologists, spine surgeons and interventional radiologists, among others.
Orthopaedics | Spine - Thoracolumbar (TL) and sacral surgery | TL and sacral fusion and fixation implant | TL rod | NuVasive Inc. | RELINE MAS CoCr Rod, 5.5x290mm Straight | 12455290 | Standalone | DE0500730 | As per HSA registered indication(s) except for radiolucent implants which should be used as follows:  in patients with primary or metastatic spinal tumours who would benefit from post-operative high dose high precision beam therapy upon appropriate and stringent patient selection;  Patient selection should be done via standardised assessment such as the neurological-oncological-mechanical systemic (NOMS) framework; and  The assessment should be carried out by a multidisciplinary team (MDT), which may be inclusive of, but not limited to, radiation oncologists, spine surgeons and interventional radiologists, among others.
Orthopaedics | Spine - Thoracolumbar (TL) and sacral surgery | TL and sacral fusion and fixation implant | TL rod | NuVasive Inc. | RELINE MAS CoCr Rod, 5.5x300mm Straight | 12455300 | Standalone | DE0500730 | As per HSA registered indication(s) except for radiolucent implants which should be used as follows:  in patients with primary or metastatic spinal tumours who would benefit from post-operative high dose high precision beam therapy upon appropriate and stringent patient selection;  Patient selection should be done via standardised assessment such as the neurological-oncological-mechanical systemic (NOMS) framework; and  The assessment should be carried out by a multidisciplinary team (MDT), which may be inclusive of, but not limited to, radiation oncologists, spine surgeons and interventional radiologists, among others.
Orthopaedics | Spine - Thoracolumbar (TL) and sacral surgery | TL and sacral fusion and fixation implant | TL rod | NuVasive Inc. | RELINE MAS CoCr Rod, 5.5x30mm Lordotic | 11455030 | Standalone | DE0500730 | As per HSA registered indication(s) except for radiolucent implants which should be used as follows:  in patients with primary or metastatic spinal tumours who would benefit from post-operative high dose high precision beam therapy upon appropriate and stringent patient selection;  Patient selection should be done via standardised assessment such as the neurological-oncological-mechanical systemic (NOMS) framework; and  The assessment should be carried out by a multidisciplinary team (MDT), which may be inclusive of, but not limited to, radiation oncologists, spine surgeons and interventional radiologists, among others.
Orthopaedics | Spine - Thoracolumbar (TL) and sacral surgery | TL and sacral fusion and fixation implant | TL rod | NuVasive Inc. | RELINE MAS CoCr Rod, 5.5x30mm Straight | 12455030 | Standalone | DE0500730 | As per HSA registered indication(s) except for radiolucent implants which should be used as follows:  in patients with primary or metastatic spinal tumours who would benefit from post-operative high dose high precision beam therapy upon appropriate and stringent patient selection;  Patient selection should be done via standardised assessment such as the neurological-oncological-mechanical systemic (NOMS) framework; and  The assessment should be carried out by a multidisciplinary team (MDT), which may be inclusive of, but not limited to, radiation oncologists, spine surgeons and interventional radiologists, among others.
Orthopaedics | Spine - Thoracolumbar (TL) and sacral surgery | TL and sacral fusion and fixation implant | TL rod | NuVasive Inc. | RELINE MAS CoCr Rod, 5.5x310mm Straight | 12455310 | Standalone | DE0500730 | As per HSA registered indication(s) except for radiolucent implants which should be used as follows:  in patients with primary or metastatic spinal tumours who would benefit from post-operative high dose high precision beam therapy upon appropriate and stringent patient selection;  Patient selection should be done via standardised assessment such as the neurological-oncological-mechanical systemic (NOMS) framework; and  The assessment should be carried out by a multidisciplinary team (MDT), which may be inclusive of, but not limited to, radiation oncologists, spine surgeons and interventional radiologists, among others.
Orthopaedics | Spine - Thoracolumbar (TL) and sacral surgery | TL and sacral fusion and fixation implant | TL rod | NuVasive Inc. | RELINE MAS CoCr Rod, 5.5x320mm Straight | 12455320 | Standalone | DE0500730 | As per HSA registered indication(s) except for radiolucent implants which should be used as follows:  in patients with primary or metastatic spinal tumours who would benefit from post-operative high dose high precision beam therapy upon appropriate and stringent patient selection;  Patient selection should be done via standardised assessment such as the neurological-oncological-mechanical systemic (NOMS) framework; and  The assessment should be carried out by a multidisciplinary team (MDT), which may be inclusive of, but not limited to, radiation oncologists, spine surgeons and interventional radiologists, among others.
Orthopaedics | Spine - Thoracolumbar (TL) and sacral surgery | TL and sacral fusion and fixation implant | TL rod | NuVasive Inc. | RELINE MAS CoCr Rod, 5.5x330mm Straight | 12455330 | Standalone | DE0500730 | As per HSA registered indication(s) except for radiolucent implants which should be used as follows:  in patients with primary or metastatic spinal tumours who would benefit from post-operative high dose high precision beam therapy upon appropriate and stringent patient selection;  Patient selection should be done via standardised assessment such as the neurological-oncological-mechanical systemic (NOMS) framework; and  The assessment should be carried out by a multidisciplinary team (MDT), which may be inclusive of, but not limited to, radiation oncologists, spine surgeons and interventional radiologists, among others.
Orthopaedics | Spine - Thoracolumbar (TL) and sacral surgery | TL and sacral fusion and fixation implant | TL rod | NuVasive Inc. | RELINE MAS CoCr Rod, 5.5x340mm Straight | 12455340 | Standalone | DE0500730 | As per HSA registered indication(s) except for radiolucent implants which should be used as follows:  in patients with primary or metastatic spinal tumours who would benefit from post-operative high dose high precision beam therapy upon appropriate and stringent patient selection;  Patient selection should be done via standardised assessment such as the neurological-oncological-mechanical systemic (NOMS) framework; and  The assessment should be carried out by a multidisciplinary team (MDT), which may be inclusive of, but not limited to, radiation oncologists, spine surgeons and interventional radiologists, among others.
Orthopaedics | Spine - Thoracolumbar (TL) and sacral surgery | TL and sacral fusion and fixation implant | TL rod | NuVasive Inc. | RELINE MAS CoCr Rod, 5.5x350mm Straight | 12455350 | Standalone | DE0500730 | As per HSA registered indication(s) except for radiolucent implants which should be used as follows:  in patients with primary or metastatic spinal tumours who would benefit from post-operative high dose high precision beam therapy upon appropriate and stringent patient selection;  Patient selection should be done via standardised assessment such as the neurological-oncological-mechanical systemic (NOMS) framework; and  The assessment should be carried out by a multidisciplinary team (MDT), which may be inclusive of, but not limited to, radiation oncologists, spine surgeons and interventional radiologists, among others.
Orthopaedics | Spine - Thoracolumbar (TL) and sacral surgery | TL and sacral fusion and fixation implant | TL rod | NuVasive Inc. | RELINE MAS CoCr Rod, 5.5x35mm Lordotic | 11455035 | Standalone | DE0500730 | As per HSA registered indication(s) except for radiolucent implants which should be used as follows:  in patients with primary or metastatic spinal tumours who would benefit from post-operative high dose high precision beam therapy upon appropriate and stringent patient selection;  Patient selection should be done via standardised assessment such as the neurological-oncological-mechanical systemic (NOMS) framework; and  The assessment should be carried out by a multidisciplinary team (MDT), which may be inclusive of, but not limited to, radiation oncologists, spine surgeons and interventional radiologists, among others.
Orthopaedics | Spine - Thoracolumbar (TL) and sacral surgery | TL and sacral fusion and fixation implant | TL rod | NuVasive Inc. | RELINE MAS CoCr Rod, 5.5x35mm Straight | 12455035 | Standalone | DE0500730 | As per HSA registered indication(s) except for radiolucent implants which should be used as follows:  in patients with primary or metastatic spinal tumours who would benefit from post-operative high dose high precision beam therapy upon appropriate and stringent patient selection;  Patient selection should be done via standardised assessment such as the neurological-oncological-mechanical systemic (NOMS) framework; and  The assessment should be carried out by a multidisciplinary team (MDT), which may be inclusive of, but not limited to, radiation oncologists, spine surgeons and interventional radiologists, among others.
Orthopaedics | Spine - Thoracolumbar (TL) and sacral surgery | TL and sacral fusion and fixation implant | TL rod | NuVasive Inc. | RELINE MAS CoCr Rod, 5.5x360mm Straight | 12455360 | Standalone | DE0500730 | As per HSA registered indication(s) except for radiolucent implants which should be used as follows:  in patients with primary or metastatic spinal tumours who would benefit from post-operative high dose high precision beam therapy upon appropriate and stringent patient selection;  Patient selection should be done via standardised assessment such as the neurological-oncological-mechanical systemic (NOMS) framework; and  The assessment should be carried out by a multidisciplinary team (MDT), which may be inclusive of, but not limited to, radiation oncologists, spine surgeons and interventional radiologists, among others.
Orthopaedics | Spine - Thoracolumbar (TL) and sacral surgery | TL and sacral fusion and fixation implant | TL rod | NuVasive Inc. | RELINE MAS CoCr Rod, 5.5x370mm Straight | 12455370 | Standalone | DE0500730 | As per HSA registered indication(s) except for radiolucent implants which should be used as follows:  in patients with primary or metastatic spinal tumours who would benefit from post-operative high dose high precision beam therapy upon appropriate and stringent patient selection;  Patient selection should be done via standardised assessment such as the neurological-oncological-mechanical systemic (NOMS) framework; and  The assessment should be carried out by a multidisciplinary team (MDT), which may be inclusive of, but not limited to, radiation oncologists, spine surgeons and interventional radiologists, among others.
Orthopaedics | Spine - Thoracolumbar (TL) and sacral surgery | TL and sacral fusion and fixation implant | TL rod | NuVasive Inc. | RELINE MAS CoCr Rod, 5.5x380mm Straight | 12455380 | Standalone | DE0500730 | As per HSA registered indication(s) except for radiolucent implants which should be used as follows:  in patients with primary or metastatic spinal tumours who would benefit from post-operative high dose high precision beam therapy upon appropriate and stringent patient selection;  Patient selection should be done via standardised assessment such as the neurological-oncological-mechanical systemic (NOMS) framework; and  The assessment should be carried out by a multidisciplinary team (MDT), which may be inclusive of, but not limited to, radiation oncologists, spine surgeons and interventional radiologists, among others.
Orthopaedics | Spine - Thoracolumbar (TL) and sacral surgery | TL and sacral fusion and fixation implant | TL rod | NuVasive Inc. | RELINE MAS CoCr Rod, 5.5x390mm Straight | 12455390 | Standalone | DE0500730 | As per HSA registered indication(s) except for radiolucent implants which should be used as follows:  in patients with primary or metastatic spinal tumours who would benefit from post-operative high dose high precision beam therapy upon appropriate and stringent patient selection;  Patient selection should be done via standardised assessment such as the neurological-oncological-mechanical systemic (NOMS) framework; and  The assessment should be carried out by a multidisciplinary team (MDT), which may be inclusive of, but not limited to, radiation oncologists, spine surgeons and interventional radiologists, among others.
Orthopaedics | Spine - Thoracolumbar (TL) and sacral surgery | TL and sacral fusion and fixation implant | TL rod | NuVasive Inc. | RELINE MAS CoCr Rod, 5.5x400mm Straight | 12455400 | Standalone | DE0500730 | As per HSA registered indication(s) except for radiolucent implants which should be used as follows:  in patients with primary or metastatic spinal tumours who would benefit from post-operative high dose high precision beam therapy upon appropriate and stringent patient selection;  Patient selection should be done via standardised assessment such as the neurological-oncological-mechanical systemic (NOMS) framework; and  The assessment should be carried out by a multidisciplinary team (MDT), which may be inclusive of, but not limited to, radiation oncologists, spine surgeons and interventional radiologists, among others.
Orthopaedics | Spine - Thoracolumbar (TL) and sacral surgery | TL and sacral fusion and fixation implant | TL rod | NuVasive Inc. | RELINE MAS CoCr Rod, 5.5x40mm Lordotic | 11455040 | Standalone | DE0500730 | As per HSA registered indication(s) except for radiolucent implants which should be used as follows:  in patients with primary or metastatic spinal tumours who would benefit from post-operative high dose high precision beam therapy upon appropriate and stringent patient selection;  Patient selection should be done via standardised assessment such as the neurological-oncological-mechanical systemic (NOMS) framework; and  The assessment should be carried out by a multidisciplinary team (MDT), which may be inclusive of, but not limited to, radiation oncologists, spine surgeons and interventional radiologists, among others.
Orthopaedics | Spine - Thoracolumbar (TL) and sacral surgery | TL and sacral fusion and fixation implant | TL rod | NuVasive Inc. | RELINE MAS CoCr Rod, 5.5x40mm Straight | 12455040 | Standalone | DE0500730 | As per HSA registered indication(s) except for radiolucent implants which should be used as follows:  in patients with primary or metastatic spinal tumours who would benefit from post-operative high dose high precision beam therapy upon appropriate and stringent patient selection;  Patient selection should be done via standardised assessment such as the neurological-oncological-mechanical systemic (NOMS) framework; and  The assessment should be carried out by a multidisciplinary team (MDT), which may be inclusive of, but not limited to, radiation oncologists, spine surgeons and interventional radiologists, among others.
Orthopaedics | Spine - Thoracolumbar (TL) and sacral surgery | TL and sacral fusion and fixation implant | TL rod | NuVasive Inc. | RELINE MAS CoCr Rod, 5.5x410mm Straight | 12455410 | Standalone | DE0500730 | As per HSA registered indication(s) except for radiolucent implants which should be used as follows:  in patients with primary or metastatic spinal tumours who would benefit from post-operative high dose high precision beam therapy upon appropriate and stringent patient selection;  Patient selection should be done via standardised assessment such as the neurological-oncological-mechanical systemic (NOMS) framework; and  The assessment should be carried out by a multidisciplinary team (MDT), which may be inclusive of, but not limited to, radiation oncologists, spine surgeons and interventional radiologists, among others.
Orthopaedics | Spine - Thoracolumbar (TL) and sacral surgery | TL and sacral fusion and fixation implant | TL rod | NuVasive Inc. | RELINE MAS CoCr Rod, 5.5x420mm Straight | 12455420 | Standalone | DE0500730 | As per HSA registered indication(s) except for radiolucent implants which should be used as follows:  in patients with primary or metastatic spinal tumours who would benefit from post-operative high dose high precision beam therapy upon appropriate and stringent patient selection;  Patient selection should be done via standardised assessment such as the neurological-oncological-mechanical systemic (NOMS) framework; and  The assessment should be carried out by a multidisciplinary team (MDT), which may be inclusive of, but not limited to, radiation oncologists, spine surgeons and interventional radiologists, among others.
Orthopaedics | Spine - Thoracolumbar (TL) and sacral surgery | TL and sacral fusion and fixation implant | TL rod | NuVasive Inc. | RELINE MAS CoCr Rod, 5.5x430mm Straight | 12455430 | Standalone | DE0500730 | As per HSA registered indication(s) except for radiolucent implants which should be used as follows:  in patients with primary or metastatic spinal tumours who would benefit from post-operative high dose high precision beam therapy upon appropriate and stringent patient selection;  Patient selection should be done via standardised assessment such as the neurological-oncological-mechanical systemic (NOMS) framework; and  The assessment should be carried out by a multidisciplinary team (MDT), which may be inclusive of, but not limited to, radiation oncologists, spine surgeons and interventional radiologists, among others.
Orthopaedics | Spine - Thoracolumbar (TL) and sacral surgery | TL and sacral fusion and fixation implant | TL rod | NuVasive Inc. | RELINE MAS CoCr Rod, 5.5x440mm Straight | 12455440 | Standalone | DE0500730 | As per HSA registered indication(s) except for radiolucent implants which should be used as follows:  in patients with primary or metastatic spinal tumours who would benefit from post-operative high dose high precision beam therapy upon appropriate and stringent patient selection;  Patient selection should be done via standardised assessment such as the neurological-oncological-mechanical systemic (NOMS) framework; and  The assessment should be carried out by a multidisciplinary team (MDT), which may be inclusive of, but not limited to, radiation oncologists, spine surgeons and interventional radiologists, among others.
Orthopaedics | Spine - Thoracolumbar (TL) and sacral surgery | TL and sacral fusion and fixation implant | TL rod | NuVasive Inc. | RELINE MAS CoCr Rod, 5.5x450mm Straight | 12455450 | Standalone | DE0500730 | As per HSA registered indication(s) except for radiolucent implants which should be used as follows:  in patients with primary or metastatic spinal tumours who would benefit from post-operative high dose high precision beam therapy upon appropriate and stringent patient selection;  Patient selection should be done via standardised assessment such as the neurological-oncological-mechanical systemic (NOMS) framework; and  The assessment should be carried out by a multidisciplinary team (MDT), which may be inclusive of, but not limited to, radiation oncologists, spine surgeons and interventional radiologists, among others.
Orthopaedics | Spine - Thoracolumbar (TL) and sacral surgery | TL and sacral fusion and fixation implant | TL rod | NuVasive Inc. | RELINE MAS CoCr Rod, 5.5x45mm Lordotic | 11455045 | Standalone | DE0500730 | As per HSA registered indication(s) except for radiolucent implants which should be used as follows:  in patients with primary or metastatic spinal tumours who would benefit from post-operative high dose high precision beam therapy upon appropriate and stringent patient selection;  Patient selection should be done via standardised assessment such as the neurological-oncological-mechanical systemic (NOMS) framework; and  The assessment should be carried out by a multidisciplinary team (MDT), which may be inclusive of, but not limited to, radiation oncologists, spine surgeons and interventional radiologists, among others.
Orthopaedics | Spine - Thoracolumbar (TL) and sacral surgery | TL and sacral fusion and fixation implant | TL rod | NuVasive Inc. | RELINE MAS CoCr Rod, 5.5x45mm Straight | 12455045 | Standalone | DE0500730 | As per HSA registered indication(s) except for radiolucent implants which should be used as follows:  in patients with primary or metastatic spinal tumours who would benefit from post-operative high dose high precision beam therapy upon appropriate and stringent patient selection;  Patient selection should be done via standardised assessment such as the neurological-oncological-mechanical systemic (NOMS) framework; and  The assessment should be carried out by a multidisciplinary team (MDT), which may be inclusive of, but not limited to, radiation oncologists, spine surgeons and interventional radiologists, among others.
Orthopaedics | Spine - Thoracolumbar (TL) and sacral surgery | TL and sacral fusion and fixation implant | TL rod | NuVasive Inc. | RELINE MAS CoCr Rod, 5.5x460mm Straight | 12455460 | Standalone | DE0500730 | As per HSA registered indication(s) except for radiolucent implants which should be used as follows:  in patients with primary or metastatic spinal tumours who would benefit from post-operative high dose high precision beam therapy upon appropriate and stringent patient selection;  Patient selection should be done via standardised assessment such as the neurological-oncological-mechanical systemic (NOMS) framework; and  The assessment should be carried out by a multidisciplinary team (MDT), which may be inclusive of, but not limited to, radiation oncologists, spine surgeons and interventional radiologists, among others.
Orthopaedics | Spine - Thoracolumbar (TL) and sacral surgery | TL and sacral fusion and fixation implant | TL rod | NuVasive Inc. | RELINE MAS CoCr Rod, 5.5x470mm Straight | 12455470 | Standalone | DE0500730 | As per HSA registered indication(s) except for radiolucent implants which should be used as follows:  in patients with primary or metastatic spinal tumours who would benefit from post-operative high dose high precision beam therapy upon appropriate and stringent patient selection;  Patient selection should be done via standardised assessment such as the neurological-oncological-mechanical systemic (NOMS) framework; and  The assessment should be carried out by a multidisciplinary team (MDT), which may be inclusive of, but not limited to, radiation oncologists, spine surgeons and interventional radiologists, among others.
Orthopaedics | Spine - Thoracolumbar (TL) and sacral surgery | TL and sacral fusion and fixation implant | TL rod | NuVasive Inc. | RELINE MAS CoCr Rod, 5.5x480mm Straight | 12455480 | Standalone | DE0500730 | As per HSA registered indication(s) except for radiolucent implants which should be used as follows:  in patients with primary or metastatic spinal tumours who would benefit from post-operative high dose high precision beam therapy upon appropriate and stringent patient selection;  Patient selection should be done via standardised assessment such as the neurological-oncological-mechanical systemic (NOMS) framework; and  The assessment should be carried out by a multidisciplinary team (MDT), which may be inclusive of, but not limited to, radiation oncologists, spine surgeons and interventional radiologists, among others.
Orthopaedics | Spine - Thoracolumbar (TL) and sacral surgery | TL and sacral fusion and fixation implant | TL rod | NuVasive Inc. | RELINE MAS CoCr Rod, 5.5x490mm Straight | 12455490 | Standalone | DE0500730 | As per HSA registered indication(s) except for radiolucent implants which should be used as follows:  in patients with primary or metastatic spinal tumours who would benefit from post-operative high dose high precision beam therapy upon appropriate and stringent patient selection;  Patient selection should be done via standardised assessment such as the neurological-oncological-mechanical systemic (NOMS) framework; and  The assessment should be carried out by a multidisciplinary team (MDT), which may be inclusive of, but not limited to, radiation oncologists, spine surgeons and interventional radiologists, among others.
Orthopaedics | Spine - Thoracolumbar (TL) and sacral surgery | TL and sacral fusion and fixation implant | TL rod | NuVasive Inc. | RELINE MAS CoCr Rod, 5.5x500mm Straight | 12455500 | Standalone | DE0500730 | As per HSA registered indication(s) except for radiolucent implants which should be used as follows:  in patients with primary or metastatic spinal tumours who would benefit from post-operative high dose high precision beam therapy upon appropriate and stringent patient selection;  Patient selection should be done via standardised assessment such as the neurological-oncological-mechanical systemic (NOMS) framework; and  The assessment should be carried out by a multidisciplinary team (MDT), which may be inclusive of, but not limited to, radiation oncologists, spine surgeons and interventional radiologists, among others.
Orthopaedics | Spine - Thoracolumbar (TL) and sacral surgery | TL and sacral fusion and fixation implant | TL rod | NuVasive Inc. | RELINE MAS CoCr Rod, 5.5x50mm Lordotic | 11455050 | Standalone | DE0500730 | As per HSA registered indication(s) except for radiolucent implants which should be used as follows:  in patients with primary or metastatic spinal tumours who would benefit from post-operative high dose high precision beam therapy upon appropriate and stringent patient selection;  Patient selection should be done via standardised assessment such as the neurological-oncological-mechanical systemic (NOMS) framework; and  The assessment should be carried out by a multidisciplinary team (MDT), which may be inclusive of, but not limited to, radiation oncologists, spine surgeons and interventional radiologists, among others.
Orthopaedics | Spine - Thoracolumbar (TL) and sacral surgery | TL and sacral fusion and fixation implant | TL rod | NuVasive Inc. | RELINE MAS CoCr Rod, 5.5x50mm Straight | 12455050 | Standalone | DE0500730 | As per HSA registered indication(s) except for radiolucent implants which should be used as follows:  in patients with primary or metastatic spinal tumours who would benefit from post-operative high dose high precision beam therapy upon appropriate and stringent patient selection;  Patient selection should be done via standardised assessment such as the neurological-oncological-mechanical systemic (NOMS) framework; and  The assessment should be carried out by a multidisciplinary team (MDT), which may be inclusive of, but not limited to, radiation oncologists, spine surgeons and interventional radiologists, among others.
Orthopaedics | Spine - Thoracolumbar (TL) and sacral surgery | TL and sacral fusion and fixation implant | TL rod | NuVasive Inc. | RELINE MAS CoCr Rod, 5.5x510mm Straight | 12455510 | Standalone | DE0500730 | As per HSA registered indication(s) except for radiolucent implants which should be used as follows:  in patients with primary or metastatic spinal tumours who would benefit from post-operative high dose high precision beam therapy upon appropriate and stringent patient selection;  Patient selection should be done via standardised assessment such as the neurological-oncological-mechanical systemic (NOMS) framework; and  The assessment should be carried out by a multidisciplinary team (MDT), which may be inclusive of, but not limited to, radiation oncologists, spine surgeons and interventional radiologists, among others.
Orthopaedics | Spine - Thoracolumbar (TL) and sacral surgery | TL and sacral fusion and fixation implant | TL rod | NuVasive Inc. | RELINE MAS CoCr Rod, 5.5x520mm Straight | 12455520 | Standalone | DE0500730 | As per HSA registered indication(s) except for radiolucent implants which should be used as follows:  in patients with primary or metastatic spinal tumours who would benefit from post-operative high dose high precision beam therapy upon appropriate and stringent patient selection;  Patient selection should be done via standardised assessment such as the neurological-oncological-mechanical systemic (NOMS) framework; and  The assessment should be carried out by a multidisciplinary team (MDT), which may be inclusive of, but not limited to, radiation oncologists, spine surgeons and interventional radiologists, among others.
Orthopaedics | Spine - Thoracolumbar (TL) and sacral surgery | TL and sacral fusion and fixation implant | TL rod | NuVasive Inc. | RELINE MAS CoCr Rod, 5.5x530mm Straight | 12455530 | Standalone | DE0500730 | As per HSA registered indication(s) except for radiolucent implants which should be used as follows:  in patients with primary or metastatic spinal tumours who would benefit from post-operative high dose high precision beam therapy upon appropriate and stringent patient selection;  Patient selection should be done via standardised assessment such as the neurological-oncological-mechanical systemic (NOMS) framework; and  The assessment should be carried out by a multidisciplinary team (MDT), which may be inclusive of, but not limited to, radiation oncologists, spine surgeons and interventional radiologists, among others.
Orthopaedics | Spine - Thoracolumbar (TL) and sacral surgery | TL and sacral fusion and fixation implant | TL rod | NuVasive Inc. | RELINE MAS CoCr Rod, 5.5x540mm Straight | 12455540 | Standalone | DE0500730 | As per HSA registered indication(s) except for radiolucent implants which should be used as follows:  in patients with primary or metastatic spinal tumours who would benefit from post-operative high dose high precision beam therapy upon appropriate and stringent patient selection;  Patient selection should be done via standardised assessment such as the neurological-oncological-mechanical systemic (NOMS) framework; and  The assessment should be carried out by a multidisciplinary team (MDT), which may be inclusive of, but not limited to, radiation oncologists, spine surgeons and interventional radiologists, among others.
Orthopaedics | Spine - Thoracolumbar (TL) and sacral surgery | TL and sacral fusion and fixation implant | TL rod | NuVasive Inc. | RELINE MAS CoCr Rod, 5.5x550mm Straight | 12455550 | Standalone | DE0500730 | As per HSA registered indication(s) except for radiolucent implants which should be used as follows:  in patients with primary or metastatic spinal tumours who would benefit from post-operative high dose high precision beam therapy upon appropriate and stringent patient selection;  Patient selection should be done via standardised assessment such as the neurological-oncological-mechanical systemic (NOMS) framework; and  The assessment should be carried out by a multidisciplinary team (MDT), which may be inclusive of, but not limited to, radiation oncologists, spine surgeons and interventional radiologists, among others.
Orthopaedics | Spine - Thoracolumbar (TL) and sacral surgery | TL and sacral fusion and fixation implant | TL rod | NuVasive Inc. | RELINE MAS CoCr Rod, 5.5x55mm Lordotic | 11455055 | Standalone | DE0500730 | As per HSA registered indication(s) except for radiolucent implants which should be used as follows:  in patients with primary or metastatic spinal tumours who would benefit from post-operative high dose high precision beam therapy upon appropriate and stringent patient selection;  Patient selection should be done via standardised assessment such as the neurological-oncological-mechanical systemic (NOMS) framework; and  The assessment should be carried out by a multidisciplinary team (MDT), which may be inclusive of, but not limited to, radiation oncologists, spine surgeons and interventional radiologists, among others.
Orthopaedics | Spine - Thoracolumbar (TL) and sacral surgery | TL and sacral fusion and fixation implant | TL rod | NuVasive Inc. | RELINE MAS CoCr Rod, 5.5x55mm Straight | 12455055 | Standalone | DE0500730 | As per HSA registered indication(s) except for radiolucent implants which should be used as follows:  in patients with primary or metastatic spinal tumours who would benefit from post-operative high dose high precision beam therapy upon appropriate and stringent patient selection;  Patient selection should be done via standardised assessment such as the neurological-oncological-mechanical systemic (NOMS) framework; and  The assessment should be carried out by a multidisciplinary team (MDT), which may be inclusive of, but not limited to, radiation oncologists, spine surgeons and interventional radiologists, among others.
Orthopaedics | Spine - Thoracolumbar (TL) and sacral surgery | TL and sacral fusion and fixation implant | TL rod | NuVasive Inc. | RELINE MAS CoCr Rod, 5.5x560mm Straight | 12455560 | Standalone | DE0500730 | As per HSA registered indication(s) except for radiolucent implants which should be used as follows:  in patients with primary or metastatic spinal tumours who would benefit from post-operative high dose high precision beam therapy upon appropriate and stringent patient selection;  Patient selection should be done via standardised assessment such as the neurological-oncological-mechanical systemic (NOMS) framework; and  The assessment should be carried out by a multidisciplinary team (MDT), which may be inclusive of, but not limited to, radiation oncologists, spine surgeons and interventional radiologists, among others.
Orthopaedics | Spine - Thoracolumbar (TL) and sacral surgery | TL and sacral fusion and fixation implant | TL rod | NuVasive Inc. | RELINE MAS CoCr Rod, 5.5x570mm Straight | 12455570 | Standalone | DE0500730 | As per HSA registered indication(s) except for radiolucent implants which should be used as follows:  in patients with primary or metastatic spinal tumours who would benefit from post-operative high dose high precision beam therapy upon appropriate and stringent patient selection;  Patient selection should be done via standardised assessment such as the neurological-oncological-mechanical systemic (NOMS) framework; and  The assessment should be carried out by a multidisciplinary team (MDT), which may be inclusive of, but not limited to, radiation oncologists, spine surgeons and interventional radiologists, among others.
Orthopaedics | Spine - Thoracolumbar (TL) and sacral surgery | TL and sacral fusion and fixation implant | TL rod | NuVasive Inc. | RELINE MAS CoCr Rod, 5.5x580mm Straight | 12455580 | Standalone | DE0500730 | As per HSA registered indication(s) except for radiolucent implants which should be used as follows:  in patients with primary or metastatic spinal tumours who would benefit from post-operative high dose high precision beam therapy upon appropriate and stringent patient selection;  Patient selection should be done via standardised assessment such as the neurological-oncological-mechanical systemic (NOMS) framework; and  The assessment should be carried out by a multidisciplinary team (MDT), which may be inclusive of, but not limited to, radiation oncologists, spine surgeons and interventional radiologists, among others.
Orthopaedics | Spine - Thoracolumbar (TL) and sacral surgery | TL and sacral fusion and fixation implant | TL rod | NuVasive Inc. | RELINE MAS CoCr Rod, 5.5x590mm Straight | 12455590 | Standalone | DE0500730 | As per HSA registered indication(s) except for radiolucent implants which should be used as follows:  in patients with primary or metastatic spinal tumours who would benefit from post-operative high dose high precision beam therapy upon appropriate and stringent patient selection;  Patient selection should be done via standardised assessment such as the neurological-oncological-mechanical systemic (NOMS) framework; and  The assessment should be carried out by a multidisciplinary team (MDT), which may be inclusive of, but not limited to, radiation oncologists, spine surgeons and interventional radiologists, among others.
Orthopaedics | Spine - Thoracolumbar (TL) and sacral surgery | TL and sacral fusion and fixation implant | TL rod | NuVasive Inc. | RELINE MAS CoCr Rod, 5.5x600mm Straight | 12455600 | Standalone | DE0500730 | As per HSA registered indication(s) except for radiolucent implants which should be used as follows:  in patients with primary or metastatic spinal tumours who would benefit from post-operative high dose high precision beam therapy upon appropriate and stringent patient selection;  Patient selection should be done via standardised assessment such as the neurological-oncological-mechanical systemic (NOMS) framework; and  The assessment should be carried out by a multidisciplinary team (MDT), which may be inclusive of, but not limited to, radiation oncologists, spine surgeons and interventional radiologists, among others.
Orthopaedics | Spine - Thoracolumbar (TL) and sacral surgery | TL and sacral fusion and fixation implant | TL rod | NuVasive Inc. | RELINE MAS CoCr Rod, 5.5x60mm Lordotic | 11455060 | Standalone | DE0500730 | As per HSA registered indication(s) except for radiolucent implants which should be used as follows:  in patients with primary or metastatic spinal tumours who would benefit from post-operative high dose high precision beam therapy upon appropriate and stringent patient selection;  Patient selection should be done via standardised assessment such as the neurological-oncological-mechanical systemic (NOMS) framework; and  The assessment should be carried out by a multidisciplinary team (MDT), which may be inclusive of, but not limited to, radiation oncologists, spine surgeons and interventional radiologists, among others.
Orthopaedics | Spine - Thoracolumbar (TL) and sacral surgery | TL and sacral fusion and fixation implant | TL rod | NuVasive Inc. | RELINE MAS CoCr Rod, 5.5x60mm Straight | 12455060 | Standalone | DE0500730 | As per HSA registered indication(s) except for radiolucent implants which should be used as follows:  in patients with primary or metastatic spinal tumours who would benefit from post-operative high dose high precision beam therapy upon appropriate and stringent patient selection;  Patient selection should be done via standardised assessment such as the neurological-oncological-mechanical systemic (NOMS) framework; and  The assessment should be carried out by a multidisciplinary team (MDT), which may be inclusive of, but not limited to, radiation oncologists, spine surgeons and interventional radiologists, among others.
Orthopaedics | Spine - Thoracolumbar (TL) and sacral surgery | TL and sacral fusion and fixation implant | TL rod | NuVasive Inc. | RELINE MAS CoCr Rod, 5.5x65mm Lordotic | 11455065 | Standalone | DE0500730 | As per HSA registered indication(s) except for radiolucent implants which should be used as follows:  in patients with primary or metastatic spinal tumours who would benefit from post-operative high dose high precision beam therapy upon appropriate and stringent patient selection;  Patient selection should be done via standardised assessment such as the neurological-oncological-mechanical systemic (NOMS) framework; and  The assessment should be carried out by a multidisciplinary team (MDT), which may be inclusive of, but not limited to, radiation oncologists, spine surgeons and interventional radiologists, among others.
Orthopaedics | Spine - Thoracolumbar (TL) and sacral surgery | TL and sacral fusion and fixation implant | TL rod | NuVasive Inc. | RELINE MAS CoCr Rod, 5.5x65mm Straight | 12455065 | Standalone | DE0500730 | As per HSA registered indication(s) except for radiolucent implants which should be used as follows:  in patients with primary or metastatic spinal tumours who would benefit from post-operative high dose high precision beam therapy upon appropriate and stringent patient selection;  Patient selection should be done via standardised assessment such as the neurological-oncological-mechanical systemic (NOMS) framework; and  The assessment should be carried out by a multidisciplinary team (MDT), which may be inclusive of, but not limited to, radiation oncologists, spine surgeons and interventional radiologists, among others.
Orthopaedics | Spine - Thoracolumbar (TL) and sacral surgery | TL and sacral fusion and fixation implant | TL rod | NuVasive Inc. | RELINE MAS CoCr Rod, 5.5x70mm Lordotic | 11455070 | Standalone | DE0500730 | As per HSA registered indication(s) except for radiolucent implants which should be used as follows:  in patients with primary or metastatic spinal tumours who would benefit from post-operative high dose high precision beam therapy upon appropriate and stringent patient selection;  Patient selection should be done via standardised assessment such as the neurological-oncological-mechanical systemic (NOMS) framework; and  The assessment should be carried out by a multidisciplinary team (MDT), which may be inclusive of, but not limited to, radiation oncologists, spine surgeons and interventional radiologists, among others.
Orthopaedics | Spine - Thoracolumbar (TL) and sacral surgery | TL and sacral fusion and fixation implant | TL rod | NuVasive Inc. | RELINE MAS CoCr Rod, 5.5x70mm Straight | 12455070 | Standalone | DE0500730 | As per HSA registered indication(s) except for radiolucent implants which should be used as follows:  in patients with primary or metastatic spinal tumours who would benefit from post-operative high dose high precision beam therapy upon appropriate and stringent patient selection;  Patient selection should be done via standardised assessment such as the neurological-oncological-mechanical systemic (NOMS) framework; and  The assessment should be carried out by a multidisciplinary team (MDT), which may be inclusive of, but not limited to, radiation oncologists, spine surgeons and interventional radiologists, among others.
Orthopaedics | Spine - Thoracolumbar (TL) and sacral surgery | TL and sacral fusion and fixation implant | TL rod | NuVasive Inc. | RELINE MAS CoCr Rod, 5.5x75mm Straight | 12455075 | Standalone | DE0500730 | As per HSA registered indication(s) except for radiolucent implants which should be used as follows:  in patients with primary or metastatic spinal tumours who would benefit from post-operative high dose high precision beam therapy upon appropriate and stringent patient selection;  Patient selection should be done via standardised assessment such as the neurological-oncological-mechanical systemic (NOMS) framework; and  The assessment should be carried out by a multidisciplinary team (MDT), which may be inclusive of, but not limited to, radiation oncologists, spine surgeons and interventional radiologists, among others.
Orthopaedics | Spine - Thoracolumbar (TL) and sacral surgery | TL and sacral fusion and fixation implant | TL rod | NuVasive Inc. | RELINE MAS CoCr Rod, 5.5x80mm Lordotic | 11455080 | Standalone | DE0500730 | As per HSA registered indication(s) except for radiolucent implants which should be used as follows:  in patients with primary or metastatic spinal tumours who would benefit from post-operative high dose high precision beam therapy upon appropriate and stringent patient selection;  Patient selection should be done via standardised assessment such as the neurological-oncological-mechanical systemic (NOMS) framework; and  The assessment should be carried out by a multidisciplinary team (MDT), which may be inclusive of, but not limited to, radiation oncologists, spine surgeons and interventional radiologists, among others.
Orthopaedics | Spine - Thoracolumbar (TL) and sacral surgery | TL and sacral fusion and fixation implant | TL rod | NuVasive Inc. | RELINE MAS CoCr Rod, 5.5x80mm Straight | 12455080 | Standalone | DE0500730 | As per HSA registered indication(s) except for radiolucent implants which should be used as follows:  in patients with primary or metastatic spinal tumours who would benefit from post-operative high dose high precision beam therapy upon appropriate and stringent patient selection;  Patient selection should be done via standardised assessment such as the neurological-oncological-mechanical systemic (NOMS) framework; and  The assessment should be carried out by a multidisciplinary team (MDT), which may be inclusive of, but not limited to, radiation oncologists, spine surgeons and interventional radiologists, among others.
Orthopaedics | Spine - Thoracolumbar (TL) and sacral surgery | TL and sacral fusion and fixation implant | TL rod | NuVasive Inc. | RELINE MAS CoCr Rod, 5.5x85mm Lordotic | 11455085 | Standalone | DE0500730 | As per HSA registered indication(s) except for radiolucent implants which should be used as follows:  in patients with primary or metastatic spinal tumours who would benefit from post-operative high dose high precision beam therapy upon appropriate and stringent patient selection;  Patient selection should be done via standardised assessment such as the neurological-oncological-mechanical systemic (NOMS) framework; and  The assessment should be carried out by a multidisciplinary team (MDT), which may be inclusive of, but not limited to, radiation oncologists, spine surgeons and interventional radiologists, among others.
Orthopaedics | Spine - Thoracolumbar (TL) and sacral surgery | TL and sacral fusion and fixation implant | TL rod | NuVasive Inc. | RELINE MAS CoCr Rod, 5.5x85mm Straight | 12455085 | Standalone | DE0500730 | As per HSA registered indication(s) except for radiolucent implants which should be used as follows:  in patients with primary or metastatic spinal tumours who would benefit from post-operative high dose high precision beam therapy upon appropriate and stringent patient selection;  Patient selection should be done via standardised assessment such as the neurological-oncological-mechanical systemic (NOMS) framework; and  The assessment should be carried out by a multidisciplinary team (MDT), which may be inclusive of, but not limited to, radiation oncologists, spine surgeons and interventional radiologists, among others.
Orthopaedics | Spine - Thoracolumbar (TL) and sacral surgery | TL and sacral fusion and fixation implant | TL rod | NuVasive Inc. | RELINE MAS CoCr Rod, 5.5x90mm Lordotic | 11455090 | Standalone | DE0500730 | As per HSA registered indication(s) except for radiolucent implants which should be used as follows:  in patients with primary or metastatic spinal tumours who would benefit from post-operative high dose high precision beam therapy upon appropriate and stringent patient selection;  Patient selection should be done via standardised assessment such as the neurological-oncological-mechanical systemic (NOMS) framework; and  The assessment should be carried out by a multidisciplinary team (MDT), which may be inclusive of, but not limited to, radiation oncologists, spine surgeons and interventional radiologists, among others.
Orthopaedics | Spine - Thoracolumbar (TL) and sacral surgery | TL and sacral fusion and fixation implant | TL rod | NuVasive Inc. | RELINE MAS CoCr Rod, 5.5x90mm Straight | 12455090 | Standalone | DE0500730 | As per HSA registered indication(s) except for radiolucent implants which should be used as follows:  in patients with primary or metastatic spinal tumours who would benefit from post-operative high dose high precision beam therapy upon appropriate and stringent patient selection;  Patient selection should be done via standardised assessment such as the neurological-oncological-mechanical systemic (NOMS) framework; and  The assessment should be carried out by a multidisciplinary team (MDT), which may be inclusive of, but not limited to, radiation oncologists, spine surgeons and interventional radiologists, among others.
Orthopaedics | Spine - Thoracolumbar (TL) and sacral surgery | TL and sacral fusion and fixation implant | TL rod | NuVasive Inc. | RELINE MAS CoCr Rod, 5.5x95mm Lordotic | 11455095 | Standalone | DE0500730 | As per HSA registered indication(s) except for radiolucent implants which should be used as follows:  in patients with primary or metastatic spinal tumours who would benefit from post-operative high dose high precision beam therapy upon appropriate and stringent patient selection;  Patient selection should be done via standardised assessment such as the neurological-oncological-mechanical systemic (NOMS) framework; and  The assessment should be carried out by a multidisciplinary team (MDT), which may be inclusive of, but not limited to, radiation oncologists, spine surgeons and interventional radiologists, among others.
Orthopaedics | Spine - Thoracolumbar (TL) and sacral surgery | TL and sacral fusion and fixation implant | TL rod | NuVasive Inc. | RELINE MAS CoCr Rod, 5.5x95mm Straight | 12455095 | Standalone | DE0500730 | As per HSA registered indication(s) except for radiolucent implants which should be used as follows:  in patients with primary or metastatic spinal tumours who would benefit from post-operative high dose high precision beam therapy upon appropriate and stringent patient selection;  Patient selection should be done via standardised assessment such as the neurological-oncological-mechanical systemic (NOMS) framework; and  The assessment should be carried out by a multidisciplinary team (MDT), which may be inclusive of, but not limited to, radiation oncologists, spine surgeons and interventional radiologists, among others.
Orthopaedics | Spine - Thoracolumbar (TL) and sacral surgery | TL and sacral fusion and fixation implant | TL rod | NuVasive Inc. | RELINE MAS CoCr Rod, 6.0x100mm Lordotic | 11460100 | Standalone | DE0500730 | As per HSA registered indication(s) except for radiolucent implants which should be used as follows:  in patients with primary or metastatic spinal tumours who would benefit from post-operative high dose high precision beam therapy upon appropriate and stringent patient selection;  Patient selection should be done via standardised assessment such as the neurological-oncological-mechanical systemic (NOMS) framework; and  The assessment should be carried out by a multidisciplinary team (MDT), which may be inclusive of, but not limited to, radiation oncologists, spine surgeons and interventional radiologists, among others.
Orthopaedics | Spine - Thoracolumbar (TL) and sacral surgery | TL and sacral fusion and fixation implant | TL rod | NuVasive Inc. | RELINE MAS CoCr Rod, 6.0x100mm Straight | 12460100 | Standalone | DE0500730 | As per HSA registered indication(s) except for radiolucent implants which should be used as follows:  in patients with primary or metastatic spinal tumours who would benefit from post-operative high dose high precision beam therapy upon appropriate and stringent patient selection;  Patient selection should be done via standardised assessment such as the neurological-oncological-mechanical systemic (NOMS) framework; and  The assessment should be carried out by a multidisciplinary team (MDT), which may be inclusive of, but not limited to, radiation oncologists, spine surgeons and interventional radiologists, among others.
Orthopaedics | Spine - Thoracolumbar (TL) and sacral surgery | TL and sacral fusion and fixation implant | TL rod | NuVasive Inc. | RELINE MAS CoCr Rod, 6.0x105mm Lordotic | 11460105 | Standalone | DE0500730 | As per HSA registered indication(s) except for radiolucent implants which should be used as follows:  in patients with primary or metastatic spinal tumours who would benefit from post-operative high dose high precision beam therapy upon appropriate and stringent patient selection;  Patient selection should be done via standardised assessment such as the neurological-oncological-mechanical systemic (NOMS) framework; and  The assessment should be carried out by a multidisciplinary team (MDT), which may be inclusive of, but not limited to, radiation oncologists, spine surgeons and interventional radiologists, among others.
Orthopaedics | Spine - Thoracolumbar (TL) and sacral surgery | TL and sacral fusion and fixation implant | TL rod | NuVasive Inc. | RELINE MAS CoCr Rod, 6.0x110mm Lordotic | 11460110 | Standalone | DE0500730 | As per HSA registered indication(s) except for radiolucent implants which should be used as follows:  in patients with primary or metastatic spinal tumours who would benefit from post-operative high dose high precision beam therapy upon appropriate and stringent patient selection;  Patient selection should be done via standardised assessment such as the neurological-oncological-mechanical systemic (NOMS) framework; and  The assessment should be carried out by a multidisciplinary team (MDT), which may be inclusive of, but not limited to, radiation oncologists, spine surgeons and interventional radiologists, among others.
Orthopaedics | Spine - Thoracolumbar (TL) and sacral surgery | TL and sacral fusion and fixation implant | TL rod | NuVasive Inc. | RELINE MAS CoCr Rod, 6.0x110mm Straight | 12460110 | Standalone | DE0500730 | As per HSA registered indication(s) except for radiolucent implants which should be used as follows:  in patients with primary or metastatic spinal tumours who would benefit from post-operative high dose high precision beam therapy upon appropriate and stringent patient selection;  Patient selection should be done via standardised assessment such as the neurological-oncological-mechanical systemic (NOMS) framework; and  The assessment should be carried out by a multidisciplinary team (MDT), which may be inclusive of, but not limited to, radiation oncologists, spine surgeons and interventional radiologists, among others.
Orthopaedics | Spine - Thoracolumbar (TL) and sacral surgery | TL and sacral fusion and fixation implant | TL rod | NuVasive Inc. | RELINE MAS CoCr Rod, 6.0x115mm Lordotic | 11460115 | Standalone | DE0500730 | As per HSA registered indication(s) except for radiolucent implants which should be used as follows:  in patients with primary or metastatic spinal tumours who would benefit from post-operative high dose high precision beam therapy upon appropriate and stringent patient selection;  Patient selection should be done via standardised assessment such as the neurological-oncological-mechanical systemic (NOMS) framework; and  The assessment should be carried out by a multidisciplinary team (MDT), which may be inclusive of, but not limited to, radiation oncologists, spine surgeons and interventional radiologists, among others.
Orthopaedics | Spine - Thoracolumbar (TL) and sacral surgery | TL and sacral fusion and fixation implant | TL rod | NuVasive Inc. | RELINE MAS CoCr Rod, 6.0x120mm Lordotic | 11460120 | Standalone | DE0500730 | As per HSA registered indication(s) except for radiolucent implants which should be used as follows:  in patients with primary or metastatic spinal tumours who would benefit from post-operative high dose high precision beam therapy upon appropriate and stringent patient selection;  Patient selection should be done via standardised assessment such as the neurological-oncological-mechanical systemic (NOMS) framework; and  The assessment should be carried out by a multidisciplinary team (MDT), which may be inclusive of, but not limited to, radiation oncologists, spine surgeons and interventional radiologists, among others.
Orthopaedics | Spine - Thoracolumbar (TL) and sacral surgery | TL and sacral fusion and fixation implant | TL rod | NuVasive Inc. | RELINE MAS CoCr Rod, 6.0x120mm Straight | 12460120 | Standalone | DE0500730 | As per HSA registered indication(s) except for radiolucent implants which should be used as follows:  in patients with primary or metastatic spinal tumours who would benefit from post-operative high dose high precision beam therapy upon appropriate and stringent patient selection;  Patient selection should be done via standardised assessment such as the neurological-oncological-mechanical systemic (NOMS) framework; and  The assessment should be carried out by a multidisciplinary team (MDT), which may be inclusive of, but not limited to, radiation oncologists, spine surgeons and interventional radiologists, among others.
Orthopaedics | Spine - Thoracolumbar (TL) and sacral surgery | TL and sacral fusion and fixation implant | TL rod | NuVasive Inc. | RELINE MAS CoCr Rod, 6.0x125mm Lordotic | 11460125 | Standalone | DE0500730 | As per HSA registered indication(s) except for radiolucent implants which should be used as follows:  in patients with primary or metastatic spinal tumours who would benefit from post-operative high dose high precision beam therapy upon appropriate and stringent patient selection;  Patient selection should be done via standardised assessment such as the neurological-oncological-mechanical systemic (NOMS) framework; and  The assessment should be carried out by a multidisciplinary team (MDT), which may be inclusive of, but not limited to, radiation oncologists, spine surgeons and interventional radiologists, among others.
Orthopaedics | Spine - Thoracolumbar (TL) and sacral surgery | TL and sacral fusion and fixation implant | TL rod | NuVasive Inc. | RELINE MAS CoCr Rod, 6.0x130mm Lordotic | 11460130 | Standalone | DE0500730 | As per HSA registered indication(s) except for radiolucent implants which should be used as follows:  in patients with primary or metastatic spinal tumours who would benefit from post-operative high dose high precision beam therapy upon appropriate and stringent patient selection;  Patient selection should be done via standardised assessment such as the neurological-oncological-mechanical systemic (NOMS) framework; and  The assessment should be carried out by a multidisciplinary team (MDT), which may be inclusive of, but not limited to, radiation oncologists, spine surgeons and interventional radiologists, among others.
Orthopaedics | Spine - Thoracolumbar (TL) and sacral surgery | TL and sacral fusion and fixation implant | TL rod | NuVasive Inc. | RELINE MAS CoCr Rod, 6.0x130mm Straight | 12460130 | Standalone | DE0500730 | As per HSA registered indication(s) except for radiolucent implants which should be used as follows:  in patients with primary or metastatic spinal tumours who would benefit from post-operative high dose high precision beam therapy upon appropriate and stringent patient selection;  Patient selection should be done via standardised assessment such as the neurological-oncological-mechanical systemic (NOMS) framework; and  The assessment should be carried out by a multidisciplinary team (MDT), which may be inclusive of, but not limited to, radiation oncologists, spine surgeons and interventional radiologists, among others.
Orthopaedics | Spine - Thoracolumbar (TL) and sacral surgery | TL and sacral fusion and fixation implant | TL rod | NuVasive Inc. | RELINE MAS CoCr Rod, 6.0x135mm Lordotic | 11460135 | Standalone | DE0500730 | As per HSA registered indication(s) except for radiolucent implants which should be used as follows:  in patients with primary or metastatic spinal tumours who would benefit from post-operative high dose high precision beam therapy upon appropriate and stringent patient selection;  Patient selection should be done via standardised assessment such as the neurological-oncological-mechanical systemic (NOMS) framework; and  The assessment should be carried out by a multidisciplinary team (MDT), which may be inclusive of, but not limited to, radiation oncologists, spine surgeons and interventional radiologists, among others.
Orthopaedics | Spine - Thoracolumbar (TL) and sacral surgery | TL and sacral fusion and fixation implant | TL rod | NuVasive Inc. | RELINE MAS CoCr Rod, 6.0x140mm Lordotic | 11460140 | Standalone | DE0500730 | As per HSA registered indication(s) except for radiolucent implants which should be used as follows:  in patients with primary or metastatic spinal tumours who would benefit from post-operative high dose high precision beam therapy upon appropriate and stringent patient selection;  Patient selection should be done via standardised assessment such as the neurological-oncological-mechanical systemic (NOMS) framework; and  The assessment should be carried out by a multidisciplinary team (MDT), which may be inclusive of, but not limited to, radiation oncologists, spine surgeons and interventional radiologists, among others.
Orthopaedics | Spine - Thoracolumbar (TL) and sacral surgery | TL and sacral fusion and fixation implant | TL rod | NuVasive Inc. | RELINE MAS CoCr Rod, 6.0x140mm Straight | 12460140 | Standalone | DE0500730 | As per HSA registered indication(s) except for radiolucent implants which should be used as follows:  in patients with primary or metastatic spinal tumours who would benefit from post-operative high dose high precision beam therapy upon appropriate and stringent patient selection;  Patient selection should be done via standardised assessment such as the neurological-oncological-mechanical systemic (NOMS) framework; and  The assessment should be carried out by a multidisciplinary team (MDT), which may be inclusive of, but not limited to, radiation oncologists, spine surgeons and interventional radiologists, among others.
Orthopaedics | Spine - Thoracolumbar (TL) and sacral surgery | TL and sacral fusion and fixation implant | TL rod | NuVasive Inc. | RELINE MAS CoCr Rod, 6.0x145mm Lordotic | 11460145 | Standalone | DE0500730 | As per HSA registered indication(s) except for radiolucent implants which should be used as follows:  in patients with primary or metastatic spinal tumours who would benefit from post-operative high dose high precision beam therapy upon appropriate and stringent patient selection;  Patient selection should be done via standardised assessment such as the neurological-oncological-mechanical systemic (NOMS) framework; and  The assessment should be carried out by a multidisciplinary team (MDT), which may be inclusive of, but not limited to, radiation oncologists, spine surgeons and interventional radiologists, among others.
Orthopaedics | Spine - Thoracolumbar (TL) and sacral surgery | TL and sacral fusion and fixation implant | TL rod | NuVasive Inc. | RELINE MAS CoCr Rod, 6.0x150mm Lordotic | 11460150 | Standalone | DE0500730 | As per HSA registered indication(s) except for radiolucent implants which should be used as follows:  in patients with primary or metastatic spinal tumours who would benefit from post-operative high dose high precision beam therapy upon appropriate and stringent patient selection;  Patient selection should be done via standardised assessment such as the neurological-oncological-mechanical systemic (NOMS) framework; and  The assessment should be carried out by a multidisciplinary team (MDT), which may be inclusive of, but not limited to, radiation oncologists, spine surgeons and interventional radiologists, among others.
Orthopaedics | Spine - Thoracolumbar (TL) and sacral surgery | TL and sacral fusion and fixation implant | TL rod | NuVasive Inc. | RELINE MAS CoCr Rod, 6.0x150mm Straight | 12460150 | Standalone | DE0500730 | As per HSA registered indication(s) except for radiolucent implants which should be used as follows:  in patients with primary or metastatic spinal tumours who would benefit from post-operative high dose high precision beam therapy upon appropriate and stringent patient selection;  Patient selection should be done via standardised assessment such as the neurological-oncological-mechanical systemic (NOMS) framework; and  The assessment should be carried out by a multidisciplinary team (MDT), which may be inclusive of, but not limited to, radiation oncologists, spine surgeons and interventional radiologists, among others.
Orthopaedics | Spine - Thoracolumbar (TL) and sacral surgery | TL and sacral fusion and fixation implant | TL rod | NuVasive Inc. | RELINE MAS CoCr Rod, 6.0x155mm Lordotic | 11460155 | Standalone | DE0500730 | As per HSA registered indication(s) except for radiolucent implants which should be used as follows:  in patients with primary or metastatic spinal tumours who would benefit from post-operative high dose high precision beam therapy upon appropriate and stringent patient selection;  Patient selection should be done via standardised assessment such as the neurological-oncological-mechanical systemic (NOMS) framework; and  The assessment should be carried out by a multidisciplinary team (MDT), which may be inclusive of, but not limited to, radiation oncologists, spine surgeons and interventional radiologists, among others.
Orthopaedics | Spine - Thoracolumbar (TL) and sacral surgery | TL and sacral fusion and fixation implant | TL rod | NuVasive Inc. | RELINE MAS CoCr Rod, 6.0x15mm Lordotic | 11460015 | Standalone | DE0500730 | As per HSA registered indication(s) except for radiolucent implants which should be used as follows:  in patients with primary or metastatic spinal tumours who would benefit from post-operative high dose high precision beam therapy upon appropriate and stringent patient selection;  Patient selection should be done via standardised assessment such as the neurological-oncological-mechanical systemic (NOMS) framework; and  The assessment should be carried out by a multidisciplinary team (MDT), which may be inclusive of, but not limited to, radiation oncologists, spine surgeons and interventional radiologists, among others.
Orthopaedics | Spine - Thoracolumbar (TL) and sacral surgery | TL and sacral fusion and fixation implant | TL rod | NuVasive Inc. | RELINE MAS CoCr Rod, 6.0x15mm Straight | 12460015 | Standalone | DE0500730 | As per HSA registered indication(s) except for radiolucent implants which should be used as follows:  in patients with primary or metastatic spinal tumours who would benefit from post-operative high dose high precision beam therapy upon appropriate and stringent patient selection;  Patient selection should be done via standardised assessment such as the neurological-oncological-mechanical systemic (NOMS) framework; and  The assessment should be carried out by a multidisciplinary team (MDT), which may be inclusive of, but not limited to, radiation oncologists, spine surgeons and interventional radiologists, among others.
Orthopaedics | Spine - Thoracolumbar (TL) and sacral surgery | TL and sacral fusion and fixation implant | TL rod | NuVasive Inc. | RELINE MAS CoCr Rod, 6.0x160mm Lordotic | 11460160 | Standalone | DE0500730 | As per HSA registered indication(s) except for radiolucent implants which should be used as follows:  in patients with primary or metastatic spinal tumours who would benefit from post-operative high dose high precision beam therapy upon appropriate and stringent patient selection;  Patient selection should be done via standardised assessment such as the neurological-oncological-mechanical systemic (NOMS) framework; and  The assessment should be carried out by a multidisciplinary team (MDT), which may be inclusive of, but not limited to, radiation oncologists, spine surgeons and interventional radiologists, among others.
Orthopaedics | Spine - Thoracolumbar (TL) and sacral surgery | TL and sacral fusion and fixation implant | TL rod | NuVasive Inc. | RELINE MAS CoCr Rod, 6.0x160mm Straight | 12460160 | Standalone | DE0500730 | As per HSA registered indication(s) except for radiolucent implants which should be used as follows:  in patients with primary or metastatic spinal tumours who would benefit from post-operative high dose high precision beam therapy upon appropriate and stringent patient selection;  Patient selection should be done via standardised assessment such as the neurological-oncological-mechanical systemic (NOMS) framework; and  The assessment should be carried out by a multidisciplinary team (MDT), which may be inclusive of, but not limited to, radiation oncologists, spine surgeons and interventional radiologists, among others.
Orthopaedics | Spine - Thoracolumbar (TL) and sacral surgery | TL and sacral fusion and fixation implant | TL rod | NuVasive Inc. | RELINE MAS CoCr Rod, 6.0x165mm Lordotic | 11460165 | Standalone | DE0500730 | As per HSA registered indication(s) except for radiolucent implants which should be used as follows:  in patients with primary or metastatic spinal tumours who would benefit from post-operative high dose high precision beam therapy upon appropriate and stringent patient selection;  Patient selection should be done via standardised assessment such as the neurological-oncological-mechanical systemic (NOMS) framework; and  The assessment should be carried out by a multidisciplinary team (MDT), which may be inclusive of, but not limited to, radiation oncologists, spine surgeons and interventional radiologists, among others.
Orthopaedics | Spine - Thoracolumbar (TL) and sacral surgery | TL and sacral fusion and fixation implant | TL rod | NuVasive Inc. | RELINE MAS CoCr Rod, 6.0x170mm Lordotic | 11460170 | Standalone | DE0500730 | As per HSA registered indication(s) except for radiolucent implants which should be used as follows:  in patients with primary or metastatic spinal tumours who would benefit from post-operative high dose high precision beam therapy upon appropriate and stringent patient selection;  Patient selection should be done via standardised assessment such as the neurological-oncological-mechanical systemic (NOMS) framework; and  The assessment should be carried out by a multidisciplinary team (MDT), which may be inclusive of, but not limited to, radiation oncologists, spine surgeons and interventional radiologists, among others.
Orthopaedics | Spine - Thoracolumbar (TL) and sacral surgery | TL and sacral fusion and fixation implant | TL rod | NuVasive Inc. | RELINE MAS CoCr Rod, 6.0x170mm Straight | 12460170 | Standalone | DE0500730 | As per HSA registered indication(s) except for radiolucent implants which should be used as follows:  in patients with primary or metastatic spinal tumours who would benefit from post-operative high dose high precision beam therapy upon appropriate and stringent patient selection;  Patient selection should be done via standardised assessment such as the neurological-oncological-mechanical systemic (NOMS) framework; and  The assessment should be carried out by a multidisciplinary team (MDT), which may be inclusive of, but not limited to, radiation oncologists, spine surgeons and interventional radiologists, among others.
Orthopaedics | Spine - Thoracolumbar (TL) and sacral surgery | TL and sacral fusion and fixation implant | TL rod | NuVasive Inc. | RELINE MAS CoCr Rod, 6.0x175mm Lordotic | 11460175 | Standalone | DE0500730 | As per HSA registered indication(s) except for radiolucent implants which should be used as follows:  in patients with primary or metastatic spinal tumours who would benefit from post-operative high dose high precision beam therapy upon appropriate and stringent patient selection;  Patient selection should be done via standardised assessment such as the neurological-oncological-mechanical systemic (NOMS) framework; and  The assessment should be carried out by a multidisciplinary team (MDT), which may be inclusive of, but not limited to, radiation oncologists, spine surgeons and interventional radiologists, among others.
Orthopaedics | Spine - Thoracolumbar (TL) and sacral surgery | TL and sacral fusion and fixation implant | TL rod | NuVasive Inc. | RELINE MAS CoCr Rod, 6.0x180mm Lordotic | 11460180 | Standalone | DE0500730 | As per HSA registered indication(s) except for radiolucent implants which should be used as follows:  in patients with primary or metastatic spinal tumours who would benefit from post-operative high dose high precision beam therapy upon appropriate and stringent patient selection;  Patient selection should be done via standardised assessment such as the neurological-oncological-mechanical systemic (NOMS) framework; and  The assessment should be carried out by a multidisciplinary team (MDT), which may be inclusive of, but not limited to, radiation oncologists, spine surgeons and interventional radiologists, among others.
Orthopaedics | Spine - Thoracolumbar (TL) and sacral surgery | TL and sacral fusion and fixation implant | TL rod | NuVasive Inc. | RELINE MAS CoCr Rod, 6.0x180mm Straight | 12460180 | Standalone | DE0500730 | As per HSA registered indication(s) except for radiolucent implants which should be used as follows:  in patients with primary or metastatic spinal tumours who would benefit from post-operative high dose high precision beam therapy upon appropriate and stringent patient selection;  Patient selection should be done via standardised assessment such as the neurological-oncological-mechanical systemic (NOMS) framework; and  The assessment should be carried out by a multidisciplinary team (MDT), which may be inclusive of, but not limited to, radiation oncologists, spine surgeons and interventional radiologists, among others.
Orthopaedics | Spine - Thoracolumbar (TL) and sacral surgery | TL and sacral fusion and fixation implant | TL rod | NuVasive Inc. | RELINE MAS CoCr Rod, 6.0x185mm Lordotic | 11460185 | Standalone | DE0500730 | As per HSA registered indication(s) except for radiolucent implants which should be used as follows:  in patients with primary or metastatic spinal tumours who would benefit from post-operative high dose high precision beam therapy upon appropriate and stringent patient selection;  Patient selection should be done via standardised assessment such as the neurological-oncological-mechanical systemic (NOMS) framework; and  The assessment should be carried out by a multidisciplinary team (MDT), which may be inclusive of, but not limited to, radiation oncologists, spine surgeons and interventional radiologists, among others.
Orthopaedics | Spine - Thoracolumbar (TL) and sacral surgery | TL and sacral fusion and fixation implant | TL rod | NuVasive Inc. | RELINE MAS CoCr Rod, 6.0x190mm Lordotic | 11460190 | Standalone | DE0500730 | As per HSA registered indication(s) except for radiolucent implants which should be used as follows:  in patients with primary or metastatic spinal tumours who would benefit from post-operative high dose high precision beam therapy upon appropriate and stringent patient selection;  Patient selection should be done via standardised assessment such as the neurological-oncological-mechanical systemic (NOMS) framework; and  The assessment should be carried out by a multidisciplinary team (MDT), which may be inclusive of, but not limited to, radiation oncologists, spine surgeons and interventional radiologists, among others.
Orthopaedics | Spine - Thoracolumbar (TL) and sacral surgery | TL and sacral fusion and fixation implant | TL rod | NuVasive Inc. | RELINE MAS CoCr Rod, 6.0x190mm Straight | 12460190 | Standalone | DE0500730 | As per HSA registered indication(s) except for radiolucent implants which should be used as follows:  in patients with primary or metastatic spinal tumours who would benefit from post-operative high dose high precision beam therapy upon appropriate and stringent patient selection;  Patient selection should be done via standardised assessment such as the neurological-oncological-mechanical systemic (NOMS) framework; and  The assessment should be carried out by a multidisciplinary team (MDT), which may be inclusive of, but not limited to, radiation oncologists, spine surgeons and interventional radiologists, among others.
Orthopaedics | Spine - Thoracolumbar (TL) and sacral surgery | TL and sacral fusion and fixation implant | TL rod | NuVasive Inc. | RELINE MAS CoCr Rod, 6.0x195mm Lordotic | 11460195 | Standalone | DE0500730 | As per HSA registered indication(s) except for radiolucent implants which should be used as follows:  in patients with primary or metastatic spinal tumours who would benefit from post-operative high dose high precision beam therapy upon appropriate and stringent patient selection;  Patient selection should be done via standardised assessment such as the neurological-oncological-mechanical systemic (NOMS) framework; and  The assessment should be carried out by a multidisciplinary team (MDT), which may be inclusive of, but not limited to, radiation oncologists, spine surgeons and interventional radiologists, among others.
Orthopaedics | Spine - Thoracolumbar (TL) and sacral surgery | TL and sacral fusion and fixation implant | TL rod | NuVasive Inc. | RELINE MAS CoCr Rod, 6.0x200mm Lordotic | 11460200 | Standalone | DE0500730 | As per HSA registered indication(s) except for radiolucent implants which should be used as follows:  in patients with primary or metastatic spinal tumours who would benefit from post-operative high dose high precision beam therapy upon appropriate and stringent patient selection;  Patient selection should be done via standardised assessment such as the neurological-oncological-mechanical systemic (NOMS) framework; and  The assessment should be carried out by a multidisciplinary team (MDT), which may be inclusive of, but not limited to, radiation oncologists, spine surgeons and interventional radiologists, among others.
Orthopaedics | Spine - Thoracolumbar (TL) and sacral surgery | TL and sacral fusion and fixation implant | TL rod | NuVasive Inc. | RELINE MAS CoCr Rod, 6.0x200mm Straight | 12460200 | Standalone | DE0500730 | As per HSA registered indication(s) except for radiolucent implants which should be used as follows:  in patients with primary or metastatic spinal tumours who would benefit from post-operative high dose high precision beam therapy upon appropriate and stringent patient selection;  Patient selection should be done via standardised assessment such as the neurological-oncological-mechanical systemic (NOMS) framework; and  The assessment should be carried out by a multidisciplinary team (MDT), which may be inclusive of, but not limited to, radiation oncologists, spine surgeons and interventional radiologists, among others.
Orthopaedics | Spine - Thoracolumbar (TL) and sacral surgery | TL and sacral fusion and fixation implant | TL rod | NuVasive Inc. | RELINE MAS CoCr Rod, 6.0x20mm Lordotic | 11460020 | Standalone | DE0500730 | As per HSA registered indication(s) except for radiolucent implants which should be used as follows:  in patients with primary or metastatic spinal tumours who would benefit from post-operative high dose high precision beam therapy upon appropriate and stringent patient selection;  Patient selection should be done via standardised assessment such as the neurological-oncological-mechanical systemic (NOMS) framework; and  The assessment should be carried out by a multidisciplinary team (MDT), which may be inclusive of, but not limited to, radiation oncologists, spine surgeons and interventional radiologists, among others.
Orthopaedics | Spine - Thoracolumbar (TL) and sacral surgery | TL and sacral fusion and fixation implant | TL rod | NuVasive Inc. | RELINE MAS CoCr Rod, 6.0x20mm Straight | 12460020 | Standalone | DE0500730 | As per HSA registered indication(s) except for radiolucent implants which should be used as follows:  in patients with primary or metastatic spinal tumours who would benefit from post-operative high dose high precision beam therapy upon appropriate and stringent patient selection;  Patient selection should be done via standardised assessment such as the neurological-oncological-mechanical systemic (NOMS) framework; and  The assessment should be carried out by a multidisciplinary team (MDT), which may be inclusive of, but not limited to, radiation oncologists, spine surgeons and interventional radiologists, among others.
Orthopaedics | Spine - Thoracolumbar (TL) and sacral surgery | TL and sacral fusion and fixation implant | TL rod | NuVasive Inc. | RELINE MAS CoCr Rod, 6.0x210mm Straight | 12460210 | Standalone | DE0500730 | As per HSA registered indication(s) except for radiolucent implants which should be used as follows:  in patients with primary or metastatic spinal tumours who would benefit from post-operative high dose high precision beam therapy upon appropriate and stringent patient selection;  Patient selection should be done via standardised assessment such as the neurological-oncological-mechanical systemic (NOMS) framework; and  The assessment should be carried out by a multidisciplinary team (MDT), which may be inclusive of, but not limited to, radiation oncologists, spine surgeons and interventional radiologists, among others.
Orthopaedics | Spine - Thoracolumbar (TL) and sacral surgery | TL and sacral fusion and fixation implant | TL rod | NuVasive Inc. | RELINE MAS CoCr Rod, 6.0x220mm Straight | 12460220 | Standalone | DE0500730 | As per HSA registered indication(s) except for radiolucent implants which should be used as follows:  in patients with primary or metastatic spinal tumours who would benefit from post-operative high dose high precision beam therapy upon appropriate and stringent patient selection;  Patient selection should be done via standardised assessment such as the neurological-oncological-mechanical systemic (NOMS) framework; and  The assessment should be carried out by a multidisciplinary team (MDT), which may be inclusive of, but not limited to, radiation oncologists, spine surgeons and interventional radiologists, among others.
Orthopaedics | Spine - Thoracolumbar (TL) and sacral surgery | TL and sacral fusion and fixation implant | TL rod | NuVasive Inc. | RELINE MAS CoCr Rod, 6.0x230mm Straight | 12460230 | Standalone | DE0500730 | As per HSA registered indication(s) except for radiolucent implants which should be used as follows:  in patients with primary or metastatic spinal tumours who would benefit from post-operative high dose high precision beam therapy upon appropriate and stringent patient selection;  Patient selection should be done via standardised assessment such as the neurological-oncological-mechanical systemic (NOMS) framework; and  The assessment should be carried out by a multidisciplinary team (MDT), which may be inclusive of, but not limited to, radiation oncologists, spine surgeons and interventional radiologists, among others.
Orthopaedics | Spine - Thoracolumbar (TL) and sacral surgery | TL and sacral fusion and fixation implant | TL rod | NuVasive Inc. | RELINE MAS CoCr Rod, 6.0x240mm Straight | 12460240 | Standalone | DE0500730 | As per HSA registered indication(s) except for radiolucent implants which should be used as follows:  in patients with primary or metastatic spinal tumours who would benefit from post-operative high dose high precision beam therapy upon appropriate and stringent patient selection;  Patient selection should be done via standardised assessment such as the neurological-oncological-mechanical systemic (NOMS) framework; and  The assessment should be carried out by a multidisciplinary team (MDT), which may be inclusive of, but not limited to, radiation oncologists, spine surgeons and interventional radiologists, among others.
Orthopaedics | Spine - Thoracolumbar (TL) and sacral surgery | TL and sacral fusion and fixation implant | TL rod | NuVasive Inc. | RELINE MAS CoCr Rod, 6.0x250mm Straight | 12460250 | Standalone | DE0500730 | As per HSA registered indication(s) except for radiolucent implants which should be used as follows:  in patients with primary or metastatic spinal tumours who would benefit from post-operative high dose high precision beam therapy upon appropriate and stringent patient selection;  Patient selection should be done via standardised assessment such as the neurological-oncological-mechanical systemic (NOMS) framework; and  The assessment should be carried out by a multidisciplinary team (MDT), which may be inclusive of, but not limited to, radiation oncologists, spine surgeons and interventional radiologists, among others.
Orthopaedics | Spine - Thoracolumbar (TL) and sacral surgery | TL and sacral fusion and fixation implant | TL rod | NuVasive Inc. | RELINE MAS CoCr Rod, 6.0x25mm Lordotic | 11460025 | Standalone | DE0500730 | As per HSA registered indication(s) except for radiolucent implants which should be used as follows:  in patients with primary or metastatic spinal tumours who would benefit from post-operative high dose high precision beam therapy upon appropriate and stringent patient selection;  Patient selection should be done via standardised assessment such as the neurological-oncological-mechanical systemic (NOMS) framework; and  The assessment should be carried out by a multidisciplinary team (MDT), which may be inclusive of, but not limited to, radiation oncologists, spine surgeons and interventional radiologists, among others.
Orthopaedics | Spine - Thoracolumbar (TL) and sacral surgery | TL and sacral fusion and fixation implant | TL rod | NuVasive Inc. | RELINE MAS CoCr Rod, 6.0x25mm Straight | 12460025 | Standalone | DE0500730 | As per HSA registered indication(s) except for radiolucent implants which should be used as follows:  in patients with primary or metastatic spinal tumours who would benefit from post-operative high dose high precision beam therapy upon appropriate and stringent patient selection;  Patient selection should be done via standardised assessment such as the neurological-oncological-mechanical systemic (NOMS) framework; and  The assessment should be carried out by a multidisciplinary team (MDT), which may be inclusive of, but not limited to, radiation oncologists, spine surgeons and interventional radiologists, among others.
Orthopaedics | Spine - Thoracolumbar (TL) and sacral surgery | TL and sacral fusion and fixation implant | TL rod | NuVasive Inc. | RELINE MAS CoCr Rod, 6.0x260mm Straight | 12460260 | Standalone | DE0500730 | As per HSA registered indication(s) except for radiolucent implants which should be used as follows:  in patients with primary or metastatic spinal tumours who would benefit from post-operative high dose high precision beam therapy upon appropriate and stringent patient selection;  Patient selection should be done via standardised assessment such as the neurological-oncological-mechanical systemic (NOMS) framework; and  The assessment should be carried out by a multidisciplinary team (MDT), which may be inclusive of, but not limited to, radiation oncologists, spine surgeons and interventional radiologists, among others.
Orthopaedics | Spine - Thoracolumbar (TL) and sacral surgery | TL and sacral fusion and fixation implant | TL rod | NuVasive Inc. | RELINE MAS CoCr Rod, 6.0x270mm Straight | 12460270 | Standalone | DE0500730 | As per HSA registered indication(s) except for radiolucent implants which should be used as follows:  in patients with primary or metastatic spinal tumours who would benefit from post-operative high dose high precision beam therapy upon appropriate and stringent patient selection;  Patient selection should be done via standardised assessment such as the neurological-oncological-mechanical systemic (NOMS) framework; and  The assessment should be carried out by a multidisciplinary team (MDT), which may be inclusive of, but not limited to, radiation oncologists, spine surgeons and interventional radiologists, among others.
Orthopaedics | Spine - Thoracolumbar (TL) and sacral surgery | TL and sacral fusion and fixation implant | TL rod | NuVasive Inc. | RELINE MAS CoCr Rod, 6.0x280mm Straight | 12460280 | Standalone | DE0500730 | As per HSA registered indication(s) except for radiolucent implants which should be used as follows:  in patients with primary or metastatic spinal tumours who would benefit from post-operative high dose high precision beam therapy upon appropriate and stringent patient selection;  Patient selection should be done via standardised assessment such as the neurological-oncological-mechanical systemic (NOMS) framework; and  The assessment should be carried out by a multidisciplinary team (MDT), which may be inclusive of, but not limited to, radiation oncologists, spine surgeons and interventional radiologists, among others.
Orthopaedics | Spine - Thoracolumbar (TL) and sacral surgery | TL and sacral fusion and fixation implant | TL rod | NuVasive Inc. | RELINE MAS CoCr Rod, 6.0x290mm Straight | 12460290 | Standalone | DE0500730 | As per HSA registered indication(s) except for radiolucent implants which should be used as follows:  in patients with primary or metastatic spinal tumours who would benefit from post-operative high dose high precision beam therapy upon appropriate and stringent patient selection;  Patient selection should be done via standardised assessment such as the neurological-oncological-mechanical systemic (NOMS) framework; and  The assessment should be carried out by a multidisciplinary team (MDT), which may be inclusive of, but not limited to, radiation oncologists, spine surgeons and interventional radiologists, among others.
Orthopaedics | Spine - Thoracolumbar (TL) and sacral surgery | TL and sacral fusion and fixation implant | TL rod | NuVasive Inc. | RELINE MAS CoCr Rod, 6.0x300mm Straight | 12460300 | Standalone | DE0500730 | As per HSA registered indication(s) except for radiolucent implants which should be used as follows:  in patients with primary or metastatic spinal tumours who would benefit from post-operative high dose high precision beam therapy upon appropriate and stringent patient selection;  Patient selection should be done via standardised assessment such as the neurological-oncological-mechanical systemic (NOMS) framework; and  The assessment should be carried out by a multidisciplinary team (MDT), which may be inclusive of, but not limited to, radiation oncologists, spine surgeons and interventional radiologists, among others.
Orthopaedics | Spine - Thoracolumbar (TL) and sacral surgery | TL and sacral fusion and fixation implant | TL rod | NuVasive Inc. | RELINE MAS CoCr Rod, 6.0x30mm Lordotic | 11460030 | Standalone | DE0500730 | As per HSA registered indication(s) except for radiolucent implants which should be used as follows:  in patients with primary or metastatic spinal tumours who would benefit from post-operative high dose high precision beam therapy upon appropriate and stringent patient selection;  Patient selection should be done via standardised assessment such as the neurological-oncological-mechanical systemic (NOMS) framework; and  The assessment should be carried out by a multidisciplinary team (MDT), which may be inclusive of, but not limited to, radiation oncologists, spine surgeons and interventional radiologists, among others.
Orthopaedics | Spine - Thoracolumbar (TL) and sacral surgery | TL and sacral fusion and fixation implant | TL rod | NuVasive Inc. | RELINE MAS CoCr Rod, 6.0x30mm Straight | 12460030 | Standalone | DE0500730 | As per HSA registered indication(s) except for radiolucent implants which should be used as follows:  in patients with primary or metastatic spinal tumours who would benefit from post-operative high dose high precision beam therapy upon appropriate and stringent patient selection;  Patient selection should be done via standardised assessment such as the neurological-oncological-mechanical systemic (NOMS) framework; and  The assessment should be carried out by a multidisciplinary team (MDT), which may be inclusive of, but not limited to, radiation oncologists, spine surgeons and interventional radiologists, among others.
Orthopaedics | Spine - Thoracolumbar (TL) and sacral surgery | TL and sacral fusion and fixation implant | TL rod | NuVasive Inc. | RELINE MAS CoCr Rod, 6.0x310mm Straight | 12460310 | Standalone | DE0500730 | As per HSA registered indication(s) except for radiolucent implants which should be used as follows:  in patients with primary or metastatic spinal tumours who would benefit from post-operative high dose high precision beam therapy upon appropriate and stringent patient selection;  Patient selection should be done via standardised assessment such as the neurological-oncological-mechanical systemic (NOMS) framework; and  The assessment should be carried out by a multidisciplinary team (MDT), which may be inclusive of, but not limited to, radiation oncologists, spine surgeons and interventional radiologists, among others.
Orthopaedics | Spine - Thoracolumbar (TL) and sacral surgery | TL and sacral fusion and fixation implant | TL rod | NuVasive Inc. | RELINE MAS CoCr Rod, 6.0x320mm Straight | 12460320 | Standalone | DE0500730 | As per HSA registered indication(s) except for radiolucent implants which should be used as follows:  in patients with primary or metastatic spinal tumours who would benefit from post-operative high dose high precision beam therapy upon appropriate and stringent patient selection;  Patient selection should be done via standardised assessment such as the neurological-oncological-mechanical systemic (NOMS) framework; and  The assessment should be carried out by a multidisciplinary team (MDT), which may be inclusive of, but not limited to, radiation oncologists, spine surgeons and interventional radiologists, among others.
Orthopaedics | Spine - Thoracolumbar (TL) and sacral surgery | TL and sacral fusion and fixation implant | TL rod | NuVasive Inc. | RELINE MAS CoCr Rod, 6.0x330mm Straight | 12460330 | Standalone | DE0500730 | As per HSA registered indication(s) except for radiolucent implants which should be used as follows:  in patients with primary or metastatic spinal tumours who would benefit from post-operative high dose high precision beam therapy upon appropriate and stringent patient selection;  Patient selection should be done via standardised assessment such as the neurological-oncological-mechanical systemic (NOMS) framework; and  The assessment should be carried out by a multidisciplinary team (MDT), which may be inclusive of, but not limited to, radiation oncologists, spine surgeons and interventional radiologists, among others.
Orthopaedics | Spine - Thoracolumbar (TL) and sacral surgery | TL and sacral fusion and fixation implant | TL rod | NuVasive Inc. | RELINE MAS CoCr Rod, 6.0x340mm Straight | 12460340 | Standalone | DE0500730 | As per HSA registered indication(s) except for radiolucent implants which should be used as follows:  in patients with primary or metastatic spinal tumours who would benefit from post-operative high dose high precision beam therapy upon appropriate and stringent patient selection;  Patient selection should be done via standardised assessment such as the neurological-oncological-mechanical systemic (NOMS) framework; and  The assessment should be carried out by a multidisciplinary team (MDT), which may be inclusive of, but not limited to, radiation oncologists, spine surgeons and interventional radiologists, among others.
Orthopaedics | Spine - Thoracolumbar (TL) and sacral surgery | TL and sacral fusion and fixation implant | TL rod | NuVasive Inc. | RELINE MAS CoCr Rod, 6.0x350mm Straight | 12460350 | Standalone | DE0500730 | As per HSA registered indication(s) except for radiolucent implants which should be used as follows:  in patients with primary or metastatic spinal tumours who would benefit from post-operative high dose high precision beam therapy upon appropriate and stringent patient selection;  Patient selection should be done via standardised assessment such as the neurological-oncological-mechanical systemic (NOMS) framework; and  The assessment should be carried out by a multidisciplinary team (MDT), which may be inclusive of, but not limited to, radiation oncologists, spine surgeons and interventional radiologists, among others.
Orthopaedics | Spine - Thoracolumbar (TL) and sacral surgery | TL and sacral fusion and fixation implant | TL rod | NuVasive Inc. | RELINE MAS CoCr Rod, 6.0x35mm Lordotic | 11460035 | Standalone | DE0500730 | As per HSA registered indication(s) except for radiolucent implants which should be used as follows:  in patients with primary or metastatic spinal tumours who would benefit from post-operative high dose high precision beam therapy upon appropriate and stringent patient selection;  Patient selection should be done via standardised assessment such as the neurological-oncological-mechanical systemic (NOMS) framework; and  The assessment should be carried out by a multidisciplinary team (MDT), which may be inclusive of, but not limited to, radiation oncologists, spine surgeons and interventional radiologists, among others.
Orthopaedics | Spine - Thoracolumbar (TL) and sacral surgery | TL and sacral fusion and fixation implant | TL rod | NuVasive Inc. | RELINE MAS CoCr Rod, 6.0x35mm Straight | 12460035 | Standalone | DE0500730 | As per HSA registered indication(s) except for radiolucent implants which should be used as follows:  in patients with primary or metastatic spinal tumours who would benefit from post-operative high dose high precision beam therapy upon appropriate and stringent patient selection;  Patient selection should be done via standardised assessment such as the neurological-oncological-mechanical systemic (NOMS) framework; and  The assessment should be carried out by a multidisciplinary team (MDT), which may be inclusive of, but not limited to, radiation oncologists, spine surgeons and interventional radiologists, among others.
Orthopaedics | Spine - Thoracolumbar (TL) and sacral surgery | TL and sacral fusion and fixation implant | TL rod | NuVasive Inc. | RELINE MAS CoCr Rod, 6.0x360mm Straight | 12460360 | Standalone | DE0500730 | As per HSA registered indication(s) except for radiolucent implants which should be used as follows:  in patients with primary or metastatic spinal tumours who would benefit from post-operative high dose high precision beam therapy upon appropriate and stringent patient selection;  Patient selection should be done via standardised assessment such as the neurological-oncological-mechanical systemic (NOMS) framework; and  The assessment should be carried out by a multidisciplinary team (MDT), which may be inclusive of, but not limited to, radiation oncologists, spine surgeons and interventional radiologists, among others.
Orthopaedics | Spine - Thoracolumbar (TL) and sacral surgery | TL and sacral fusion and fixation implant | TL rod | NuVasive Inc. | RELINE MAS CoCr Rod, 6.0x370mm Straight | 12460370 | Standalone | DE0500730 | As per HSA registered indication(s) except for radiolucent implants which should be used as follows:  in patients with primary or metastatic spinal tumours who would benefit from post-operative high dose high precision beam therapy upon appropriate and stringent patient selection;  Patient selection should be done via standardised assessment such as the neurological-oncological-mechanical systemic (NOMS) framework; and  The assessment should be carried out by a multidisciplinary team (MDT), which may be inclusive of, but not limited to, radiation oncologists, spine surgeons and interventional radiologists, among others.
Orthopaedics | Spine - Thoracolumbar (TL) and sacral surgery | TL and sacral fusion and fixation implant | TL rod | NuVasive Inc. | RELINE MAS CoCr Rod, 6.0x380mm Straight | 12460380 | Standalone | DE0500730 | As per HSA registered indication(s) except for radiolucent implants which should be used as follows:  in patients with primary or metastatic spinal tumours who would benefit from post-operative high dose high precision beam therapy upon appropriate and stringent patient selection;  Patient selection should be done via standardised assessment such as the neurological-oncological-mechanical systemic (NOMS) framework; and  The assessment should be carried out by a multidisciplinary team (MDT), which may be inclusive of, but not limited to, radiation oncologists, spine surgeons and interventional radiologists, among others.
Orthopaedics | Spine - Thoracolumbar (TL) and sacral surgery | TL and sacral fusion and fixation implant | TL rod | NuVasive Inc. | RELINE MAS CoCr Rod, 6.0x390mm Straight | 12460390 | Standalone | DE0500730 | As per HSA registered indication(s) except for radiolucent implants which should be used as follows:  in patients with primary or metastatic spinal tumours who would benefit from post-operative high dose high precision beam therapy upon appropriate and stringent patient selection;  Patient selection should be done via standardised assessment such as the neurological-oncological-mechanical systemic (NOMS) framework; and  The assessment should be carried out by a multidisciplinary team (MDT), which may be inclusive of, but not limited to, radiation oncologists, spine surgeons and interventional radiologists, among others.
Orthopaedics | Spine - Thoracolumbar (TL) and sacral surgery | TL and sacral fusion and fixation implant | TL rod | NuVasive Inc. | RELINE MAS CoCr Rod, 6.0x400mm Straight | 12460400 | Standalone | DE0500730 | As per HSA registered indication(s) except for radiolucent implants which should be used as follows:  in patients with primary or metastatic spinal tumours who would benefit from post-operative high dose high precision beam therapy upon appropriate and stringent patient selection;  Patient selection should be done via standardised assessment such as the neurological-oncological-mechanical systemic (NOMS) framework; and  The assessment should be carried out by a multidisciplinary team (MDT), which may be inclusive of, but not limited to, radiation oncologists, spine surgeons and interventional radiologists, among others.
Orthopaedics | Spine - Thoracolumbar (TL) and sacral surgery | TL and sacral fusion and fixation implant | TL rod | NuVasive Inc. | RELINE MAS CoCr Rod, 6.0x40mm Lordotic | 11460040 | Standalone | DE0500730 | As per HSA registered indication(s) except for radiolucent implants which should be used as follows:  in patients with primary or metastatic spinal tumours who would benefit from post-operative high dose high precision beam therapy upon appropriate and stringent patient selection;  Patient selection should be done via standardised assessment such as the neurological-oncological-mechanical systemic (NOMS) framework; and  The assessment should be carried out by a multidisciplinary team (MDT), which may be inclusive of, but not limited to, radiation oncologists, spine surgeons and interventional radiologists, among others.
Orthopaedics | Spine - Thoracolumbar (TL) and sacral surgery | TL and sacral fusion and fixation implant | TL rod | NuVasive Inc. | RELINE MAS CoCr Rod, 6.0x40mm Straight | 12460040 | Standalone | DE0500730 | As per HSA registered indication(s) except for radiolucent implants which should be used as follows:  in patients with primary or metastatic spinal tumours who would benefit from post-operative high dose high precision beam therapy upon appropriate and stringent patient selection;  Patient selection should be done via standardised assessment such as the neurological-oncological-mechanical systemic (NOMS) framework; and  The assessment should be carried out by a multidisciplinary team (MDT), which may be inclusive of, but not limited to, radiation oncologists, spine surgeons and interventional radiologists, among others.
Orthopaedics | Spine - Thoracolumbar (TL) and sacral surgery | TL and sacral fusion and fixation implant | TL rod | NuVasive Inc. | RELINE MAS CoCr Rod, 6.0x410mm Straight | 12460410 | Standalone | DE0500730 | As per HSA registered indication(s) except for radiolucent implants which should be used as follows:  in patients with primary or metastatic spinal tumours who would benefit from post-operative high dose high precision beam therapy upon appropriate and stringent patient selection;  Patient selection should be done via standardised assessment such as the neurological-oncological-mechanical systemic (NOMS) framework; and  The assessment should be carried out by a multidisciplinary team (MDT), which may be inclusive of, but not limited to, radiation oncologists, spine surgeons and interventional radiologists, among others.
Orthopaedics | Spine - Thoracolumbar (TL) and sacral surgery | TL and sacral fusion and fixation implant | TL rod | NuVasive Inc. | RELINE MAS CoCr Rod, 6.0x420mm Straight | 12460420 | Standalone | DE0500730 | As per HSA registered indication(s) except for radiolucent implants which should be used as follows:  in patients with primary or metastatic spinal tumours who would benefit from post-operative high dose high precision beam therapy upon appropriate and stringent patient selection;  Patient selection should be done via standardised assessment such as the neurological-oncological-mechanical systemic (NOMS) framework; and  The assessment should be carried out by a multidisciplinary team (MDT), which may be inclusive of, but not limited to, radiation oncologists, spine surgeons and interventional radiologists, among others.
Orthopaedics | Spine - Thoracolumbar (TL) and sacral surgery | TL and sacral fusion and fixation implant | TL rod | NuVasive Inc. | RELINE MAS CoCr Rod, 6.0x430mm Straight | 12460430 | Standalone | DE0500730 | As per HSA registered indication(s) except for radiolucent implants which should be used as follows:  in patients with primary or metastatic spinal tumours who would benefit from post-operative high dose high precision beam therapy upon appropriate and stringent patient selection;  Patient selection should be done via standardised assessment such as the neurological-oncological-mechanical systemic (NOMS) framework; and  The assessment should be carried out by a multidisciplinary team (MDT), which may be inclusive of, but not limited to, radiation oncologists, spine surgeons and interventional radiologists, among others.
Orthopaedics | Spine - Thoracolumbar (TL) and sacral surgery | TL and sacral fusion and fixation implant | TL rod | NuVasive Inc. | RELINE MAS CoCr Rod, 6.0x440mm Straight | 12460440 | Standalone | DE0500730 | As per HSA registered indication(s) except for radiolucent implants which should be used as follows:  in patients with primary or metastatic spinal tumours who would benefit from post-operative high dose high precision beam therapy upon appropriate and stringent patient selection;  Patient selection should be done via standardised assessment such as the neurological-oncological-mechanical systemic (NOMS) framework; and  The assessment should be carried out by a multidisciplinary team (MDT), which may be inclusive of, but not limited to, radiation oncologists, spine surgeons and interventional radiologists, among others.
Orthopaedics | Spine - Thoracolumbar (TL) and sacral surgery | TL and sacral fusion and fixation implant | TL rod | NuVasive Inc. | RELINE MAS CoCr Rod, 6.0x450mm Straight | 12460450 | Standalone | DE0500730 | As per HSA registered indication(s) except for radiolucent implants which should be used as follows:  in patients with primary or metastatic spinal tumours who would benefit from post-operative high dose high precision beam therapy upon appropriate and stringent patient selection;  Patient selection should be done via standardised assessment such as the neurological-oncological-mechanical systemic (NOMS) framework; and  The assessment should be carried out by a multidisciplinary team (MDT), which may be inclusive of, but not limited to, radiation oncologists, spine surgeons and interventional radiologists, among others.
Orthopaedics | Spine - Thoracolumbar (TL) and sacral surgery | TL and sacral fusion and fixation implant | TL rod | NuVasive Inc. | RELINE MAS CoCr Rod, 6.0x45mm Lordotic | 11460045 | Standalone | DE0500730 | As per HSA registered indication(s) except for radiolucent implants which should be used as follows:  in patients with primary or metastatic spinal tumours who would benefit from post-operative high dose high precision beam therapy upon appropriate and stringent patient selection;  Patient selection should be done via standardised assessment such as the neurological-oncological-mechanical systemic (NOMS) framework; and  The assessment should be carried out by a multidisciplinary team (MDT), which may be inclusive of, but not limited to, radiation oncologists, spine surgeons and interventional radiologists, among others.
Orthopaedics | Spine - Thoracolumbar (TL) and sacral surgery | TL and sacral fusion and fixation implant | TL rod | NuVasive Inc. | RELINE MAS CoCr Rod, 6.0x45mm Straight | 12460045 | Standalone | DE0500730 | As per HSA registered indication(s) except for radiolucent implants which should be used as follows:  in patients with primary or metastatic spinal tumours who would benefit from post-operative high dose high precision beam therapy upon appropriate and stringent patient selection;  Patient selection should be done via standardised assessment such as the neurological-oncological-mechanical systemic (NOMS) framework; and  The assessment should be carried out by a multidisciplinary team (MDT), which may be inclusive of, but not limited to, radiation oncologists, spine surgeons and interventional radiologists, among others.
Orthopaedics | Spine - Thoracolumbar (TL) and sacral surgery | TL and sacral fusion and fixation implant | TL rod | NuVasive Inc. | RELINE MAS CoCr Rod, 6.0x460mm Straight | 12460460 | Standalone | DE0500730 | As per HSA registered indication(s) except for radiolucent implants which should be used as follows:  in patients with primary or metastatic spinal tumours who would benefit from post-operative high dose high precision beam therapy upon appropriate and stringent patient selection;  Patient selection should be done via standardised assessment such as the neurological-oncological-mechanical systemic (NOMS) framework; and  The assessment should be carried out by a multidisciplinary team (MDT), which may be inclusive of, but not limited to, radiation oncologists, spine surgeons and interventional radiologists, among others.
Orthopaedics | Spine - Thoracolumbar (TL) and sacral surgery | TL and sacral fusion and fixation implant | TL rod | NuVasive Inc. | RELINE MAS CoCr Rod, 6.0x470mm Straight | 12460470 | Standalone | DE0500730 | As per HSA registered indication(s) except for radiolucent implants which should be used as follows:  in patients with primary or metastatic spinal tumours who would benefit from post-operative high dose high precision beam therapy upon appropriate and stringent patient selection;  Patient selection should be done via standardised assessment such as the neurological-oncological-mechanical systemic (NOMS) framework; and  The assessment should be carried out by a multidisciplinary team (MDT), which may be inclusive of, but not limited to, radiation oncologists, spine surgeons and interventional radiologists, among others.
Orthopaedics | Spine - Thoracolumbar (TL) and sacral surgery | TL and sacral fusion and fixation implant | TL rod | NuVasive Inc. | RELINE MAS CoCr Rod, 6.0x480mm Straight | 12460480 | Standalone | DE0500730 | As per HSA registered indication(s) except for radiolucent implants which should be used as follows:  in patients with primary or metastatic spinal tumours who would benefit from post-operative high dose high precision beam therapy upon appropriate and stringent patient selection;  Patient selection should be done via standardised assessment such as the neurological-oncological-mechanical systemic (NOMS) framework; and  The assessment should be carried out by a multidisciplinary team (MDT), which may be inclusive of, but not limited to, radiation oncologists, spine surgeons and interventional radiologists, among others.
Orthopaedics | Spine - Thoracolumbar (TL) and sacral surgery | TL and sacral fusion and fixation implant | TL rod | NuVasive Inc. | RELINE MAS CoCr Rod, 6.0x490mm Straight | 12460490 | Standalone | DE0500730 | As per HSA registered indication(s) except for radiolucent implants which should be used as follows:  in patients with primary or metastatic spinal tumours who would benefit from post-operative high dose high precision beam therapy upon appropriate and stringent patient selection;  Patient selection should be done via standardised assessment such as the neurological-oncological-mechanical systemic (NOMS) framework; and  The assessment should be carried out by a multidisciplinary team (MDT), which may be inclusive of, but not limited to, radiation oncologists, spine surgeons and interventional radiologists, among others.
Orthopaedics | Spine - Thoracolumbar (TL) and sacral surgery | TL and sacral fusion and fixation implant | TL rod | NuVasive Inc. | RELINE MAS CoCr Rod, 6.0x500mm Straight | 12460500 | Standalone | DE0500730 | As per HSA registered indication(s) except for radiolucent implants which should be used as follows:  in patients with primary or metastatic spinal tumours who would benefit from post-operative high dose high precision beam therapy upon appropriate and stringent patient selection;  Patient selection should be done via standardised assessment such as the neurological-oncological-mechanical systemic (NOMS) framework; and  The assessment should be carried out by a multidisciplinary team (MDT), which may be inclusive of, but not limited to, radiation oncologists, spine surgeons and interventional radiologists, among others.
Orthopaedics | Spine - Thoracolumbar (TL) and sacral surgery | TL and sacral fusion and fixation implant | TL rod | NuVasive Inc. | RELINE MAS CoCr Rod, 6.0x50mm Lordotic | 11460050 | Standalone | DE0500730 | As per HSA registered indication(s) except for radiolucent implants which should be used as follows:  in patients with primary or metastatic spinal tumours who would benefit from post-operative high dose high precision beam therapy upon appropriate and stringent patient selection;  Patient selection should be done via standardised assessment such as the neurological-oncological-mechanical systemic (NOMS) framework; and  The assessment should be carried out by a multidisciplinary team (MDT), which may be inclusive of, but not limited to, radiation oncologists, spine surgeons and interventional radiologists, among others.
Orthopaedics | Spine - Thoracolumbar (TL) and sacral surgery | TL and sacral fusion and fixation implant | TL rod | NuVasive Inc. | RELINE MAS CoCr Rod, 6.0x50mm Straight | 12460050 | Standalone | DE0500730 | As per HSA registered indication(s) except for radiolucent implants which should be used as follows:  in patients with primary or metastatic spinal tumours who would benefit from post-operative high dose high precision beam therapy upon appropriate and stringent patient selection;  Patient selection should be done via standardised assessment such as the neurological-oncological-mechanical systemic (NOMS) framework; and  The assessment should be carried out by a multidisciplinary team (MDT), which may be inclusive of, but not limited to, radiation oncologists, spine surgeons and interventional radiologists, among others.
Orthopaedics | Spine - Thoracolumbar (TL) and sacral surgery | TL and sacral fusion and fixation implant | TL rod | NuVasive Inc. | RELINE MAS CoCr Rod, 6.0x510mm Straight | 12460510 | Standalone | DE0500730 | As per HSA registered indication(s) except for radiolucent implants which should be used as follows:  in patients with primary or metastatic spinal tumours who would benefit from post-operative high dose high precision beam therapy upon appropriate and stringent patient selection;  Patient selection should be done via standardised assessment such as the neurological-oncological-mechanical systemic (NOMS) framework; and  The assessment should be carried out by a multidisciplinary team (MDT), which may be inclusive of, but not limited to, radiation oncologists, spine surgeons and interventional radiologists, among others.
Orthopaedics | Spine - Thoracolumbar (TL) and sacral surgery | TL and sacral fusion and fixation implant | TL rod | NuVasive Inc. | RELINE MAS CoCr Rod, 6.0x520mm Straight | 12460520 | Standalone | DE0500730 | As per HSA registered indication(s) except for radiolucent implants which should be used as follows:  in patients with primary or metastatic spinal tumours who would benefit from post-operative high dose high precision beam therapy upon appropriate and stringent patient selection;  Patient selection should be done via standardised assessment such as the neurological-oncological-mechanical systemic (NOMS) framework; and  The assessment should be carried out by a multidisciplinary team (MDT), which may be inclusive of, but not limited to, radiation oncologists, spine surgeons and interventional radiologists, among others.
Orthopaedics | Spine - Thoracolumbar (TL) and sacral surgery | TL and sacral fusion and fixation implant | TL rod | NuVasive Inc. | RELINE MAS CoCr Rod, 6.0x530mm Straight | 12460530 | Standalone | DE0500730 | As per HSA registered indication(s) except for radiolucent implants which should be used as follows:  in patients with primary or metastatic spinal tumours who would benefit from post-operative high dose high precision beam therapy upon appropriate and stringent patient selection;  Patient selection should be done via standardised assessment such as the neurological-oncological-mechanical systemic (NOMS) framework; and  The assessment should be carried out by a multidisciplinary team (MDT), which may be inclusive of, but not limited to, radiation oncologists, spine surgeons and interventional radiologists, among others.
Orthopaedics | Spine - Thoracolumbar (TL) and sacral surgery | TL and sacral fusion and fixation implant | TL rod | NuVasive Inc. | RELINE MAS CoCr Rod, 6.0x540mm Straight | 12460540 | Standalone | DE0500730 | As per HSA registered indication(s) except for radiolucent implants which should be used as follows:  in patients with primary or metastatic spinal tumours who would benefit from post-operative high dose high precision beam therapy upon appropriate and stringent patient selection;  Patient selection should be done via standardised assessment such as the neurological-oncological-mechanical systemic (NOMS) framework; and  The assessment should be carried out by a multidisciplinary team (MDT), which may be inclusive of, but not limited to, radiation oncologists, spine surgeons and interventional radiologists, among others.