Orthopaedics | Trauma - Extramedullary fixation | Locking/combination plate | Locking/combination plate - Clavicle | Double Medical Technology Inc | Clavicle Locking Plate, 70mm, Right | 020032006 | Standalone | DE0504080 | Patients requiring fracture fixation or orthopaedic corrective surgery
Orthopaedics | Trauma - Extramedullary fixation | Locking/combination plate | Locking/combination plate - Clavicle | Double Medical Technology Inc | Clavicle Locking Plate, 82mm, Right | 020032007 | Standalone | DE0504080 | Patients requiring fracture fixation or orthopaedic corrective surgery
Orthopaedics | Trauma - Extramedullary fixation | Locking/combination plate | Locking/combination plate - Clavicle | Double Medical Technology Inc | Clavicle Locking Plate, Combi-holes, 46mm, Left | 020501004 | Standalone | DE0504080 | Patients requiring fracture fixation or orthopaedic corrective surgery
Orthopaedics | Trauma - Extramedullary fixation | Locking/combination plate | Locking/combination plate - Clavicle | Double Medical Technology Inc | Clavicle Locking Plate, Combi-holes, 58mm, Left | 020501005 | Standalone | DE0504080 | Patients requiring fracture fixation or orthopaedic corrective surgery
Orthopaedics | Trauma - Extramedullary fixation | Locking/combination plate | Locking/combination plate - Clavicle | Double Medical Technology Inc | Clavicle Locking Plate, Combi-holes, 70mm, Left | 020501006 | Standalone | DE0504080 | Patients requiring fracture fixation or orthopaedic corrective surgery
Orthopaedics | Trauma - Extramedullary fixation | Locking/combination plate | Locking/combination plate - Clavicle | Double Medical Technology Inc | Clavicle Locking Plate, Combi-holes, 82mm, Left | 020501007 | Standalone | DE0504080 | Patients requiring fracture fixation or orthopaedic corrective surgery
Orthopaedics | Trauma - Extramedullary fixation | Locking/combination plate | Locking/combination plate - Clavicle | Double Medical Technology Inc | Clavicle Locking Plate, Combi-holes, 46mm, Right | 020502004 | Standalone | DE0504080 | Patients requiring fracture fixation or orthopaedic corrective surgery
Orthopaedics | Trauma - Extramedullary fixation | Locking/combination plate | Locking/combination plate - Clavicle | Double Medical Technology Inc | Clavicle Locking Plate, Combi-holes, 58mm, Right | 020502005 | Standalone | DE0504080 | Patients requiring fracture fixation or orthopaedic corrective surgery
Orthopaedics | Trauma - Extramedullary fixation | Locking/combination plate | Locking/combination plate - Clavicle | Double Medical Technology Inc | Clavicle Locking Plate, Combi-holes, 70mm, Right | 020502006 | Standalone | DE0504080 | Patients requiring fracture fixation or orthopaedic corrective surgery
Orthopaedics | Trauma - Extramedullary fixation | Locking/combination plate | Locking/combination plate - Clavicle | Double Medical Technology Inc | Clavicle Locking Plate, Combi-holes, 82mm, Right | 020502007 | Standalone | DE0504080 | Patients requiring fracture fixation or orthopaedic corrective surgery
Orthopaedics | Trauma - Extramedullary fixation | Locking/combination plate | Locking/combination plate - Clavicle | Double Medical Technology Inc | Distal Clavicular Locking Plate, Combi-holes, 64.9mm, Left | 020661004 | Standalone | DE0504080 | Patients requiring fracture fixation or orthopaedic corrective surgery
Orthopaedics | Trauma - Extramedullary fixation | Locking/combination plate | Locking/combination plate - Clavicle | Double Medical Technology Inc | Distal Clavicular Locking Plate, Combi-holes, 77.7mm, Left | 020661005 | Standalone | DE0504080 | Patients requiring fracture fixation or orthopaedic corrective surgery
Orthopaedics | Trauma - Extramedullary fixation | Locking/combination plate | Locking/combination plate - Clavicle | Double Medical Technology Inc | Distal Clavicular Locking Plate, Combi-holes, 91mm, Left | 020661006 | Standalone | DE0504080 | Patients requiring fracture fixation or orthopaedic corrective surgery
Orthopaedics | Trauma - Extramedullary fixation | Locking/combination plate | Locking/combination plate - Clavicle | Double Medical Technology Inc | Distal Clavicular Locking Plate, Combi-holes, 104mm, Left | 020661007 | Standalone | DE0504080 | Patients requiring fracture fixation or orthopaedic corrective surgery
Orthopaedics | Trauma - Extramedullary fixation | Locking/combination plate | Locking/combination plate - Clavicle | Double Medical Technology Inc | Distal Clavicular Locking Plate, Combi-holes, 64.9mm, Right | 020662004 | Standalone | DE0504080 | Patients requiring fracture fixation or orthopaedic corrective surgery
Orthopaedics | Trauma - Extramedullary fixation | Locking/combination plate | Locking/combination plate - Clavicle | Double Medical Technology Inc | Distal Clavicular Locking Plate, Combi-holes, 77.7mm, Right | 020662005 | Standalone | DE0504080 | Patients requiring fracture fixation or orthopaedic corrective surgery
Orthopaedics | Trauma - Extramedullary fixation | Locking/combination plate | Locking/combination plate - Clavicle | Double Medical Technology Inc | Distal Clavicular Locking Plate, Combi-holes, 91mm, Right | 020662006 | Standalone | DE0504080 | Patients requiring fracture fixation or orthopaedic corrective surgery
Orthopaedics | Trauma - Extramedullary fixation | Locking/combination plate | Locking/combination plate - Clavicle | Double Medical Technology Inc | Distal Clavicular Locking Plate, Combi-holes, 104mm, Right | 020662007 | Standalone | DE0504080 | Patients requiring fracture fixation or orthopaedic corrective surgery
Orthopaedics | Trauma - Extramedullary fixation | Locking/combination plate | Locking/combination plate - Clavicle | Double Medical Technology Inc | Clavicular Hook Locking Plate II, 69mm, Left, H15mm | 020671004 | Standalone | DE0504080 | Patients requiring fracture fixation or orthopaedic corrective surgery
Orthopaedics | Trauma - Extramedullary fixation | Locking/combination plate | Locking/combination plate - Clavicle | Double Medical Technology Inc | Clavicular Hook Locking Plate II, 79mm, Left, H15mm | 020671005 | Standalone | DE0504080 | Patients requiring fracture fixation or orthopaedic corrective surgery
Orthopaedics | Trauma - Extramedullary fixation | Locking/combination plate | Locking/combination plate - Clavicle | Double Medical Technology Inc | Clavicular Hook Locking Plate II, 88mm, Left, H15mm | 020671006 | Standalone | DE0504080 | Patients requiring fracture fixation or orthopaedic corrective surgery
Orthopaedics | Trauma - Extramedullary fixation | Locking/combination plate | Locking/combination plate - Clavicle | Double Medical Technology Inc | Clavicular Hook Locking Plate II, 69mm, Right, H15mm | 020672004 | Standalone | DE0504080 | Patients requiring fracture fixation or orthopaedic corrective surgery
Orthopaedics | Trauma - Extramedullary fixation | Locking/combination plate | Locking/combination plate - Clavicle | Double Medical Technology Inc | Clavicular Hook Locking Plate II, 79mm, Right, H15mm | 020672005 | Standalone | DE0504080 | Patients requiring fracture fixation or orthopaedic corrective surgery
Orthopaedics | Trauma - Extramedullary fixation | Locking/combination plate | Locking/combination plate - Clavicle | Double Medical Technology Inc | Clavicular Hook Locking Plate II, 88mm, Right, H15mm | 020672006 | Standalone | DE0504080 | Patients requiring fracture fixation or orthopaedic corrective surgery
Orthopaedics | Trauma - Extramedullary fixation | Locking/combination plate | Locking/combination plate - Clavicle | Double Medical Technology Inc | Clavicular Hook Locking Plate II, 72mm, Left, H18mm | 020681004 | Standalone | DE0504080 | Patients requiring fracture fixation or orthopaedic corrective surgery
Orthopaedics | Trauma - Extramedullary fixation | Locking/combination plate | Locking/combination plate - Clavicle | Double Medical Technology Inc | Clavicular Hook Locking Plate II, 82mm, Left, H18mm | 020681005 | Standalone | DE0504080 | Patients requiring fracture fixation or orthopaedic corrective surgery
Orthopaedics | Trauma - Extramedullary fixation | Locking/combination plate | Locking/combination plate - Clavicle | Double Medical Technology Inc | Clavicular Hook Locking Plate II, 91mm, Left, H18mm | 020681006 | Standalone | DE0504080 | Patients requiring fracture fixation or orthopaedic corrective surgery
Orthopaedics | Trauma - Extramedullary fixation | Locking/combination plate | Locking/combination plate - Clavicle | Double Medical Technology Inc | Clavicular Hook Locking Plate II, 72mm, Right, H18mm | 020682004 | Standalone | DE0504080 | Patients requiring fracture fixation or orthopaedic corrective surgery
Orthopaedics | Trauma - Extramedullary fixation | Locking/combination plate | Locking/combination plate - Clavicle | Double Medical Technology Inc | Clavicular Hook Locking Plate II, 82mm, Right, H18mm | 020682005 | Standalone | DE0504080 | Patients requiring fracture fixation or orthopaedic corrective surgery
Orthopaedics | Trauma - Extramedullary fixation | Locking/combination plate | Locking/combination plate - Clavicle | Double Medical Technology Inc | Clavicular Hook Locking Plate II, 91mm, Right, H18mm | 020682006 | Standalone | DE0504080 | Patients requiring fracture fixation or orthopaedic corrective surgery
Orthopaedics | Trauma - Extramedullary fixation | Locking/combination plate | Locking/combination plate - Clavicle | Double Medical Technology Inc | Clavicular Hook Locking Plate III, 69mm, Left, H15mm | 020811004 | Standalone | DE0504080 | Patients requiring fracture fixation or orthopaedic corrective surgery
Orthopaedics | Trauma - Extramedullary fixation | Locking/combination plate | Locking/combination plate - Clavicle | Double Medical Technology Inc | Clavicular Hook Locking Plate III, 79mm, Left, H15mm | 020811005 | Standalone | DE0504080 | Patients requiring fracture fixation or orthopaedic corrective surgery
Orthopaedics | Trauma - Extramedullary fixation | Locking/combination plate | Locking/combination plate - Clavicle | Double Medical Technology Inc | Clavicular Hook Locking Plate III, 89mm, Left, H15mm | 020811006 | Standalone | DE0504080 | Patients requiring fracture fixation or orthopaedic corrective surgery
Orthopaedics | Trauma - Extramedullary fixation | Locking/combination plate | Locking/combination plate - Clavicle | Double Medical Technology Inc | Clavicular Hook Locking Plate III, 99mm, Left, H15mm | 020811007 | Standalone | DE0504080 | Patients requiring fracture fixation or orthopaedic corrective surgery
Orthopaedics | Trauma - Extramedullary fixation | Locking/combination plate | Locking/combination plate - Clavicle | Double Medical Technology Inc | Clavicular Hook Locking Plate III, 69mm, Right, H15mm | 020812004 | Standalone | DE0504080 | Patients requiring fracture fixation or orthopaedic corrective surgery
Orthopaedics | Trauma - Extramedullary fixation | Locking/combination plate | Locking/combination plate - Clavicle | Double Medical Technology Inc | Clavicular Hook Locking Plate III, 79mm, Right, H15mm | 020812005 | Standalone | DE0504080 | Patients requiring fracture fixation or orthopaedic corrective surgery
Orthopaedics | Trauma - Extramedullary fixation | Locking/combination plate | Locking/combination plate - Clavicle | Double Medical Technology Inc | Clavicular Hook Locking Plate III, 89mm, Right, H15mm | 020812006 | Standalone | DE0504080 | Patients requiring fracture fixation or orthopaedic corrective surgery
Orthopaedics | Trauma - Extramedullary fixation | Locking/combination plate | Locking/combination plate - Clavicle | Double Medical Technology Inc | Clavicular Hook Locking Plate III, 99mm, Right, H15mm | 020812007 | Standalone | DE0504080 | Patients requiring fracture fixation or orthopaedic corrective surgery
Orthopaedics | Trauma - Extramedullary fixation | Locking/combination plate | Locking/combination plate - Clavicle | Double Medical Technology Inc | Clavicular Hook Locking Plate III, 72mm, Left, H18mm | 020821004 | Standalone | DE0504080 | Patients requiring fracture fixation or orthopaedic corrective surgery
Orthopaedics | Trauma - Extramedullary fixation | Locking/combination plate | Locking/combination plate - Clavicle | Double Medical Technology Inc | Clavicular Hook Locking Plate III, 82mm, Left, H18mm | 020821005 | Standalone | DE0504080 | Patients requiring fracture fixation or orthopaedic corrective surgery
Orthopaedics | Trauma - Extramedullary fixation | Locking/combination plate | Locking/combination plate - Clavicle | Double Medical Technology Inc | Clavicular Hook Locking Plate III, 92mm, Left, H18mm | 020821006 | Standalone | DE0504080 | Patients requiring fracture fixation or orthopaedic corrective surgery
Orthopaedics | Trauma - Extramedullary fixation | Locking/combination plate | Locking/combination plate - Clavicle | Double Medical Technology Inc | Clavicular Hook Locking Plate III, 102mm, Left, H18mm | 020821007 | Standalone | DE0504080 | Patients requiring fracture fixation or orthopaedic corrective surgery
Orthopaedics | Trauma - Extramedullary fixation | Locking/combination plate | Locking/combination plate - Clavicle | Double Medical Technology Inc | Clavicular Hook Locking Plate III, 72mm, Right, H18mm | 020822004 | Standalone | DE0504080 | Patients requiring fracture fixation or orthopaedic corrective surgery
Orthopaedics | Trauma - Extramedullary fixation | Locking/combination plate | Locking/combination plate - Clavicle | Double Medical Technology Inc | Clavicular Hook Locking Plate III, 82mm, Right, H18mm | 020822005 | Standalone | DE0504080 | Patients requiring fracture fixation or orthopaedic corrective surgery
Orthopaedics | Trauma - Extramedullary fixation | Locking/combination plate | Locking/combination plate - Clavicle | Double Medical Technology Inc | Clavicular Hook Locking Plate III, 92mm, Right, H18mm | 020822006 | Standalone | DE0504080 | Patients requiring fracture fixation or orthopaedic corrective surgery
Orthopaedics | Trauma - Extramedullary fixation | Locking/combination plate | Locking/combination plate - Clavicle | Double Medical Technology Inc | Clavicular Hook Locking Plate III, 102mm, Right, H18mm | 020822007 | Standalone | DE0504080 | Patients requiring fracture fixation or orthopaedic corrective surgery
Orthopaedics | Trauma - Extramedullary fixation | Locking/combination plate | Locking/combination plate - Clavicle | Double Medical Technology Inc | Superior Anterior Clavicle Locking Plate, combi-holes, Left, 94mm | 021591006 | Standalone | DE0504080 | Patients requiring fracture fixation or orthopaedic corrective surgery
Orthopaedics | Trauma - Extramedullary fixation | Locking/combination plate | Locking/combination plate - Clavicle | Double Medical Technology Inc | Superior Anterior Clavicle Locking Plate, combi-holes, Left, 108mm | 021591007 | Standalone | DE0504080 | Patients requiring fracture fixation or orthopaedic corrective surgery
Orthopaedics | Trauma - Extramedullary fixation | Locking/combination plate | Locking/combination plate - Clavicle | Double Medical Technology Inc | Superior Anterior Clavicle Locking Plate, combi-holes, Right, 94mm | 021592006 | Standalone | DE0504080 | Patients requiring fracture fixation or orthopaedic corrective surgery
Orthopaedics | Trauma - Extramedullary fixation | Locking/combination plate | Locking/combination plate - Clavicle | Double Medical Technology Inc | Superior Anterior Clavicle Locking Plate, combi-holes, Right, 108mm | 021592007 | Standalone | DE0504080 | Patients requiring fracture fixation or orthopaedic corrective surgery
Orthopaedics | Trauma - Extramedullary fixation | Locking/combination plate | Locking/combination plate - Clavicle | Double Medical Technology Inc | Superior Anterior Distal Clavicle Locking Plate, Combi-holes, Left, 81mm | 021601004 | Standalone | DE0504080 | Patients requiring fracture fixation or orthopaedic corrective surgery
Orthopaedics | Trauma - Extramedullary fixation | Locking/combination plate | Locking/combination plate - Clavicle | Double Medical Technology Inc | Superior Anterior Distal Clavicle Locking Plate, Combi-holes, Left, 95mm | 021601005 | Standalone | DE0504080 | Patients requiring fracture fixation or orthopaedic corrective surgery
Orthopaedics | Trauma - Extramedullary fixation | Locking/combination plate | Locking/combination plate - Clavicle | Double Medical Technology Inc | Superior Anterior Distal Clavicle Locking Plate, Combi-holes, Left, 109mm | 021601006 | Standalone | DE0504080 | Patients requiring fracture fixation or orthopaedic corrective surgery
Orthopaedics | Trauma - Extramedullary fixation | Locking/combination plate | Locking/combination plate - Clavicle | Double Medical Technology Inc | Superior Anterior Distal Clavicle Locking Plate, Combi-holes, Left, 123mm | 021601007 | Standalone | DE0504080 | Patients requiring fracture fixation or orthopaedic corrective surgery
Orthopaedics | Trauma - Extramedullary fixation | Locking/combination plate | Locking/combination plate - Clavicle | Double Medical Technology Inc | Superior Anterior Distal Clavicle Locking Plate, Combi-holes, Right, 81mm | 021602004 | Standalone | DE0504080 | Patients requiring fracture fixation or orthopaedic corrective surgery
Orthopaedics | Trauma - Extramedullary fixation | Locking/combination plate | Locking/combination plate - Clavicle | Double Medical Technology Inc | Superior Anterior Distal Clavicle Locking Plate, Combi-holes, Right, 95mm | 021602005 | Standalone | DE0504080 | Patients requiring fracture fixation or orthopaedic corrective surgery
Orthopaedics | Trauma - Extramedullary fixation | Locking/combination plate | Locking/combination plate - Clavicle | Double Medical Technology Inc | Superior Anterior Distal Clavicle Locking Plate, Combi-holes, Right, 109mm | 021602006 | Standalone | DE0504080 | Patients requiring fracture fixation or orthopaedic corrective surgery
Orthopaedics | Trauma - Extramedullary fixation | Locking/combination plate | Locking/combination plate - Clavicle | Double Medical Technology Inc | Superior Anterior Distal Clavicle Locking Plate, Combi-holes, Right, 123mm | 021602007 | Standalone | DE0504080 | Patients requiring fracture fixation or orthopaedic corrective surgery
Orthopaedics | Trauma - Extramedullary fixation | Locking/combination plate | Locking/combination plate - Clavicle | Double Medical Technology Inc | Superior Anterior Clavicle Locking Plate II, Combi-hole, Left, 83mm | 025681006 | Standalone | DE0504080 | Patients requiring fracture fixation or orthopaedic corrective surgery
Orthopaedics | Trauma - Extramedullary fixation | Locking/combination plate | Locking/combination plate - Clavicle | Double Medical Technology Inc | Superior Anterior Clavicle Locking Plate II, Combi-hole, Left, 97mm | 025681007 | Standalone | DE0504080 | Patients requiring fracture fixation or orthopaedic corrective surgery
Orthopaedics | Trauma - Extramedullary fixation | Locking/combination plate | Locking/combination plate - Clavicle | Double Medical Technology Inc | Superior Anterior Clavicle Locking Plate II, Combi-hole, Right, 83mm | 025682006 | Standalone | DE0504080 | Patients requiring fracture fixation or orthopaedic corrective surgery
Orthopaedics | Trauma - Extramedullary fixation | Locking/combination plate | Locking/combination plate - Clavicle | Double Medical Technology Inc | Superior Anterior Clavicle Locking Plate II, Combi-hole, Right, 97mm | 025682007 | Standalone | DE0504080 | Patients requiring fracture fixation or orthopaedic corrective surgery
Orthopaedics | Trauma - Extramedullary fixation | Locking/combination plate | Locking/combination plate - General orthopaedic | Double Medical Technology Inc | LCP Plate 1.5, Straight, 4 Holes | 021260004 | Standalone | DE0504080 | Patients requiring fracture fixation or orthopaedic corrective surgery
Orthopaedics | Trauma - Extramedullary fixation | Locking/combination plate | Locking/combination plate - General orthopaedic | Double Medical Technology Inc | LCP Plate 1.5, Straight, 6 Holes | 021260006 | Standalone | DE0504080 | Patients requiring fracture fixation or orthopaedic corrective surgery
Orthopaedics | Trauma - Extramedullary fixation | Locking/combination plate | Locking/combination plate - General orthopaedic | Double Medical Technology Inc | Locking Plate 1.5, Straight, 6 Holes | 021270006 | Standalone | DE0504080 | Patients requiring fracture fixation or orthopaedic corrective surgery
Orthopaedics | Trauma - Extramedullary fixation | Locking/combination plate | Locking/combination plate - General orthopaedic | Double Medical Technology Inc | Locking Plate 1.5, Straight, 12 Holes | 021270012 | Standalone | DE0504080 | Patients requiring fracture fixation or orthopaedic corrective surgery
Orthopaedics | Trauma - Extramedullary fixation | Locking/combination plate | Locking/combination plate - General orthopaedic | Double Medical Technology Inc | Locking T-Plate 1.5, Head 3, 4 Holes | 021280004 | Standalone | DE0504080 | Patients requiring fracture fixation or orthopaedic corrective surgery
Orthopaedics | Trauma - Extramedullary fixation | Locking/combination plate | Locking/combination plate - General orthopaedic | Double Medical Technology Inc | Locking T-Plate 1.5, Head 3, 8 Holes | 021280008 | Standalone | DE0504080 | Patients requiring fracture fixation or orthopaedic corrective surgery
Orthopaedics | Trauma - Extramedullary fixation | Locking/combination plate | Locking/combination plate - General orthopaedic | Double Medical Technology Inc | Locking T-Plate 1.5, Head 4, 4 Holes | 020980004 | Standalone | DE0504080 | Patients requiring fracture fixation or orthopaedic corrective surgery
Orthopaedics | Trauma - Extramedullary fixation | Locking/combination plate | Locking/combination plate - General orthopaedic | Double Medical Technology Inc | Locking T-Plate 1.5, Head 4, 8 Holes | 020980008 | Standalone | DE0504080 | Patients requiring fracture fixation or orthopaedic corrective surgery
Orthopaedics | Trauma - Extramedullary fixation | Locking/combination plate | Locking/combination plate - General orthopaedic | Double Medical Technology Inc | Locking Y-Plate 1.5, 4 Holes | 020990004 | Standalone | DE0504080 | Patients requiring fracture fixation or orthopaedic corrective surgery
Orthopaedics | Trauma - Extramedullary fixation | Locking/combination plate | Locking/combination plate - General orthopaedic | Double Medical Technology Inc | Locking Y-Plate 1.5, 8 Holes | 020990008 | Standalone | DE0504080 | Patients requiring fracture fixation or orthopaedic corrective surgery
Orthopaedics | Trauma - Extramedullary fixation | Locking/combination plate | Locking/combination plate - General orthopaedic | Double Medical Technology Inc | Locking Condylar Plate 1.5, 4 Holes | 021000004 | Standalone | DE0504080 | Patients requiring fracture fixation or orthopaedic corrective surgery
Orthopaedics | Trauma - Extramedullary fixation | Locking/combination plate | Locking/combination plate - General orthopaedic | Double Medical Technology Inc | Locking Condylar Plate 1.5, 8 Holes | 021000008 | Standalone | DE0504080 | Patients requiring fracture fixation or orthopaedic corrective surgery
Orthopaedics | Trauma - Extramedullary fixation | Locking/combination plate | Locking/combination plate - General orthopaedic | Double Medical Technology Inc | Locking Strut Plate 1.5, oblique-angled, Left | 021011000 | Standalone | DE0504080 | Patients requiring fracture fixation or orthopaedic corrective surgery
Orthopaedics | Trauma - Extramedullary fixation | Locking/combination plate | Locking/combination plate - General orthopaedic | Double Medical Technology Inc | Locking Strut Plate 1.5, oblique-angled, Right | 021012000 | Standalone | DE0504080 | Patients requiring fracture fixation or orthopaedic corrective surgery
Orthopaedics | Trauma - Extramedullary fixation | Locking/combination plate | Locking/combination plate - General orthopaedic | Double Medical Technology Inc | LCP Plate 2.0, Straight, 4 Holes | 021020004 | Standalone | DE0504080 | Patients requiring fracture fixation or orthopaedic corrective surgery
Orthopaedics | Trauma - Extramedullary fixation | Locking/combination plate | Locking/combination plate - General orthopaedic | Double Medical Technology Inc | LCP Plate 2.0, Straight, 5 Holes | 021020005 | Standalone | DE0504080 | Patients requiring fracture fixation or orthopaedic corrective surgery
Orthopaedics | Trauma - Extramedullary fixation | Locking/combination plate | Locking/combination plate - General orthopaedic | Double Medical Technology Inc | LCP Plate 2.0, Straight, 6 Holes | 021020006 | Standalone | DE0504080 | Patients requiring fracture fixation or orthopaedic corrective surgery
Orthopaedics | Trauma - Extramedullary fixation | Locking/combination plate | Locking/combination plate - General orthopaedic | Double Medical Technology Inc | LCP Plate 2.0, Straight, 7 Holes | 021020007 | Standalone | DE0504080 | Patients requiring fracture fixation or orthopaedic corrective surgery
Orthopaedics | Trauma - Extramedullary fixation | Locking/combination plate | Locking/combination plate - General orthopaedic | Double Medical Technology Inc | LCP Plate 2.0, Straight, 8 Holes | 021020008 | Standalone | DE0504080 | Patients requiring fracture fixation or orthopaedic corrective surgery
Orthopaedics | Trauma - Extramedullary fixation | Locking/combination plate | Locking/combination plate - General orthopaedic | Double Medical Technology Inc | LCP Adaption Plate 2.0, 6 Holes | 021030006 | Standalone | DE0504080 | Patients requiring fracture fixation or orthopaedic corrective surgery
Orthopaedics | Trauma - Extramedullary fixation | Locking/combination plate | Locking/combination plate - General orthopaedic | Double Medical Technology Inc | LCP Adaption Plate 2.0, 12 Holes | 021030012 | Standalone | DE0504080 | Patients requiring fracture fixation or orthopaedic corrective surgery
Orthopaedics | Trauma - Extramedullary fixation | Locking/combination plate | Locking/combination plate - General orthopaedic | Double Medical Technology Inc | LCP T-Plate 2.0, 3 Holes | 021040003 | Standalone | DE0504080 | Patients requiring fracture fixation or orthopaedic corrective surgery
Orthopaedics | Trauma - Extramedullary fixation | Locking/combination plate | Locking/combination plate - General orthopaedic | Double Medical Technology Inc | LCP T-Plate 2.0, 5 Holes | 021040005 | Standalone | DE0504080 | Patients requiring fracture fixation or orthopaedic corrective surgery
Orthopaedics | Trauma - Extramedullary fixation | Locking/combination plate | Locking/combination plate - General orthopaedic | Double Medical Technology Inc | LCP T-Plate 2.0, 7 Holes | 021040007 | Standalone | DE0504080 | Patients requiring fracture fixation or orthopaedic corrective surgery
Orthopaedics | Trauma - Extramedullary fixation | Locking/combination plate | Locking/combination plate - General orthopaedic | Double Medical Technology Inc | LCP Y-Adaption Plate 2.0, 3 Holes | 021050003 | Standalone | DE0504080 | Patients requiring fracture fixation or orthopaedic corrective surgery
Orthopaedics | Trauma - Extramedullary fixation | Locking/combination plate | Locking/combination plate - General orthopaedic | Double Medical Technology Inc | LCP Y-Adaption Plate 2.0, 5 Holes | 021050005 | Standalone | DE0504080 | Patients requiring fracture fixation or orthopaedic corrective surgery
Orthopaedics | Trauma - Extramedullary fixation | Locking/combination plate | Locking/combination plate - General orthopaedic | Double Medical Technology Inc | LCP Y-Adaption Plate 2.0, 7 Holes | 021050007 | Standalone | DE0504080 | Patients requiring fracture fixation or orthopaedic corrective surgery
Orthopaedics | Trauma - Extramedullary fixation | Locking/combination plate | Locking/combination plate - General orthopaedic | Double Medical Technology Inc | Locking Condylar Plate 2.0, 3 Holes | 021070003 | Standalone | DE0504080 | Patients requiring fracture fixation or orthopaedic corrective surgery
Orthopaedics | Trauma - Extramedullary fixation | Locking/combination plate | Locking/combination plate - General orthopaedic | Double Medical Technology Inc | Locking Condylar Plate 2.0, 5 Holes | 021070005 | Standalone | DE0504080 | Patients requiring fracture fixation or orthopaedic corrective surgery
Orthopaedics | Trauma - Extramedullary fixation | Locking/combination plate | Locking/combination plate - General orthopaedic | Double Medical Technology Inc | Locking Condylar Plate 2.0, 7 Holes | 021070007 | Standalone | DE0504080 | Patients requiring fracture fixation or orthopaedic corrective surgery
Orthopaedics | Trauma - Extramedullary fixation | Locking/combination plate | Locking/combination plate - General orthopaedic | Double Medical Technology Inc | LCP T-Adaption Plate 2.0, 3 Holes | 021060003 | Standalone | DE0504080 | Patients requiring fracture fixation or orthopaedic corrective surgery
Orthopaedics | Trauma - Extramedullary fixation | Locking/combination plate | Locking/combination plate - General orthopaedic | Double Medical Technology Inc | LCP T-Adaption Plate 2.0, 5 Holes | 021060005 | Standalone | DE0504080 | Patients requiring fracture fixation or orthopaedic corrective surgery
Orthopaedics | Trauma - Extramedullary fixation | Locking/combination plate | Locking/combination plate - General orthopaedic | Double Medical Technology Inc | LCP T-Adaption Plate 2.0, 7 Holes | 021060007 | Standalone | DE0504080 | Patients requiring fracture fixation or orthopaedic corrective surgery
Orthopaedics | Trauma - Extramedullary fixation | Locking/combination plate | Locking/combination plate - General orthopaedic | Double Medical Technology Inc | LCP Plate 2.4, Straight, 4 Holes | 021080004 | Standalone | DE0504080 | Patients requiring fracture fixation or orthopaedic corrective surgery
Orthopaedics | Trauma - Extramedullary fixation | Locking/combination plate | Locking/combination plate - General orthopaedic | Double Medical Technology Inc | LCP Plate 2.4, Straight, 5 Holes | 021080005 | Standalone | DE0504080 | Patients requiring fracture fixation or orthopaedic corrective surgery
Orthopaedics | Trauma - Extramedullary fixation | Locking/combination plate | Locking/combination plate - General orthopaedic | Double Medical Technology Inc | LCP Plate 2.4, Straight, 6 Holes | 021080006 | Standalone | DE0504080 | Patients requiring fracture fixation or orthopaedic corrective surgery
Orthopaedics | Trauma - Extramedullary fixation | Locking/combination plate | Locking/combination plate - General orthopaedic | Double Medical Technology Inc | LCP Plate 2.4, Straight, 7 Holes | 021080007 | Standalone | DE0504080 | Patients requiring fracture fixation or orthopaedic corrective surgery
Orthopaedics | Trauma - Extramedullary fixation | Locking/combination plate | Locking/combination plate - General orthopaedic | Double Medical Technology Inc | LCP Plate 2.4, Straight, 8 Holes | 021080008 | Standalone | DE0504080 | Patients requiring fracture fixation or orthopaedic corrective surgery
Orthopaedics | Trauma - Extramedullary fixation | Locking/combination plate | Locking/combination plate - General orthopaedic | Double Medical Technology Inc | LCP Plate 2.4, Straight, 10 Holes | 021080010 | Standalone | DE0504080 | Patients requiring fracture fixation or orthopaedic corrective surgery
Orthopaedics | Trauma - Extramedullary fixation | Locking/combination plate | Locking/combination plate - General orthopaedic | Double Medical Technology Inc | LCP Adaption Plate 2.4, 6 Holes | 021090006 | Standalone | DE0504080 | Patients requiring fracture fixation or orthopaedic corrective surgery
Orthopaedics | Trauma - Extramedullary fixation | Locking/combination plate | Locking/combination plate - General orthopaedic | Double Medical Technology Inc | LCP Adaption Plate 2.4, 12 Holes | 021090012 | Standalone | DE0504080 | Patients requiring fracture fixation or orthopaedic corrective surgery
Orthopaedics | Trauma - Extramedullary fixation | Locking/combination plate | Locking/combination plate - General orthopaedic | Double Medical Technology Inc | LCP T-Plate 2.4, 3 Holes | 021100003 | Standalone | DE0504080 | Patients requiring fracture fixation or orthopaedic corrective surgery
Orthopaedics | Trauma - Extramedullary fixation | Locking/combination plate | Locking/combination plate - General orthopaedic | Double Medical Technology Inc | LCP T-Plate 2.4, 5 Holes | 021100005 | Standalone | DE0504080 | Patients requiring fracture fixation or orthopaedic corrective surgery
Orthopaedics | Trauma - Extramedullary fixation | Locking/combination plate | Locking/combination plate - General orthopaedic | Double Medical Technology Inc | LCP Y-Adaption Plate 2.4, 3 Holes | 021110003 | Standalone | DE0504080 | Patients requiring fracture fixation or orthopaedic corrective surgery
Orthopaedics | Trauma - Extramedullary fixation | Locking/combination plate | Locking/combination plate - General orthopaedic | Double Medical Technology Inc | LCP Y-Adaption Plate 2.4, 5 Holes | 021110005 | Standalone | DE0504080 | Patients requiring fracture fixation or orthopaedic corrective surgery
Orthopaedics | Trauma - Extramedullary fixation | Locking/combination plate | Locking/combination plate - General orthopaedic | Double Medical Technology Inc | LCP T-Adaption Plate 2.4, 3 Holes | 021120003 | Standalone | DE0504080 | Patients requiring fracture fixation or orthopaedic corrective surgery
Orthopaedics | Trauma - Extramedullary fixation | Locking/combination plate | Locking/combination plate - General orthopaedic | Double Medical Technology Inc | LCP T-Adaprion Plate 2.4, 5 Holes | 021120005 | Standalone | DE0504080 | Patients requiring fracture fixation or orthopaedic corrective surgery
Orthopaedics | Trauma - Extramedullary fixation | Locking/combination plate | Locking/combination plate - General orthopaedic | Double Medical Technology Inc | Locking Plate 2.7, 2 Holes | 021210002 | Standalone | DE0504080 | Patients requiring fracture fixation or orthopaedic corrective surgery
Orthopaedics | Trauma - Extramedullary fixation | Locking/combination plate | Locking/combination plate - Humerus | Double Medical Technology Inc | Proximal Humeral Locking Plate II, Combi-holes, 3 Holes | 020380003 | Standalone | DE0504080 | Patients requiring fracture fixation or orthopaedic corrective surgery
Orthopaedics | Trauma - Extramedullary fixation | Locking/combination plate | Locking/combination plate - Humerus | Double Medical Technology Inc | Proximal Humeral Locking Plate II, Combi-holes, 4 Holes | 020380004 | Standalone | DE0504080 | Patients requiring fracture fixation or orthopaedic corrective surgery
Orthopaedics | Trauma - Extramedullary fixation | Locking/combination plate | Locking/combination plate - Humerus | Double Medical Technology Inc | Proximal Humeral Locking Plate II, Combi-holes, 5 Holes | 020380005 | Standalone | DE0504080 | Patients requiring fracture fixation or orthopaedic corrective surgery
Orthopaedics | Trauma - Extramedullary fixation | Locking/combination plate | Locking/combination plate - Humerus | Double Medical Technology Inc | Proximal Humeral Locking Plate II, Combi-holes, 6 Holes | 020380006 | Standalone | DE0504080 | Patients requiring fracture fixation or orthopaedic corrective surgery
Orthopaedics | Trauma - Extramedullary fixation | Locking/combination plate | Locking/combination plate - Humerus | Double Medical Technology Inc | Proximal Humeral Locking Plate II, Combi-holes, 7 Holes | 020380007 | Standalone | DE0504080 | Patients requiring fracture fixation or orthopaedic corrective surgery
Orthopaedics | Trauma - Extramedullary fixation | Locking/combination plate | Locking/combination plate - Humerus | Double Medical Technology Inc | Proximal Humeral Locking Plate II, Combi-holes, 8 Holes | 020380008 | Standalone | DE0504080 | Patients requiring fracture fixation or orthopaedic corrective surgery
Orthopaedics | Trauma - Extramedullary fixation | Locking/combination plate | Locking/combination plate - Humerus | Double Medical Technology Inc | Proximal Humeral Locking Plate II, Combi-holes, 9 Holes | 020380009 | Standalone | DE0504080 | Patients requiring fracture fixation or orthopaedic corrective surgery
Orthopaedics | Trauma - Extramedullary fixation | Locking/combination plate | Locking/combination plate - Humerus | Double Medical Technology Inc | Proximal Humeral Locking Plate II, Combi-holes, 10 Holes | 020380010 | Standalone | DE0504080 | Patients requiring fracture fixation or orthopaedic corrective surgery
Orthopaedics | Trauma - Extramedullary fixation | Locking/combination plate | Locking/combination plate - Humerus | Double Medical Technology Inc | Proximal Humeral Locking Plate II, Combi-holes, 11 Holes | 020380011 | Standalone | DE0504080 | Patients requiring fracture fixation or orthopaedic corrective surgery
Orthopaedics | Trauma - Extramedullary fixation | Locking/combination plate | Locking/combination plate - Humerus | Double Medical Technology Inc | Proximal Humeral Locking Plate II, Combi-holes, 12 Holes | 020380012 | Standalone | DE0504080 | Patients requiring fracture fixation or orthopaedic corrective surgery
Orthopaedics | Trauma - Extramedullary fixation | Locking/combination plate | Locking/combination plate - Humerus | Double Medical Technology Inc | Proximal Humeral Locking Plate II, Combi-holes, 13 Holes | 020380013 | Standalone | DE0504080 | Patients requiring fracture fixation or orthopaedic corrective surgery
Orthopaedics | Trauma - Extramedullary fixation | Locking/combination plate | Locking/combination plate - Humerus | Double Medical Technology Inc | Proximal Humeral Greater Tuberosity Locking Compression Plate, left | 020961005 | Standalone | DE0504080 | Patients requiring fracture fixation or orthopaedic corrective surgery
Orthopaedics | Trauma - Extramedullary fixation | Locking/combination plate | Locking/combination plate - Humerus | Double Medical Technology Inc | Proximal Humeral Greater Tuberosity Locking Compression Plate, right | 020962005 | Standalone | DE0504080 | Patients requiring fracture fixation or orthopaedic corrective surgery
Orthopaedics | Trauma - Extramedullary fixation | Locking/combination plate | Locking/combination plate - Humerus | Double Medical Technology Inc | Distal Lateral Humeral Locking Plate, combi-holes, left, 3 Holes | 021371003 | Standalone | DE0504080 | Patients requiring fracture fixation or orthopaedic corrective surgery
Orthopaedics | Trauma - Extramedullary fixation | Locking/combination plate | Locking/combination plate - Humerus | Double Medical Technology Inc | Distal Lateral Humeral Locking Plate, combi-holes, left, 4 Holes | 021371004 | Standalone | DE0504080 | Patients requiring fracture fixation or orthopaedic corrective surgery
Orthopaedics | Trauma - Extramedullary fixation | Locking/combination plate | Locking/combination plate - Humerus | Double Medical Technology Inc | Distal Lateral Humeral Locking Plate, combi-holes, left, 5 Holes | 021371005 | Standalone | DE0504080 | Patients requiring fracture fixation or orthopaedic corrective surgery
Orthopaedics | Trauma - Extramedullary fixation | Locking/combination plate | Locking/combination plate - Humerus | Double Medical Technology Inc | Distal Lateral Humeral Locking Plate, combi-holes, left, 6 Holes | 021371006 | Standalone | DE0504080 | Patients requiring fracture fixation or orthopaedic corrective surgery
Orthopaedics | Trauma - Extramedullary fixation | Locking/combination plate | Locking/combination plate - Humerus | Double Medical Technology Inc | Distal Lateral Humeral Locking Plate, combi-holes, left, 7 Holes | 021371007 | Standalone | DE0504080 | Patients requiring fracture fixation or orthopaedic corrective surgery
Orthopaedics | Trauma - Extramedullary fixation | Locking/combination plate | Locking/combination plate - Humerus | Double Medical Technology Inc | Distal Lateral Humeral Locking Plate, combi-holes, left, 8 Holes | 021371008 | Standalone | DE0504080 | Patients requiring fracture fixation or orthopaedic corrective surgery
Orthopaedics | Trauma - Extramedullary fixation | Locking/combination plate | Locking/combination plate - Humerus | Double Medical Technology Inc | Distal Lateral Humeral Locking Plate, combi-holes, left, 9 Holes | 021371009 | Standalone | DE0504080 | Patients requiring fracture fixation or orthopaedic corrective surgery
Orthopaedics | Trauma - Extramedullary fixation | Locking/combination plate | Locking/combination plate - Humerus | Double Medical Technology Inc | Distal Lateral Humeral Locking Plate, combi-holes, Right, 3 Holes | 021372003 | Standalone | DE0504080 | Patients requiring fracture fixation or orthopaedic corrective surgery
Orthopaedics | Trauma - Extramedullary fixation | Locking/combination plate | Locking/combination plate - Humerus | Double Medical Technology Inc | Distal Lateral Humeral Locking Plate, combi-holes, Right, 4 Holes | 021372004 | Standalone | DE0504080 | Patients requiring fracture fixation or orthopaedic corrective surgery
Orthopaedics | Trauma - Extramedullary fixation | Locking/combination plate | Locking/combination plate - Humerus | Double Medical Technology Inc | Distal Lateral Humeral Locking Plate, combi-holes, Right, 5 Holes | 021372005 | Standalone | DE0504080 | Patients requiring fracture fixation or orthopaedic corrective surgery
Orthopaedics | Trauma - Extramedullary fixation | Locking/combination plate | Locking/combination plate - Humerus | Double Medical Technology Inc | Distal Lateral Humeral Locking Plate, combi-holes, Right, 6 Holes | 021372006 | Standalone | DE0504080 | Patients requiring fracture fixation or orthopaedic corrective surgery
Orthopaedics | Trauma - Extramedullary fixation | Locking/combination plate | Locking/combination plate - Humerus | Double Medical Technology Inc | Distal Lateral Humeral Locking Plate, combi-holes, Right, 7 Holes | 021372007 | Standalone | DE0504080 | Patients requiring fracture fixation or orthopaedic corrective surgery
Orthopaedics | Trauma - Extramedullary fixation | Locking/combination plate | Locking/combination plate - Humerus | Double Medical Technology Inc | Distal Lateral Humeral Locking Plate, combi-holes, Right, 8 Holes | 021372008 | Standalone | DE0504080 | Patients requiring fracture fixation or orthopaedic corrective surgery
Orthopaedics | Trauma - Extramedullary fixation | Locking/combination plate | Locking/combination plate - Humerus | Double Medical Technology Inc | Distal Lateral Humeral Locking Plate, combi-holes, Right, 9 Holes | 021372009 | Standalone | DE0504080 | Patients requiring fracture fixation or orthopaedic corrective surgery
Orthopaedics | Trauma - Extramedullary fixation | Locking/combination plate | Locking/combination plate - Humerus | Double Medical Technology Inc | Distal Medial Humeral Locking Plate, combi-holes, left, 3 Holes, Titanium Alloy | 021381003 | Standalone | DE0504080 | Patients requiring fracture fixation or orthopaedic corrective surgery
Orthopaedics | Trauma - Extramedullary fixation | Locking/combination plate | Locking/combination plate - Humerus | Double Medical Technology Inc | Distal Medial Humeral Locking Plate, combi-holes, left, 4 Holes, Titanium Alloy | 021381004 | Standalone | DE0504080 | Patients requiring fracture fixation or orthopaedic corrective surgery
Orthopaedics | Trauma - Extramedullary fixation | Locking/combination plate | Locking/combination plate - Humerus | Double Medical Technology Inc | Distal Medial Humeral Locking Plate, combi-holes, left, 5 Holes, Titanium Alloy | 021381005 | Standalone | DE0504080 | Patients requiring fracture fixation or orthopaedic corrective surgery
Orthopaedics | Trauma - Extramedullary fixation | Locking/combination plate | Locking/combination plate - Humerus | Double Medical Technology Inc | Distal Medial Humeral Locking Plate, combi-holes, left, 6 Holes, Titanium Alloy | 021381006 | Standalone | DE0504080 | Patients requiring fracture fixation or orthopaedic corrective surgery
Orthopaedics | Trauma - Extramedullary fixation | Locking/combination plate | Locking/combination plate - Humerus | Double Medical Technology Inc | Distal Medial Humeral Locking Plate, combi-holes, left, 7 Holes, Titanium Alloy | 021381007 | Standalone | DE0504080 | Patients requiring fracture fixation or orthopaedic corrective surgery
Orthopaedics | Trauma - Extramedullary fixation | Locking/combination plate | Locking/combination plate - Humerus | Double Medical Technology Inc | Distal Medial Humeral Locking Plate, combi-holes, left, 8 Holes, Titanium Alloy | 021381008 | Standalone | DE0504080 | Patients requiring fracture fixation or orthopaedic corrective surgery
Orthopaedics | Trauma - Extramedullary fixation | Locking/combination plate | Locking/combination plate - Humerus | Double Medical Technology Inc | Distal Medial Humeral Locking Plate, combi-holes, left, 9 Holes, Titanium Alloy | 021381009 | Standalone | DE0504080 | Patients requiring fracture fixation or orthopaedic corrective surgery
Orthopaedics | Trauma - Extramedullary fixation | Locking/combination plate | Locking/combination plate - Humerus | Double Medical Technology Inc | Distal Medial Humeral Locking Plate, combi-holes, Right, 3 Holes, Titanium Alloy | 021382003 | Standalone | DE0504080 | Patients requiring fracture fixation or orthopaedic corrective surgery
Orthopaedics | Trauma - Extramedullary fixation | Locking/combination plate | Locking/combination plate - Humerus | Double Medical Technology Inc | Distal Medial Humeral Locking Plate, combi-holes, Right, 4 Holes, Titanium Alloy | 021382004 | Standalone | DE0504080 | Patients requiring fracture fixation or orthopaedic corrective surgery
Orthopaedics | Trauma - Extramedullary fixation | Locking/combination plate | Locking/combination plate - Humerus | Double Medical Technology Inc | Distal Medial Humeral Locking Plate, combi-holes, Right, 5 Holes, Titanium Alloy | 021382005 | Standalone | DE0504080 | Patients requiring fracture fixation or orthopaedic corrective surgery
Orthopaedics | Trauma - Extramedullary fixation | Locking/combination plate | Locking/combination plate - Humerus | Double Medical Technology Inc | Distal Medial Humeral Locking Plate, combi-holes, Right, 6 Holes, Titanium Alloy | 021382006 | Standalone | DE0504080 | Patients requiring fracture fixation or orthopaedic corrective surgery
Orthopaedics | Trauma - Extramedullary fixation | Locking/combination plate | Locking/combination plate - Humerus | Double Medical Technology Inc | Distal Medial Humeral Locking Plate, combi-holes, Right, 7 Holes, Titanium Alloy | 021382007 | Standalone | DE0504080 | Patients requiring fracture fixation or orthopaedic corrective surgery
Orthopaedics | Trauma - Extramedullary fixation | Locking/combination plate | Locking/combination plate - Humerus | Double Medical Technology Inc | Distal Medial Humeral Locking Plate, combi-holes, Right, 8 Holes, Titanium Alloy | 021382008 | Standalone | DE0504080 | Patients requiring fracture fixation or orthopaedic corrective surgery
Orthopaedics | Trauma - Extramedullary fixation | Locking/combination plate | Locking/combination plate - Humerus | Double Medical Technology Inc | Distal Medial Humeral Locking Plate, combi-holes, Right, 9 Holes, Titanium Alloy | 021382009 | Standalone | DE0504080 | Patients requiring fracture fixation or orthopaedic corrective surgery
Orthopaedics | Trauma - Extramedullary fixation | Locking/combination plate | Locking/combination plate - Humerus | Double Medical Technology Inc | Distal Medial Humeral Reconstruction Locking Plate, 4 Holes | 025870004 | Standalone | DE0504080 | Patients requiring fracture fixation or orthopaedic corrective surgery
Orthopaedics | Trauma - Extramedullary fixation | Locking/combination plate | Locking/combination plate - Humerus | Double Medical Technology Inc | Distal Medial Humeral Reconstruction Locking Plate, 6 Holes | 025870006 | Standalone | DE0504080 | Patients requiring fracture fixation or orthopaedic corrective surgery
Orthopaedics | Trauma - Extramedullary fixation | Locking/combination plate | Locking/combination plate - Humerus | Double Medical Technology Inc | Distal Medial Humeral Reconstruction Locking Plate, 8 Holes | 025870008 | Standalone | DE0504080 | Patients requiring fracture fixation or orthopaedic corrective surgery
Orthopaedics | Trauma - Extramedullary fixation | Locking/combination plate | Locking/combination plate - Humerus | Double Medical Technology Inc | Distal Medial Humeral Reconstruction Locking Plate, 10 Holes | 025870010 | Standalone | DE0504080 | Patients requiring fracture fixation or orthopaedic corrective surgery
Orthopaedics | Trauma - Extramedullary fixation | Locking/combination plate | Locking/combination plate - Humerus | Double Medical Technology Inc | Distal Medial Humeral Reconstruction Locking Plate, 12 Holes | 025870012 | Standalone | DE0504080 | Patients requiring fracture fixation or orthopaedic corrective surgery
Orthopaedics | Trauma - Extramedullary fixation | Locking/combination plate | Locking/combination plate - Humerus | Double Medical Technology Inc | Distal Medial Humeral Locking Plate, H2.7, combi-holes, Left, 3 Holes | 021901003 | Standalone | DE0504080 | Patients requiring fracture fixation or orthopaedic corrective surgery
Orthopaedics | Trauma - Extramedullary fixation | Locking/combination plate | Locking/combination plate - Humerus | Double Medical Technology Inc | Distal Medial Humeral Locking Plate, H2.7, combi-holes, Left, 4 Holes | 021901004 | Standalone | DE0504080 | Patients requiring fracture fixation or orthopaedic corrective surgery
Orthopaedics | Trauma - Extramedullary fixation | Locking/combination plate | Locking/combination plate - Humerus | Double Medical Technology Inc | Distal Medial Humeral Locking Plate, H2.7, combi-holes, Left, 5 Holes | 021901005 | Standalone | DE0504080 | Patients requiring fracture fixation or orthopaedic corrective surgery
Orthopaedics | Trauma - Extramedullary fixation | Locking/combination plate | Locking/combination plate - Humerus | Double Medical Technology Inc | Distal Medial Humeral Locking Plate, H2.7, combi-holes, Left, 6 Holes | 021901006 | Standalone | DE0504080 | Patients requiring fracture fixation or orthopaedic corrective surgery
Orthopaedics | Trauma - Extramedullary fixation | Locking/combination plate | Locking/combination plate - Humerus | Double Medical Technology Inc | Distal Medial Humeral Locking Plate, H2.7, combi-holes, Left, 7 Holes | 021901007 | Standalone | DE0504080 | Patients requiring fracture fixation or orthopaedic corrective surgery
Orthopaedics | Trauma - Extramedullary fixation | Locking/combination plate | Locking/combination plate - Humerus | Double Medical Technology Inc | Distal Medial Humeral Locking Plate, H2.7, combi-holes, Left, 8 Holes | 021901008 | Standalone | DE0504080 | Patients requiring fracture fixation or orthopaedic corrective surgery
Orthopaedics | Trauma - Extramedullary fixation | Locking/combination plate | Locking/combination plate - Humerus | Double Medical Technology Inc | Distal Medial Humeral Locking Plate, H2.7, combi-holes, Left, 9 Holes | 021901009 | Standalone | DE0504080 | Patients requiring fracture fixation or orthopaedic corrective surgery
Orthopaedics | Trauma - Extramedullary fixation | Locking/combination plate | Locking/combination plate - Humerus | Double Medical Technology Inc | Distal Medial Humeral Locking Plate, H2.7, combi-holes, Right, 3 Holes | 021902003 | Standalone | DE0504080 | Patients requiring fracture fixation or orthopaedic corrective surgery
Orthopaedics | Trauma - Extramedullary fixation | Locking/combination plate | Locking/combination plate - Humerus | Double Medical Technology Inc | Distal Medial Humeral Locking Plate, H2.7, combi-holes, Right, 4 Holes | 021902004 | Standalone | DE0504080 | Patients requiring fracture fixation or orthopaedic corrective surgery
Orthopaedics | Trauma - Extramedullary fixation | Locking/combination plate | Locking/combination plate - Humerus | Double Medical Technology Inc | Distal Medial Humeral Locking Plate, H2.7, combi-holes, Right, 5 Holes | 021902005 | Standalone | DE0504080 | Patients requiring fracture fixation or orthopaedic corrective surgery
Orthopaedics | Trauma - Extramedullary fixation | Locking/combination plate | Locking/combination plate - Humerus | Double Medical Technology Inc | Distal Medial Humeral Locking Plate, H2.7, combi-holes, Right, 6 Holes | 021902006 | Standalone | DE0504080 | Patients requiring fracture fixation or orthopaedic corrective surgery
Orthopaedics | Trauma - Extramedullary fixation | Locking/combination plate | Locking/combination plate - Humerus | Double Medical Technology Inc | Distal Medial Humeral Locking Plate, H2.7, combi-holes, Right, 7 Holes | 021902007 | Standalone | DE0504080 | Patients requiring fracture fixation or orthopaedic corrective surgery
Orthopaedics | Trauma - Extramedullary fixation | Locking/combination plate | Locking/combination plate - Humerus | Double Medical Technology Inc | Distal Medial Humeral Locking Plate, H2.7, combi-holes, Right, 8 Holes | 021902008 | Standalone | DE0504080 | Patients requiring fracture fixation or orthopaedic corrective surgery
Orthopaedics | Trauma - Extramedullary fixation | Locking/combination plate | Locking/combination plate - Humerus | Double Medical Technology Inc | Distal Medial Humeral Locking Plate, H2.7, combi-holes, Right, 9 Holes | 021902009 | Standalone | DE0504080 | Patients requiring fracture fixation or orthopaedic corrective surgery
Orthopaedics | Trauma - Extramedullary fixation | Locking/combination plate | Locking/combination plate - Humerus | Double Medical Technology Inc | Distal Lateral Humeral Locking Plate, H2.7, combi-holes, Left, 3 Holes | 021891003 | Standalone | DE0504080 | Patients requiring fracture fixation or orthopaedic corrective surgery
Orthopaedics | Trauma - Extramedullary fixation | Locking/combination plate | Locking/combination plate - Humerus | Double Medical Technology Inc | Distal Lateral Humeral Locking Plate, H2.7, combi-holes, Left, 4 Holes | 021891004 | Standalone | DE0504080 | Patients requiring fracture fixation or orthopaedic corrective surgery
Orthopaedics | Trauma - Extramedullary fixation | Locking/combination plate | Locking/combination plate - Humerus | Double Medical Technology Inc | Distal Lateral Humeral Locking Plate, H2.7, combi-holes, Left, 5 Holes | 021891005 | Standalone | DE0504080 | Patients requiring fracture fixation or orthopaedic corrective surgery
Orthopaedics | Trauma - Extramedullary fixation | Locking/combination plate | Locking/combination plate - Humerus | Double Medical Technology Inc | Distal Lateral Humeral Locking Plate, H2.7, combi-holes, Left, 6 Holes | 021891006 | Standalone | DE0504080 | Patients requiring fracture fixation or orthopaedic corrective surgery
Orthopaedics | Trauma - Extramedullary fixation | Locking/combination plate | Locking/combination plate - Humerus | Double Medical Technology Inc | Distal Lateral Humeral Locking Plate, H2.7, combi-holes, Left, 7 Holes | 021891007 | Standalone | DE0504080 | Patients requiring fracture fixation or orthopaedic corrective surgery
Orthopaedics | Trauma - Extramedullary fixation | Locking/combination plate | Locking/combination plate - Humerus | Double Medical Technology Inc | Distal Lateral Humeral Locking Plate, H2.7, combi-holes, Left, 8 Holes | 021891008 | Standalone | DE0504080 | Patients requiring fracture fixation or orthopaedic corrective surgery
Orthopaedics | Trauma - Extramedullary fixation | Locking/combination plate | Locking/combination plate - Humerus | Double Medical Technology Inc | Distal Lateral Humeral Locking Plate, H2.7, combi-holes, Left, 9 Holes | 021891009 | Standalone | DE0504080 | Patients requiring fracture fixation or orthopaedic corrective surgery
Orthopaedics | Trauma - Extramedullary fixation | Locking/combination plate | Locking/combination plate - Humerus | Double Medical Technology Inc | Distal Lateral Humeral Locking Plate, H2.7, combi-holes, Left, 10 Holes | 021891010 | Standalone | DE0504080 | Patients requiring fracture fixation or orthopaedic corrective surgery
Orthopaedics | Trauma - Extramedullary fixation | Locking/combination plate | Locking/combination plate - Humerus | Double Medical Technology Inc | Distal Lateral Humeral Locking Plate, H2.7, combi-holes, Right, 3 Holes | 021892003 | Standalone | DE0504080 | Patients requiring fracture fixation or orthopaedic corrective surgery
Orthopaedics | Trauma - Extramedullary fixation | Locking/combination plate | Locking/combination plate - Humerus | Double Medical Technology Inc | Distal Lateral Humeral Locking Plate, H2.7, combi-holes, Right, 4 Holes | 021892004 | Standalone | DE0504080 | Patients requiring fracture fixation or orthopaedic corrective surgery
Orthopaedics | Trauma - Extramedullary fixation | Locking/combination plate | Locking/combination plate - Humerus | Double Medical Technology Inc | Distal Lateral Humeral Locking Plate, H2.7, combi-holes, Right, 5 Holes | 021892005 | Standalone | DE0504080 | Patients requiring fracture fixation or orthopaedic corrective surgery
Orthopaedics | Trauma - Extramedullary fixation | Locking/combination plate | Locking/combination plate - Humerus | Double Medical Technology Inc | Distal Lateral Humeral Locking Plate, H2.7, combi-holes, Right, 6 Holes | 021892006 | Standalone | DE0504080 | Patients requiring fracture fixation or orthopaedic corrective surgery
Orthopaedics | Trauma - Extramedullary fixation | Locking/combination plate | Locking/combination plate - Humerus | Double Medical Technology Inc | Distal Lateral Humeral Locking Plate, H2.7, combi-holes, Right, 7 Holes | 021892007 | Standalone | DE0504080 | Patients requiring fracture fixation or orthopaedic corrective surgery
Orthopaedics | Trauma - Extramedullary fixation | Locking/combination plate | Locking/combination plate - Humerus | Double Medical Technology Inc | Distal Lateral Humeral Locking Plate, H2.7, combi-holes, Right, 8 Holes | 021892008 | Standalone | DE0504080 | Patients requiring fracture fixation or orthopaedic corrective surgery
Orthopaedics | Trauma - Extramedullary fixation | Locking/combination plate | Locking/combination plate - Humerus | Double Medical Technology Inc | Distal Lateral Humeral Locking Plate, H2.7, combi-holes, Right, 9 Holes | 021892009 | Standalone | DE0504080 | Patients requiring fracture fixation or orthopaedic corrective surgery
Orthopaedics | Trauma - Extramedullary fixation | Locking/combination plate | Locking/combination plate - Humerus | Double Medical Technology Inc | Distal Lateral Humeral Locking Plate, H2.7, combi-holes, Right, 10 Holes | 021892010 | Standalone | DE0504080 | Patients requiring fracture fixation or orthopaedic corrective surgery
Orthopaedics | Trauma - Extramedullary fixation | Locking/combination plate | Locking/combination plate - Ulna | Double Medical Technology Inc | Olecranon , combi-holes, Left, 3 Holes | 020111003 | Standalone | DE0504080 | Patients requiring fracture fixation or orthopaedic corrective surgery
Orthopaedics | Trauma - Extramedullary fixation | Locking/combination plate | Locking/combination plate - Ulna | Double Medical Technology Inc | Olecranon , combi-holes, Left, 4 Holes | 020111004 | Standalone | DE0504080 | Patients requiring fracture fixation or orthopaedic corrective surgery
Orthopaedics | Trauma - Extramedullary fixation | Locking/combination plate | Locking/combination plate - Ulna | Double Medical Technology Inc | Olecranon , combi-holes, Left, 5 Holes | 020111005 | Standalone | DE0504080 | Patients requiring fracture fixation or orthopaedic corrective surgery
Orthopaedics | Trauma - Extramedullary fixation | Locking/combination plate | Locking/combination plate - Ulna | Double Medical Technology Inc | Olecranon , combi-holes, Left, 6 Holes | 020111006 | Standalone | DE0504080 | Patients requiring fracture fixation or orthopaedic corrective surgery
Orthopaedics | Trauma - Extramedullary fixation | Locking/combination plate | Locking/combination plate - Ulna | Double Medical Technology Inc | Olecranon , combi-holes, Left, 7 Holes | 020111007 | Standalone | DE0504080 | Patients requiring fracture fixation or orthopaedic corrective surgery
Orthopaedics | Trauma - Extramedullary fixation | Locking/combination plate | Locking/combination plate - Ulna | Double Medical Technology Inc | Olecranon , combi-holes, Left, 8 Holes | 020111008 | Standalone | DE0504080 | Patients requiring fracture fixation or orthopaedic corrective surgery
Orthopaedics | Trauma - Extramedullary fixation | Locking/combination plate | Locking/combination plate - Ulna | Double Medical Technology Inc | Olecranon , combi-holes, Left, 9 Holes | 020111009 | Standalone | DE0504080 | Patients requiring fracture fixation or orthopaedic corrective surgery
Orthopaedics | Trauma - Extramedullary fixation | Locking/combination plate | Locking/combination plate - Ulna | Double Medical Technology Inc | Olecranon , combi-holes, Left, 10 Holes | 020111010 | Standalone | DE0504080 | Patients requiring fracture fixation or orthopaedic corrective surgery
Orthopaedics | Trauma - Extramedullary fixation | Locking/combination plate | Locking/combination plate - Ulna | Double Medical Technology Inc | Olecranon , combi-holes, Left, 11 Holes | 020111011 | Standalone | DE0504080 | Patients requiring fracture fixation or orthopaedic corrective surgery
Orthopaedics | Trauma - Extramedullary fixation | Locking/combination plate | Locking/combination plate - Ulna | Double Medical Technology Inc | Olecranon , combi-holes, Left, 12 Holes | 020111012 | Standalone | DE0504080 | Patients requiring fracture fixation or orthopaedic corrective surgery
Orthopaedics | Trauma - Extramedullary fixation | Locking/combination plate | Locking/combination plate - Ulna | Double Medical Technology Inc | Olecranon , combi-holes, Right, 3 Holes | 020112003 | Standalone | DE0504080 | Patients requiring fracture fixation or orthopaedic corrective surgery
Orthopaedics | Trauma - Extramedullary fixation | Locking/combination plate | Locking/combination plate - Ulna | Double Medical Technology Inc | Olecranon , combi-holes, Right, 4 Holes | 020112004 | Standalone | DE0504080 | Patients requiring fracture fixation or orthopaedic corrective surgery
Orthopaedics | Trauma - Extramedullary fixation | Locking/combination plate | Locking/combination plate - Ulna | Double Medical Technology Inc | Olecranon , combi-holes, Right, 5 Holes | 020112005 | Standalone | DE0504080 | Patients requiring fracture fixation or orthopaedic corrective surgery
Orthopaedics | Trauma - Extramedullary fixation | Locking/combination plate | Locking/combination plate - Ulna | Double Medical Technology Inc | Olecranon , combi-holes, Right, 6 Holes | 020112006 | Standalone | DE0504080 | Patients requiring fracture fixation or orthopaedic corrective surgery
Orthopaedics | Trauma - Extramedullary fixation | Locking/combination plate | Locking/combination plate - Ulna | Double Medical Technology Inc | Olecranon , combi-holes, Right, 7 Holes | 020112007 | Standalone | DE0504080 | Patients requiring fracture fixation or orthopaedic corrective surgery
Orthopaedics | Trauma - Extramedullary fixation | Locking/combination plate | Locking/combination plate - Ulna | Double Medical Technology Inc | Olecranon , combi-holes, Right, 8 Holes | 020112008 | Standalone | DE0504080 | Patients requiring fracture fixation or orthopaedic corrective surgery
Orthopaedics | Trauma - Extramedullary fixation | Locking/combination plate | Locking/combination plate - Ulna | Double Medical Technology Inc | Olecranon , combi-holes, Right, 9 Holes | 020112009 | Standalone | DE0504080 | Patients requiring fracture fixation or orthopaedic corrective surgery
Orthopaedics | Trauma - Extramedullary fixation | Locking/combination plate | Locking/combination plate - Ulna | Double Medical Technology Inc | Olecranon , combi-holes, Right, 10 Holes | 020112010 | Standalone | DE0504080 | Patients requiring fracture fixation or orthopaedic corrective surgery
Orthopaedics | Trauma - Extramedullary fixation | Locking/combination plate | Locking/combination plate - Ulna | Double Medical Technology Inc | Olecranon , combi-holes, Right, 11 Holes | 020112011 | Standalone | DE0504080 | Patients requiring fracture fixation or orthopaedic corrective surgery
Orthopaedics | Trauma - Extramedullary fixation | Locking/combination plate | Locking/combination plate - Ulna | Double Medical Technology Inc | Olecranon , combi-holes, Right, 12 Holes | 020112012 | Standalone | DE0504080 | Patients requiring fracture fixation or orthopaedic corrective surgery
Orthopaedics | Trauma - Extramedullary fixation | Locking/combination plate | Locking/combination plate - Ulna | Double Medical Technology Inc | Olecranon Locking Plate III, combi-holes, 3 Holes | 020520003 | Standalone | DE0504080 | Patients requiring fracture fixation or orthopaedic corrective surgery
Orthopaedics | Trauma - Extramedullary fixation | Locking/combination plate | Locking/combination plate - Ulna | Double Medical Technology Inc | Olecranon Locking Plate III, combi-holes, 4 Holes | 020520004 | Standalone | DE0504080 | Patients requiring fracture fixation or orthopaedic corrective surgery
Orthopaedics | Trauma - Extramedullary fixation | Locking/combination plate | Locking/combination plate - Ulna | Double Medical Technology Inc | Olecranon Locking Plate III, combi-holes, 5 Holes | 020520005 | Standalone | DE0504080 | Patients requiring fracture fixation or orthopaedic corrective surgery
Orthopaedics | Trauma - Extramedullary fixation | Locking/combination plate | Locking/combination plate - Ulna | Double Medical Technology Inc | Olecranon Locking Plate III, combi-holes, 6 Holes | 020520006 | Standalone | DE0504080 | Patients requiring fracture fixation or orthopaedic corrective surgery
Orthopaedics | Trauma - Extramedullary fixation | Locking/combination plate | Locking/combination plate - Ulna | Double Medical Technology Inc | Olecranon Locking Plate III, combi-holes, 7 Holes | 020520007 | Standalone | DE0504080 | Patients requiring fracture fixation or orthopaedic corrective surgery
Orthopaedics | Trauma - Extramedullary fixation | Locking/combination plate | Locking/combination plate - Ulna | Double Medical Technology Inc | Olecranon Locking Plate III, combi-holes, 8 Holes | 020520008 | Standalone | DE0504080 | Patients requiring fracture fixation or orthopaedic corrective surgery
Orthopaedics | Trauma - Extramedullary fixation | Locking/combination plate | Locking/combination plate - Radius | Double Medical Technology Inc | Proximal Radius Locking Plate, combi-holes, Left, 2 Holes | 020651002 | Standalone | DE0504080 | Patients requiring fracture fixation or orthopaedic corrective surgery
Orthopaedics | Trauma - Extramedullary fixation | Locking/combination plate | Locking/combination plate - Radius | Double Medical Technology Inc | Proximal Radius Locking Plate, combi-holes, Left, 3 Holes | 020651003 | Standalone | DE0504080 | Patients requiring fracture fixation or orthopaedic corrective surgery
Orthopaedics | Trauma - Extramedullary fixation | Locking/combination plate | Locking/combination plate - Radius | Double Medical Technology Inc | Proximal Radius Locking Plate, combi-holes, Left, 4 Holes | 020651004 | Standalone | DE0504080 | Patients requiring fracture fixation or orthopaedic corrective surgery
Orthopaedics | Trauma - Extramedullary fixation | Locking/combination plate | Locking/combination plate - Radius | Double Medical Technology Inc | Proximal Radius Locking Plate, combi-holes, Right, 2 Holes | 020652002 | Standalone | DE0504080 | Patients requiring fracture fixation or orthopaedic corrective surgery
Orthopaedics | Trauma - Extramedullary fixation | Locking/combination plate | Locking/combination plate - Radius | Double Medical Technology Inc | Proximal Radius Locking Plate, combi-holes, Right, 3 Holes | 020652003 | Standalone | DE0504080 | Patients requiring fracture fixation or orthopaedic corrective surgery
Orthopaedics | Trauma - Extramedullary fixation | Locking/combination plate | Locking/combination plate - Radius | Double Medical Technology Inc | Proximal Radius Locking Plate, combi-holes, Right, 4 Holes | 020652004 | Standalone | DE0504080 | Patients requiring fracture fixation or orthopaedic corrective surgery
Orthopaedics | Trauma - Extramedullary fixation | Locking/combination plate | Locking/combination plate - Ulna | Double Medical Technology Inc | Olecranon Locking Plate, curved, left | 026011008 | Standalone | DE0504080 | Patients requiring fracture fixation or orthopaedic corrective surgery
Orthopaedics | Trauma - Extramedullary fixation | Locking/combination plate | Locking/combination plate - Ulna | Double Medical Technology Inc | Olecranon Locking Plate, curved, right | 026012008 | Standalone | DE0504080 | Patients requiring fracture fixation or orthopaedic corrective surgery
Orthopaedics | Trauma - Extramedullary fixation | Locking/combination plate | Locking/combination plate - Ulna | Double Medical Technology Inc | Olecranon Locking Plate, straight | 026020007 | Standalone | DE0504080 | Patients requiring fracture fixation or orthopaedic corrective surgery
Orthopaedics | Trauma - Extramedullary fixation | Locking/combination plate | Locking/combination plate - Ulna | Double Medical Technology Inc | Olecranon U-Locking Plate, Left | 026611012 | Standalone | DE0504080 | Patients requiring fracture fixation or orthopaedic corrective surgery
Orthopaedics | Trauma - Extramedullary fixation | Locking/combination plate | Locking/combination plate - Ulna | Double Medical Technology Inc | Olecranon U-Locking Plate, Right | 026612012 | Standalone | DE0504080 | Patients requiring fracture fixation or orthopaedic corrective surgery
Orthopaedics | Trauma - Extramedullary fixation | Locking/combination plate | Locking/combination plate - Ulna | Double Medical Technology Inc | Coronoid Locking Plate, left | 025331000 | Standalone | DE0504080 | Patients requiring fracture fixation or orthopaedic corrective surgery
Orthopaedics | Trauma - Extramedullary fixation | Locking/combination plate | Locking/combination plate - Ulna | Double Medical Technology Inc | Coronoid Locking Plate, right | 025332000 | Standalone | DE0504080 | Patients requiring fracture fixation or orthopaedic corrective surgery
Orthopaedics | Trauma - Extramedullary fixation | Locking/combination plate | Locking/combination plate - Radius | Double Medical Technology Inc | Distal Radius , head 8 holes, combi-holes, Left, 3 Holes | 020721003 | Standalone | DE0504080 | Patients requiring fracture fixation or orthopaedic corrective surgery
Orthopaedics | Trauma - Extramedullary fixation | Locking/combination plate | Locking/combination plate - Radius | Double Medical Technology Inc | Distal Radius , head 8 holes, combi-holes, Left, 4 Holes | 020721004 | Standalone | DE0504080 | Patients requiring fracture fixation or orthopaedic corrective surgery
Orthopaedics | Trauma - Extramedullary fixation | Locking/combination plate | Locking/combination plate - Radius | Double Medical Technology Inc | Distal Radius , head 8 holes, combi-holes, Left, 5 Holes | 020721005 | Standalone | DE0504080 | Patients requiring fracture fixation or orthopaedic corrective surgery
Orthopaedics | Trauma - Extramedullary fixation | Locking/combination plate | Locking/combination plate - Radius | Double Medical Technology Inc | Distal Radius , head 8 holes, combi-holes, Right, 3 Holes | 020722003 | Standalone | DE0504080 | Patients requiring fracture fixation or orthopaedic corrective surgery
Orthopaedics | Trauma - Extramedullary fixation | Locking/combination plate | Locking/combination plate - Radius | Double Medical Technology Inc | Distal Radius , head 8 holes, combi-holes, Right, 4 Holes | 020722004 | Standalone | DE0504080 | Patients requiring fracture fixation or orthopaedic corrective surgery
Orthopaedics | Trauma - Extramedullary fixation | Locking/combination plate | Locking/combination plate - Radius | Double Medical Technology Inc | Distal Radius , head 8 holes, combi-holes, Right, 5 Holes | 020722005 | Standalone | DE0504080 | Patients requiring fracture fixation or orthopaedic corrective surgery
Orthopaedics | Trauma - Extramedullary fixation | Locking/combination plate | Locking/combination plate - Radius | Double Medical Technology Inc | Distal Medial Radius Locking Plate, variable angle, Left | 021611004 | Standalone | DE0504080 | Patients requiring fracture fixation or orthopaedic corrective surgery
Orthopaedics | Trauma - Extramedullary fixation | Locking/combination plate | Locking/combination plate - Radius | Double Medical Technology Inc | Distal Medial Radius Locking Plate, variable angle, Right | 021612004 | Standalone | DE0504080 | Patients requiring fracture fixation or orthopaedic corrective surgery
Orthopaedics | Trauma - Extramedullary fixation | Locking/combination plate | Locking/combination plate - Radius | Double Medical Technology Inc | Distal Lateral Radius Locking Plate, variable angle, 5 Holes | 021620005 | Standalone | DE0504080 | Patients requiring fracture fixation or orthopaedic corrective surgery
Orthopaedics | Trauma - Extramedullary fixation | Locking/combination plate | Locking/combination plate - Radius | Double Medical Technology Inc | Distal Lateral Radius Locking Plate, variable angle, 6 Holes | 021620006 | Standalone | DE0504080 | Patients requiring fracture fixation or orthopaedic corrective surgery
Orthopaedics | Trauma - Extramedullary fixation | Locking/combination plate | Locking/combination plate - Radius | Double Medical Technology Inc | Distal Ulnar Locking Plate | 021340008 | Standalone | DE0504080 | Patients requiring fracture fixation or orthopaedic corrective surgery
Orthopaedics | Trauma - Extramedullary fixation | Locking/combination plate | Locking/combination plate - Radius | Double Medical Technology Inc | Distal Radius Locking Plate I, variable angle, small, Left, 2 Holes | 021531002 | Standalone | DE0504080 | Patients requiring fracture fixation or orthopaedic corrective surgery
Orthopaedics | Trauma - Extramedullary fixation | Locking/combination plate | Locking/combination plate - Radius | Double Medical Technology Inc | Distal Radius Locking Plate I, variable angle small, Left, 3 Holes | 021531003 | Standalone | DE0504080 | Patients requiring fracture fixation or orthopaedic corrective surgery
Orthopaedics | Trauma - Extramedullary fixation | Locking/combination plate | Locking/combination plate - Radius | Double Medical Technology Inc | Distal Radius Locking Plate I, variable angle, small, Left, 4 Holes | 021531004 | Standalone | DE0504080 | Patients requiring fracture fixation or orthopaedic corrective surgery
Orthopaedics | Trauma - Extramedullary fixation | Locking/combination plate | Locking/combination plate - Radius | Double Medical Technology Inc | Distal Radius Locking Plate I, variable angle, small, Left, 5 Holes | 021531005 | Standalone | DE0504080 | Patients requiring fracture fixation or orthopaedic corrective surgery
Orthopaedics | Trauma - Extramedullary fixation | Locking/combination plate | Locking/combination plate - Radius | Double Medical Technology Inc | Distal Radius Locking Plate I, variable angle, small, Left, 7 Holes | 021531007 | Standalone | DE0504080 | Patients requiring fracture fixation or orthopaedic corrective surgery
Orthopaedics | Trauma - Extramedullary fixation | Locking/combination plate | Locking/combination plate - Radius | Double Medical Technology Inc | Distal Radius Locking Plate I, variable angle, small, Right, 2 Holes | 021532002 | Standalone | DE0504080 | Patients requiring fracture fixation or orthopaedic corrective surgery
Orthopaedics | Trauma - Extramedullary fixation | Locking/combination plate | Locking/combination plate - Radius | Double Medical Technology Inc | Distal Radius Locking Plate I, variable angle small, Right, 3 Holes | 021532003 | Standalone | DE0504080 | Patients requiring fracture fixation or orthopaedic corrective surgery
Orthopaedics | Trauma - Extramedullary fixation | Locking/combination plate | Locking/combination plate - Radius | Double Medical Technology Inc | Distal Radius Locking Plate I, variable angle, small, Right, 4 Holes | 021532004 | Standalone | DE0504080 | Patients requiring fracture fixation or orthopaedic corrective surgery
Orthopaedics | Trauma - Extramedullary fixation | Locking/combination plate | Locking/combination plate - Radius | Double Medical Technology Inc | Distal Radius Locking Plate I, variable angle, small, Right, 5 Holes | 021532005 | Standalone | DE0504080 | Patients requiring fracture fixation or orthopaedic corrective surgery
Orthopaedics | Trauma - Extramedullary fixation | Locking/combination plate | Locking/combination plate - Radius | Double Medical Technology Inc | Distal Radius Locking Plate I, variable angle, small, Right, 7 Holes | 021532007 | Standalone | DE0504080 | Patients requiring fracture fixation or orthopaedic corrective surgery
Orthopaedics | Trauma - Extramedullary fixation | Locking/combination plate | Locking/combination plate - Radius | Double Medical Technology Inc | Distal Radius Locking Plate I, variable angle, large, Left, 2 Holes | 021541002 | Standalone | DE0504080 | Patients requiring fracture fixation or orthopaedic corrective surgery
Orthopaedics | Trauma - Extramedullary fixation | Locking/combination plate | Locking/combination plate - Radius | Double Medical Technology Inc | Distal Radius Locking Plate I, variable angle large, Left, 3 Holes | 021541003 | Standalone | DE0504080 | Patients requiring fracture fixation or orthopaedic corrective surgery
Orthopaedics | Trauma - Extramedullary fixation | Locking/combination plate | Locking/combination plate - Radius | Double Medical Technology Inc | Distal Radius Locking Plate I, variable angle, large, Left, 4 Holes | 021541004 | Standalone | DE0504080 | Patients requiring fracture fixation or orthopaedic corrective surgery
Orthopaedics | Trauma - Extramedullary fixation | Locking/combination plate | Locking/combination plate - Radius | Double Medical Technology Inc | Distal Radius Locking Plate I, variable angle, large, Left, 5 Holes | 021541005 | Standalone | DE0504080 | Patients requiring fracture fixation or orthopaedic corrective surgery
Orthopaedics | Trauma - Extramedullary fixation | Locking/combination plate | Locking/combination plate - Radius | Double Medical Technology Inc | Distal Radius Locking Plate I, variable angle, large, Left, 7 Holes | 021541007 | Standalone | DE0504080 | Patients requiring fracture fixation or orthopaedic corrective surgery
Orthopaedics | Trauma - Extramedullary fixation | Locking/combination plate | Locking/combination plate - Radius | Double Medical Technology Inc | Distal Radius Locking Plate I, variable angle, large, Right, 2 Holes | 021542002 | Standalone | DE0504080 | Patients requiring fracture fixation or orthopaedic corrective surgery
Orthopaedics | Trauma - Extramedullary fixation | Locking/combination plate | Locking/combination plate - Radius | Double Medical Technology Inc | Distal Radius Locking Plate I, variable angle large, Right, 3 Holes | 021542003 | Standalone | DE0504080 | Patients requiring fracture fixation or orthopaedic corrective surgery
Orthopaedics | Trauma - Extramedullary fixation | Locking/combination plate | Locking/combination plate - Radius | Double Medical Technology Inc | Distal Radius Locking Plate I, variable angle, large, Right, 4 Holes | 021542004 | Standalone | DE0504080 | Patients requiring fracture fixation or orthopaedic corrective surgery
Orthopaedics | Trauma - Extramedullary fixation | Locking/combination plate | Locking/combination plate - Radius | Double Medical Technology Inc | Distal Radius Locking Plate I, variable angle, large, Right, 5 Holes | 021542005 | Standalone | DE0504080 | Patients requiring fracture fixation or orthopaedic corrective surgery
Orthopaedics | Trauma - Extramedullary fixation | Locking/combination plate | Locking/combination plate - Radius | Double Medical Technology Inc | Distal Radius Locking Plate I, variable angle, large, Right, 7 Holes | 021542007 | Standalone | DE0504080 | Patients requiring fracture fixation or orthopaedic corrective surgery
Orthopaedics | Trauma - Extramedullary fixation | Locking/combination plate | Locking/combination plate - Radius | Double Medical Technology Inc | Wrist Fusion Locking Plate, length 117mm, standard, combi-holes | 022100008 | Standalone | DE0504080 | Patients requiring fracture fixation or orthopaedic corrective surgery
Orthopaedics | Trauma - Extramedullary fixation | Locking/combination plate | Locking/combination plate - Radius | Double Medical Technology Inc | Wrist Fusion Locking Plate, length 117mm, short, combi-holes | 022110008 | Standalone | DE0504080 | Patients requiring fracture fixation or orthopaedic corrective surgery
Orthopaedics | Trauma - Extramedullary fixation | Locking/combination plate | Locking/combination plate - Radius | Double Medical Technology Inc | Wrist Fusion Locking Plate, length 112mm, straight, combi-holes | 022120009 | Standalone | DE0504080 | Patients requiring fracture fixation or orthopaedic corrective surgery
Orthopaedics | Trauma - Extramedullary fixation | Locking/combination plate | Locking/combination plate - Radius | Double Medical Technology Inc | Distal Radius Locking Plate, head 7 holes, variable angle, combi-holes, Left, 2 Holes | 022181002 | Standalone | DE0504080 | Patients requiring fracture fixation or orthopaedic corrective surgery
Orthopaedics | Trauma - Extramedullary fixation | Locking/combination plate | Locking/combination plate - Radius | Double Medical Technology Inc | Distal Radius Locking Plate, head 7 holes, variable angle, combi-holes, Left, 3 Holes | 022181003 | Standalone | DE0504080 | Patients requiring fracture fixation or orthopaedic corrective surgery
Orthopaedics | Trauma - Extramedullary fixation | Locking/combination plate | Locking/combination plate - Radius | Double Medical Technology Inc | Distal Radius Locking Plate, head 7 holes, variable angle, combi-holes, Left, 4 Holes | 022181004 | Standalone | DE0504080 | Patients requiring fracture fixation or orthopaedic corrective surgery
Orthopaedics | Trauma - Extramedullary fixation | Locking/combination plate | Locking/combination plate - Radius | Double Medical Technology Inc | Distal Radius Locking Plate, head 7 holes, variable angle, combi-holes, Left, 5 Holes | 022181005 | Standalone | DE0504080 | Patients requiring fracture fixation or orthopaedic corrective surgery
Orthopaedics | Trauma - Extramedullary fixation | Locking/combination plate | Locking/combination plate - Radius | Double Medical Technology Inc | Distal Radius Locking Plate, head 7 holes, variable angle, combi-holes, Right, 2 Holes | 022182002 | Standalone | DE0504080 | Patients requiring fracture fixation or orthopaedic corrective surgery
Orthopaedics | Trauma - Extramedullary fixation | Locking/combination plate | Locking/combination plate - Radius | Double Medical Technology Inc | Distal Radius Locking Plate, head 7 holes, variable angle, combi-holes, Right, 3 Holes | 022182003 | Standalone | DE0504080 | Patients requiring fracture fixation or orthopaedic corrective surgery
Orthopaedics | Trauma - Extramedullary fixation | Locking/combination plate | Locking/combination plate - Radius | Double Medical Technology Inc | Distal Radius Locking Plate, head 7 holes, variable angle, combi-holes, Right, 4 Holes | 022182004 | Standalone | DE0504080 | Patients requiring fracture fixation or orthopaedic corrective surgery
Orthopaedics | Trauma - Extramedullary fixation | Locking/combination plate | Locking/combination plate - Radius | Double Medical Technology Inc | Distal Radius Locking Plate, head 7 holes, variable angle, combi-holes, Right, 5 Holes | 022182005 | Standalone | DE0504080 | Patients requiring fracture fixation or orthopaedic corrective surgery
Orthopaedics | Trauma - Extramedullary fixation | Locking/combination plate | Locking/combination plate - Radius | Double Medical Technology Inc | Distal Diaphyseal Metacarpal Radius Locking Plate, Left, 8 Holes | 025351008 | Standalone | DE0504080 | Patients requiring fracture fixation or orthopaedic corrective surgery
Orthopaedics | Trauma - Extramedullary fixation | Locking/combination plate | Locking/combination plate - Radius | Double Medical Technology Inc | Distal Diaphyseal Metacarpal Radius Locking Plate, Left, 10 Holes | 025351010 | Standalone | DE0504080 | Patients requiring fracture fixation or orthopaedic corrective surgery
Orthopaedics | Trauma - Extramedullary fixation | Locking/combination plate | Locking/combination plate - Radius | Double Medical Technology Inc | Distal Diaphyseal Metacarpal Radius Locking Plate, Left, 12 Holes | 025351012 | Standalone | DE0504080 | Patients requiring fracture fixation or orthopaedic corrective surgery
Orthopaedics | Trauma - Extramedullary fixation | Locking/combination plate | Locking/combination plate - Radius | Double Medical Technology Inc | Distal Diaphyseal Metacarpal Radius Locking Plate, Right, 8 Holes | 025352008 | Standalone | DE0504080 | Patients requiring fracture fixation or orthopaedic corrective surgery
Orthopaedics | Trauma - Extramedullary fixation | Locking/combination plate | Locking/combination plate - Radius | Double Medical Technology Inc | Distal Diaphyseal Metacarpal Radius Locking Plate, Right, 10 Holes | 025352010 | Standalone | DE0504080 | Patients requiring fracture fixation or orthopaedic corrective surgery
Orthopaedics | Trauma - Extramedullary fixation | Locking/combination plate | Locking/combination plate - Radius | Double Medical Technology Inc | Distal Diaphyseal Metacarpal Radius Locking Plate, Right, 12 Holes | 025352012 | Standalone | DE0504080 | Patients requiring fracture fixation or orthopaedic corrective surgery
Orthopaedics | Trauma - Extramedullary fixation | Locking/combination plate | Locking/combination plate - Radius | Double Medical Technology Inc | Distal Radial Locking Plate, Left, 4 Holes | 026051004 | Standalone | DE0504080 | Patients requiring fracture fixation or orthopaedic corrective surgery
Orthopaedics | Trauma - Extramedullary fixation | Locking/combination plate | Locking/combination plate - Radius | Double Medical Technology Inc | Distal Radial Locking Plate, Left, 6 Holes | 026051006 | Standalone | DE0504080 | Patients requiring fracture fixation or orthopaedic corrective surgery
Orthopaedics | Trauma - Extramedullary fixation | Locking/combination plate | Locking/combination plate - Radius | Double Medical Technology Inc | Distal Radial Locking Plate, Right, 4 Holes | 026052004 | Standalone | DE0504080 | Patients requiring fracture fixation or orthopaedic corrective surgery
Orthopaedics | Trauma - Extramedullary fixation | Locking/combination plate | Locking/combination plate - Radius | Double Medical Technology Inc | Distal Radial Locking Plate, Right, 6 Holes | 026052006 | Standalone | DE0504080 | Patients requiring fracture fixation or orthopaedic corrective surgery
Orthopaedics | Trauma - Extramedullary fixation | Locking/combination plate | Locking/combination plate - Radius | Double Medical Technology Inc | Distal Volar Rim Radial Locking Plate, Left, 3 Holes | 026071003 | Standalone | DE0504080 | Patients requiring fracture fixation or orthopaedic corrective surgery
Orthopaedics | Trauma - Extramedullary fixation | Locking/combination plate | Locking/combination plate - Radius | Double Medical Technology Inc | Distal Volar Rim Radial Locking Plate, Left, 4 Holes | 026071004 | Standalone | DE0504080 | Patients requiring fracture fixation or orthopaedic corrective surgery
Orthopaedics | Trauma - Extramedullary fixation | Locking/combination plate | Locking/combination plate - Radius | Double Medical Technology Inc | Distal Volar Rim Radial Locking Plate, Left, 5 Holes | 026071005 | Standalone | DE0504080 | Patients requiring fracture fixation or orthopaedic corrective surgery
Orthopaedics | Trauma - Extramedullary fixation | Locking/combination plate | Locking/combination plate - Radius | Double Medical Technology Inc | Distal Volar Rim Radial Locking Plate, Left, 7 Holes | 026071007 | Standalone | DE0504080 | Patients requiring fracture fixation or orthopaedic corrective surgery
Orthopaedics | Trauma - Extramedullary fixation | Locking/combination plate | Locking/combination plate - Radius | Double Medical Technology Inc | Distal Volar Rim Radial Locking Plate, Left, 9 Holes | 026071009 | Standalone | DE0504080 | Patients requiring fracture fixation or orthopaedic corrective surgery
Orthopaedics | Trauma - Extramedullary fixation | Locking/combination plate | Locking/combination plate - Radius | Double Medical Technology Inc | Distal Volar Rim Radial Locking Plate, Right, 3 Holes | 026072003 | Standalone | DE0504080 | Patients requiring fracture fixation or orthopaedic corrective surgery
Orthopaedics | Trauma - Extramedullary fixation | Locking/combination plate | Locking/combination plate - Radius | Double Medical Technology Inc | Distal Volar Rim Radial Locking Plate, Right, 4 Holes | 026072004 | Standalone | DE0504080 | Patients requiring fracture fixation or orthopaedic corrective surgery
Orthopaedics | Trauma - Extramedullary fixation | Locking/combination plate | Locking/combination plate - Radius | Double Medical Technology Inc | Distal Volar Rim Radial Locking Plate, Right, 5 Holes | 026072005 | Standalone | DE0504080 | Patients requiring fracture fixation or orthopaedic corrective surgery
Orthopaedics | Trauma - Extramedullary fixation | Locking/combination plate | Locking/combination plate - Radius | Double Medical Technology Inc | Distal Volar Rim Radial Locking Plate, Right, 7 Holes | 026072007 | Standalone | DE0504080 | Patients requiring fracture fixation or orthopaedic corrective surgery
Orthopaedics | Trauma - Extramedullary fixation | Locking/combination plate | Locking/combination plate - Radius | Double Medical Technology Inc | Distal Volar Rim Radial Locking Plate, Right, 9 Holes | 026072009 | Standalone | DE0504080 | Patients requiring fracture fixation or orthopaedic corrective surgery
Orthopaedics | Trauma - Extramedullary fixation | Locking/combination plate | Locking/combination plate - Radius | Double Medical Technology Inc | Distal Dorsal Radial Delta Locking Plate, combi-holes, Left, 2 Holes | 026091002 | Standalone | DE0504080 | Patients requiring fracture fixation or orthopaedic corrective surgery
Orthopaedics | Trauma - Extramedullary fixation | Locking/combination plate | Locking/combination plate - Radius | Double Medical Technology Inc | Distal Dorsal Radial Delta Locking Plate, combi-holes, Left, 3 Holes | 026091003 | Standalone | DE0504080 | Patients requiring fracture fixation or orthopaedic corrective surgery
Orthopaedics | Trauma - Extramedullary fixation | Locking/combination plate | Locking/combination plate - Radius | Double Medical Technology Inc | Distal Dorsal Radial Delta Locking Plate, combi-holes, Left, 4 Holes | 026091004 | Standalone | DE0504080 | Patients requiring fracture fixation or orthopaedic corrective surgery
Orthopaedics | Trauma - Extramedullary fixation | Locking/combination plate | Locking/combination plate - Radius | Double Medical Technology Inc | Distal Dorsal Radial Delta Locking Plate, combi-holes, Right, 2 Holes | 026092002 | Standalone | DE0504080 | Patients requiring fracture fixation or orthopaedic corrective surgery
Orthopaedics | Trauma - Extramedullary fixation | Locking/combination plate | Locking/combination plate - Radius | Double Medical Technology Inc | Distal Dorsal Radial Delta Locking Plate, combi-holes, Right, 3 Holes | 026092003 | Standalone | DE0504080 | Patients requiring fracture fixation or orthopaedic corrective surgery
Orthopaedics | Trauma - Extramedullary fixation | Locking/combination plate | Locking/combination plate - Radius | Double Medical Technology Inc | Distal Dorsal Radial Delta Locking Plate, combi-holes, Right, 4 Holes | 026092004 | Standalone | DE0504080 | Patients requiring fracture fixation or orthopaedic corrective surgery
Orthopaedics | Trauma - Extramedullary fixation | Locking/combination plate | Locking/combination plate - Radius | Double Medical Technology Inc | Distal Dorsal Radial Delta Locking Plate, combi-holes, Right, 5 Holes | 026092005 | Standalone | DE0504080 | Patients requiring fracture fixation or orthopaedic corrective surgery
Orthopaedics | Trauma - Extramedullary fixation | Locking/combination plate | Locking/combination plate - Radius | Double Medical Technology Inc | Distal Diaphyseal Radius Locking Plate II, Left, 6 Holes | 026131006 | Standalone | DE0504080 | Patients requiring fracture fixation or orthopaedic corrective surgery
Orthopaedics | Trauma - Extramedullary fixation | Locking/combination plate | Locking/combination plate - Radius | Double Medical Technology Inc | Distal Diaphyseal Radius Locking Plate II, Left, 8 Holes | 026131008 | Standalone | DE0504080 | Patients requiring fracture fixation or orthopaedic corrective surgery
Orthopaedics | Trauma - Extramedullary fixation | Locking/combination plate | Locking/combination plate - Radius | Double Medical Technology Inc | Distal Diaphyseal Radius Locking Plate II, Left, 10 Holes | 026131010 | Standalone | DE0504080 | Patients requiring fracture fixation or orthopaedic corrective surgery
Orthopaedics | Trauma - Extramedullary fixation | Locking/combination plate | Locking/combination plate - Radius | Double Medical Technology Inc | Distal Diaphyseal Radius Locking Plate II, Left, 12 Holes | 026131012 | Standalone | DE0504080 | Patients requiring fracture fixation or orthopaedic corrective surgery
Orthopaedics | Trauma - Extramedullary fixation | Locking/combination plate | Locking/combination plate - Radius | Double Medical Technology Inc | Distal Diaphyseal Radius Locking Plate II, Right, 6 Holes | 026132006 | Standalone | DE0504080 | Patients requiring fracture fixation or orthopaedic corrective surgery
Orthopaedics | Trauma - Extramedullary fixation | Locking/combination plate | Locking/combination plate - Radius | Double Medical Technology Inc | Distal Diaphyseal Radius Locking Plate II, Right, 8 Holes | 026132008 | Standalone | DE0504080 | Patients requiring fracture fixation or orthopaedic corrective surgery
Orthopaedics | Trauma - Extramedullary fixation | Locking/combination plate | Locking/combination plate - Radius | Double Medical Technology Inc | Distal Diaphyseal Radius Locking Plate II, Right, 10 Holes | 026132010 | Standalone | DE0504080 | Patients requiring fracture fixation or orthopaedic corrective surgery
Orthopaedics | Trauma - Extramedullary fixation | Locking/combination plate | Locking/combination plate - Radius | Double Medical Technology Inc | Distal Diaphyseal Radius Locking Plate II, Right, 12 Holes | 026132012 | Standalone | DE0504080 | Patients requiring fracture fixation or orthopaedic corrective surgery
Orthopaedics | Trauma - Extramedullary fixation | Locking/combination plate | Locking/combination plate - Radius | Double Medical Technology Inc | Distal Volar Radial Locking Plate, with drill guide, large, combi-holes, Left, 3 Holes | 026801003 | Standalone | DE0504080 | Patients requiring fracture fixation or orthopaedic corrective surgery
Orthopaedics | Trauma - Extramedullary fixation | Locking/combination plate | Locking/combination plate - Radius | Double Medical Technology Inc | Distal Volar Radial Locking Plate, with drill guide, large, combi-holes, Left, 4 Holes | 026801004 | Standalone | DE0504080 | Patients requiring fracture fixation or orthopaedic corrective surgery
Orthopaedics | Trauma - Extramedullary fixation | Locking/combination plate | Locking/combination plate - Radius | Double Medical Technology Inc | Distal Volar Radial Locking Plate, with drill guide, large, combi-holes, Left, 5 Holes | 026801005 | Standalone | DE0504080 | Patients requiring fracture fixation or orthopaedic corrective surgery
Orthopaedics | Trauma - Extramedullary fixation | Locking/combination plate | Locking/combination plate - Radius | Double Medical Technology Inc | Distal Volar Radial Locking Plate, with drill guide, large, combi-holes, Left, 7 Holes | 026801007 | Standalone | DE0504080 | Patients requiring fracture fixation or orthopaedic corrective surgery
Orthopaedics | Trauma - Extramedullary fixation | Locking/combination plate | Locking/combination plate - Radius | Double Medical Technology Inc | Distal Volar Radial Locking Plate, with drill guide, large, combi-holes, Left, 9 Holes | 026801009 | Standalone | DE0504080 | Patients requiring fracture fixation or orthopaedic corrective surgery
Orthopaedics | Trauma - Extramedullary fixation | Locking/combination plate | Locking/combination plate - Radius | Double Medical Technology Inc | Distal Volar Radial Locking Plate, with drill guide, large, combi-holes, Right, 3 Holes | 026802003 | Standalone | DE0504080 | Patients requiring fracture fixation or orthopaedic corrective surgery
Orthopaedics | Trauma - Extramedullary fixation | Locking/combination plate | Locking/combination plate - Radius | Double Medical Technology Inc | Distal Volar Radial Locking Plate, with drill guide, large, combi-holes, Right, 4 Holes | 026802004 | Standalone | DE0504080 | Patients requiring fracture fixation or orthopaedic corrective surgery
Orthopaedics | Trauma - Extramedullary fixation | Locking/combination plate | Locking/combination plate - Radius | Double Medical Technology Inc | Distal Volar Radial Locking Plate, with drill guide, large, combi-holes, Right, 5 Holes | 026802005 | Standalone | DE0504080 | Patients requiring fracture fixation or orthopaedic corrective surgery
Orthopaedics | Trauma - Extramedullary fixation | Locking/combination plate | Locking/combination plate - Radius | Double Medical Technology Inc | Distal Volar Radial Locking Plate, with drill guide, large, combi-holes, Right, 7 Holes | 026802007 | Standalone | DE0504080 | Patients requiring fracture fixation or orthopaedic corrective surgery
Orthopaedics | Trauma - Extramedullary fixation | Locking/combination plate | Locking/combination plate - Radius | Double Medical Technology Inc | Distal Volar Radial Locking Plate, with drill guide, large, combi-holes, Right, 9 Holes | 026802009 | Standalone | DE0504080 | Patients requiring fracture fixation or orthopaedic corrective surgery
Orthopaedics | Trauma - Extramedullary fixation | Locking/combination plate | Locking/combination plate - Radius | Double Medical Technology Inc | Distal Volar Radial Locking Plate, with drill guide, small, combi-holes, Left, 3 Holes | 026821003 | Standalone | DE0504080 | Patients requiring fracture fixation or orthopaedic corrective surgery
Orthopaedics | Trauma - Extramedullary fixation | Locking/combination plate | Locking/combination plate - Radius | Double Medical Technology Inc | Distal Volar Radial Locking Plate, with drill guide, small, combi-holes, Left, 4 Holes | 026821004 | Standalone | DE0504080 | Patients requiring fracture fixation or orthopaedic corrective surgery
Orthopaedics | Trauma - Extramedullary fixation | Locking/combination plate | Locking/combination plate - Radius | Double Medical Technology Inc | Distal Volar Radial Locking Plate, with drill guide, small, combi-holes, Left, 5 Holes | 026821005 | Standalone | DE0504080 | Patients requiring fracture fixation or orthopaedic corrective surgery
Orthopaedics | Trauma - Extramedullary fixation | Locking/combination plate | Locking/combination plate - Radius | Double Medical Technology Inc | Distal Volar Radial Locking Plate, with drill guide, small, combi-holes, Left, 7 Holes | 026821007 | Standalone | DE0504080 | Patients requiring fracture fixation or orthopaedic corrective surgery
Orthopaedics | Trauma - Extramedullary fixation | Locking/combination plate | Locking/combination plate - Radius | Double Medical Technology Inc | Distal Volar Radial Locking Plate, with drill guide, small, combi-holes, Left, 9 Holes | 026821009 | Standalone | DE0504080 | Patients requiring fracture fixation or orthopaedic corrective surgery
Orthopaedics | Trauma - Extramedullary fixation | Locking/combination plate | Locking/combination plate - Radius | Double Medical Technology Inc | Distal Volar Radial Locking Plate, with drill guide, small, combi-holes, Right, 3 Holes | 026822003 | Standalone | DE0504080 | Patients requiring fracture fixation or orthopaedic corrective surgery
Orthopaedics | Trauma - Extramedullary fixation | Locking/combination plate | Locking/combination plate - Radius | Double Medical Technology Inc | Distal Volar Radial Locking Plate, with drill guide, small, combi-holes, Right, 4 Holes | 026822004 | Standalone | DE0504080 | Patients requiring fracture fixation or orthopaedic corrective surgery
Orthopaedics | Trauma - Extramedullary fixation | Locking/combination plate | Locking/combination plate - Radius | Double Medical Technology Inc | Distal Volar Radial Locking Plate, with drill guide, small, combi-holes, Right, 5 Holes | 026822005 | Standalone | DE0504080 | Patients requiring fracture fixation or orthopaedic corrective surgery
Orthopaedics | Trauma - Extramedullary fixation | Locking/combination plate | Locking/combination plate - Radius | Double Medical Technology Inc | Distal Volar Radial Locking Plate, with drill guide, small, combi-holes, Right, 7 Holes | 026822007 | Standalone | DE0504080 | Patients requiring fracture fixation or orthopaedic corrective surgery
Orthopaedics | Trauma - Extramedullary fixation | Locking/combination plate | Locking/combination plate - Radius | Double Medical Technology Inc | Distal Volar Radial Locking Plate, with drill guide, small, combi-holes, Right, 9 Holes | 026822009 | Standalone | DE0504080 | Patients requiring fracture fixation or orthopaedic corrective surgery
Orthopaedics | Trauma - Extramedullary fixation | Locking/combination plate | Locking/combination plate - Pelvis/acetabular | Double Medical Technology Inc | Pelvic Reconstruction Locking Plate, 4 Holes | 020280004 | Standalone | DE0504080 | Patients requiring fracture fixation or orthopaedic corrective surgery
Orthopaedics | Trauma - Extramedullary fixation | Locking/combination plate | Locking/combination plate - Pelvis/acetabular | Double Medical Technology Inc | Pelvic Reconstruction Locking Plate, 5 Holes | 020280005 | Standalone | DE0504080 | Patients requiring fracture fixation or orthopaedic corrective surgery
Orthopaedics | Trauma - Extramedullary fixation | Locking/combination plate | Locking/combination plate - Pelvis/acetabular | Double Medical Technology Inc | Pelvic Reconstruction Locking Plate, 6 Holes | 020280006 | Standalone | DE0504080 | Patients requiring fracture fixation or orthopaedic corrective surgery
Orthopaedics | Trauma - Extramedullary fixation | Locking/combination plate | Locking/combination plate - Pelvis/acetabular | Double Medical Technology Inc | Pelvic Reconstruction Locking Plate, 7 Holes | 020280007 | Standalone | DE0504080 | Patients requiring fracture fixation or orthopaedic corrective surgery
Orthopaedics | Trauma - Extramedullary fixation | Locking/combination plate | Locking/combination plate - Pelvis/acetabular | Double Medical Technology Inc | Pelvic Reconstruction Locking Plate, 8 Holes | 020280008 | Standalone | DE0504080 | Patients requiring fracture fixation or orthopaedic corrective surgery
Orthopaedics | Trauma - Extramedullary fixation | Locking/combination plate | Locking/combination plate - Pelvis/acetabular | Double Medical Technology Inc | Pelvic Reconstruction Locking Plate, 9 Holes | 020280009 | Standalone | DE0504080 | Patients requiring fracture fixation or orthopaedic corrective surgery
Orthopaedics | Trauma - Extramedullary fixation | Locking/combination plate | Locking/combination plate - Pelvis/acetabular | Double Medical Technology Inc | Pelvic Reconstruction Locking Plate, 10 Holes | 020280010 | Standalone | DE0504080 | Patients requiring fracture fixation or orthopaedic corrective surgery
Orthopaedics | Trauma - Extramedullary fixation | Locking/combination plate | Locking/combination plate - Pelvis/acetabular | Double Medical Technology Inc | Pelvic Reconstruction Locking Plate, 11 Holes | 020280011 | Standalone | DE0504080 | Patients requiring fracture fixation or orthopaedic corrective surgery
Orthopaedics | Trauma - Extramedullary fixation | Locking/combination plate | Locking/combination plate - Pelvis/acetabular | Double Medical Technology Inc | Pelvic Reconstruction Locking Plate, 12 Holes | 020280012 | Standalone | DE0504080 | Patients requiring fracture fixation or orthopaedic corrective surgery
Orthopaedics | Trauma - Extramedullary fixation | Locking/combination plate | Locking/combination plate - Pelvis/acetabular | Double Medical Technology Inc | Pelvic Reconstruction Locking Plate, 13 Holes | 020280013 | Standalone | DE0504080 | Patients requiring fracture fixation or orthopaedic corrective surgery
Orthopaedics | Trauma - Extramedullary fixation | Locking/combination plate | Locking/combination plate - Pelvis/acetabular | Double Medical Technology Inc | Pelvic Reconstruction Locking Plate, 14 Holes | 020280014 | Standalone | DE0504080 | Patients requiring fracture fixation or orthopaedic corrective surgery
Orthopaedics | Trauma - Extramedullary fixation | Locking/combination plate | Locking/combination plate - Pelvis/acetabular | Double Medical Technology Inc | Pelvic Reconstruction Locking Plate, 15 Holes | 020280015 | Standalone | DE0504080 | Patients requiring fracture fixation or orthopaedic corrective surgery
Orthopaedics | Trauma - Extramedullary fixation | Locking/combination plate | Locking/combination plate - Pelvis/acetabular | Double Medical Technology Inc | Pelvic Reconstruction Locking Plate, 16 Holes | 020280016 | Standalone | DE0504080 | Patients requiring fracture fixation or orthopaedic corrective surgery
Orthopaedics | Trauma - Extramedullary fixation | Locking/combination plate | Locking/combination plate - Pelvis/acetabular | Double Medical Technology Inc | Pelvic Reconstruction Locking Plate, 17 Holes | 020280017 | Standalone | DE0504080 | Patients requiring fracture fixation or orthopaedic corrective surgery
Orthopaedics | Trauma - Extramedullary fixation | Locking/combination plate | Locking/combination plate - Pelvis/acetabular | Double Medical Technology Inc | Pelvic Reconstruction Locking Plate, 18 Holes | 020280018 | Standalone | DE0504080 | Patients requiring fracture fixation or orthopaedic corrective surgery
Orthopaedics | Trauma - Extramedullary fixation | Locking/combination plate | Locking/combination plate - Pelvis/acetabular | Double Medical Technology Inc | Pelvic Reconstruction Locking Plate, 19 Holes | 020280019 | Standalone | DE0504080 | Patients requiring fracture fixation or orthopaedic corrective surgery
Orthopaedics | Trauma - Extramedullary fixation | Locking/combination plate | Locking/combination plate - Pelvis/acetabular | Double Medical Technology Inc | Pelvic Reconstruction Locking Plate, 20 Holes | 020280020 | Standalone | DE0504080 | Patients requiring fracture fixation or orthopaedic corrective surgery
Orthopaedics | Trauma - Extramedullary fixation | Locking/combination plate | Locking/combination plate - Pelvis/acetabular | Double Medical Technology Inc | Pelvic Reconstruction Locking Plate, 21 Holes | 020280021 | Standalone | DE0504080 | Patients requiring fracture fixation or orthopaedic corrective surgery
Orthopaedics | Trauma - Extramedullary fixation | Locking/combination plate | Locking/combination plate - Pelvis/acetabular | Double Medical Technology Inc | Pelvic Reconstruction Locking Plate, 22 Holes | 020280022 | Standalone | DE0504080 | Patients requiring fracture fixation or orthopaedic corrective surgery
Orthopaedics | Trauma - Extramedullary fixation | Locking/combination plate | Locking/combination plate - Pelvis/acetabular | Double Medical Technology Inc | Reconstruction Locking Plate, combi-holes, 4 Holes | 020480004 | Standalone | DE0504080 | Patients requiring fracture fixation or orthopaedic corrective surgery
Orthopaedics | Trauma - Extramedullary fixation | Locking/combination plate | Locking/combination plate - Pelvis/acetabular | Double Medical Technology Inc | Reconstruction Locking Plate, combi-holes, 5 Holes | 020480005 | Standalone | DE0504080 | Patients requiring fracture fixation or orthopaedic corrective surgery
Orthopaedics | Trauma - Extramedullary fixation | Locking/combination plate | Locking/combination plate - Pelvis/acetabular | Double Medical Technology Inc | Reconstruction Locking Plate, combi-holes, 6 Holes | 020480006 | Standalone | DE0504080 | Patients requiring fracture fixation or orthopaedic corrective surgery
Orthopaedics | Trauma - Extramedullary fixation | Locking/combination plate | Locking/combination plate - Pelvis/acetabular | Double Medical Technology Inc | Reconstruction Locking Plate, combi-holes, 7 Holes | 020480007 | Standalone | DE0504080 | Patients requiring fracture fixation or orthopaedic corrective surgery
Orthopaedics | Trauma - Extramedullary fixation | Locking/combination plate | Locking/combination plate - Pelvis/acetabular | Double Medical Technology Inc | Reconstruction Locking Plate, combi-holes, 8 Holes | 020480008 | Standalone | DE0504080 | Patients requiring fracture fixation or orthopaedic corrective surgery
Orthopaedics | Trauma - Extramedullary fixation | Locking/combination plate | Locking/combination plate - Pelvis/acetabular | Double Medical Technology Inc | Reconstruction Locking Plate, combi-holes, 9 Holes | 020480009 | Standalone | DE0504080 | Patients requiring fracture fixation or orthopaedic corrective surgery
Orthopaedics | Trauma - Extramedullary fixation | Locking/combination plate | Locking/combination plate - Pelvis/acetabular | Double Medical Technology Inc | Reconstruction Locking Plate, combi-holes, 10 Holes | 020480010 | Standalone | DE0504080 | Patients requiring fracture fixation or orthopaedic corrective surgery
Orthopaedics | Trauma - Extramedullary fixation | Locking/combination plate | Locking/combination plate - Pelvis/acetabular | Double Medical Technology Inc | Reconstruction Locking Plate, combi-holes, 11 Holes | 020480011 | Standalone | DE0504080 | Patients requiring fracture fixation or orthopaedic corrective surgery
Orthopaedics | Trauma - Extramedullary fixation | Locking/combination plate | Locking/combination plate - Pelvis/acetabular | Double Medical Technology Inc | Reconstruction Locking Plate, combi-holes, 12 Holes | 020480012 | Standalone | DE0504080 | Patients requiring fracture fixation or orthopaedic corrective surgery
Orthopaedics | Trauma - Extramedullary fixation | Locking/combination plate | Locking/combination plate - Pelvis/acetabular | Double Medical Technology Inc | Reconstruction Locking Plate, combi-holes, 13 Holes | 020480013 | Standalone | DE0504080 | Patients requiring fracture fixation or orthopaedic corrective surgery
Orthopaedics | Trauma - Extramedullary fixation | Locking/combination plate | Locking/combination plate - Pelvis/acetabular | Double Medical Technology Inc | Reconstruction Locking Plate, combi-holes, 14 Holes | 020480014 | Standalone | DE0504080 | Patients requiring fracture fixation or orthopaedic corrective surgery
Orthopaedics | Trauma - Extramedullary fixation | Locking/combination plate | Locking/combination plate - Femur | Double Medical Technology Inc | Distal Femoral Sub-condylar Locking Plate, Left, 4 Holes | 020171004 | Standalone | DE0504080 | Patients requiring fracture fixation or orthopaedic corrective surgery
Orthopaedics | Trauma - Extramedullary fixation | Locking/combination plate | Locking/combination plate - Femur | Double Medical Technology Inc | Distal Femoral Sub-condylar Locking Plate, Left, 5 Holes | 020171005 | Standalone | DE0504080 | Patients requiring fracture fixation or orthopaedic corrective surgery
Orthopaedics | Trauma - Extramedullary fixation | Locking/combination plate | Locking/combination plate - Femur | Double Medical Technology Inc | Distal Femoral Sub-condylar Locking Plate, Left, 6 Holes | 020171006 | Standalone | DE0504080 | Patients requiring fracture fixation or orthopaedic corrective surgery
Orthopaedics | Trauma - Extramedullary fixation | Locking/combination plate | Locking/combination plate - Femur | Double Medical Technology Inc | Distal Femoral Sub-condylar Locking Plate, Left, 7 Holes | 020171007 | Standalone | DE0504080 | Patients requiring fracture fixation or orthopaedic corrective surgery
Orthopaedics | Trauma - Extramedullary fixation | Locking/combination plate | Locking/combination plate - Femur | Double Medical Technology Inc | Distal Femoral Sub-condylar Locking Plate, Left, 8 Holes | 020171008 | Standalone | DE0504080 | Patients requiring fracture fixation or orthopaedic corrective surgery
Orthopaedics | Trauma - Extramedullary fixation | Locking/combination plate | Locking/combination plate - Femur | Double Medical Technology Inc | Distal Femoral Sub-condylar Locking Plate, Left, 9 Holes | 020171009 | Standalone | DE0504080 | Patients requiring fracture fixation or orthopaedic corrective surgery
Orthopaedics | Trauma - Extramedullary fixation | Locking/combination plate | Locking/combination plate - Femur | Double Medical Technology Inc | Distal Femoral Sub-condylar Locking Plate, Left, 10 Holes | 020171010 | Standalone | DE0504080 | Patients requiring fracture fixation or orthopaedic corrective surgery
Orthopaedics | Trauma - Extramedullary fixation | Locking/combination plate | Locking/combination plate - Femur | Double Medical Technology Inc | Distal Femoral Sub-condylar Locking Plate, Left, 11 Holes | 020171011 | Standalone | DE0504080 | Patients requiring fracture fixation or orthopaedic corrective surgery
Orthopaedics | Trauma - Extramedullary fixation | Locking/combination plate | Locking/combination plate - Femur | Double Medical Technology Inc | Distal Femoral Sub-condylar Locking Plate, Left, 12 Holes | 020171012 | Standalone | DE0504080 | Patients requiring fracture fixation or orthopaedic corrective surgery
Orthopaedics | Trauma - Extramedullary fixation | Locking/combination plate | Locking/combination plate - Femur | Double Medical Technology Inc | Distal Femoral Sub-condylar Locking Plate, Right, 4 Holes | 020172004 | Standalone | DE0504080 | Patients requiring fracture fixation or orthopaedic corrective surgery
Orthopaedics | Trauma - Extramedullary fixation | Locking/combination plate | Locking/combination plate - Femur | Double Medical Technology Inc | Distal Femoral Sub-condylar Locking Plate, Right, 5 Holes | 020172005 | Standalone | DE0504080 | Patients requiring fracture fixation or orthopaedic corrective surgery
Orthopaedics | Trauma - Extramedullary fixation | Locking/combination plate | Locking/combination plate - Femur | Double Medical Technology Inc | Distal Femoral Sub-condylar Locking Plate, Right, 6 Holes | 020172006 | Standalone | DE0504080 | Patients requiring fracture fixation or orthopaedic corrective surgery
Orthopaedics | Trauma - Extramedullary fixation | Locking/combination plate | Locking/combination plate - Femur | Double Medical Technology Inc | Distal Femoral Sub-condylar Locking Plate, Right, 7 Holes | 020172007 | Standalone | DE0504080 | Patients requiring fracture fixation or orthopaedic corrective surgery
Orthopaedics | Trauma - Extramedullary fixation | Locking/combination plate | Locking/combination plate - Femur | Double Medical Technology Inc | Distal Femoral Sub-condylar Locking Plate, Right, 8 Holes | 020172008 | Standalone | DE0504080 | Patients requiring fracture fixation or orthopaedic corrective surgery
Orthopaedics | Trauma - Extramedullary fixation | Locking/combination plate | Locking/combination plate - Femur | Double Medical Technology Inc | Distal Femoral Sub-condylar Locking Plate, Right, 9 Holes | 020172009 | Standalone | DE0504080 | Patients requiring fracture fixation or orthopaedic corrective surgery
Orthopaedics | Trauma - Extramedullary fixation | Locking/combination plate | Locking/combination plate - Femur | Double Medical Technology Inc | Distal Femoral Sub-condylar Locking Plate, Right, 10 Holes | 020172010 | Standalone | DE0504080 | Patients requiring fracture fixation or orthopaedic corrective surgery
Orthopaedics | Trauma - Extramedullary fixation | Locking/combination plate | Locking/combination plate - Femur | Double Medical Technology Inc | Distal Femoral Sub-condylar Locking Plate, Right, 11 Holes | 020172011 | Standalone | DE0504080 | Patients requiring fracture fixation or orthopaedic corrective surgery
Orthopaedics | Trauma - Extramedullary fixation | Locking/combination plate | Locking/combination plate - Femur | Double Medical Technology Inc | Distal Femoral Sub-condylar Locking Plate, Right, 12 Holes | 020172012 | Standalone | DE0504080 | Patients requiring fracture fixation or orthopaedic corrective surgery
Orthopaedics | Trauma - Extramedullary fixation | Locking/combination plate | Locking/combination plate - Femur | Double Medical Technology Inc | Proximal Femoral Locking Plate, multi-holes, Left, 3 Holes | 020251003 | Standalone | DE0504080 | Patients requiring fracture fixation or orthopaedic corrective surgery
Orthopaedics | Trauma - Extramedullary fixation | Locking/combination plate | Locking/combination plate - Femur | Double Medical Technology Inc | Proximal Femoral Locking Plate, multi-holes, Left, 4 Holes | 020251004 | Standalone | DE0504080 | Patients requiring fracture fixation or orthopaedic corrective surgery
Orthopaedics | Trauma - Extramedullary fixation | Locking/combination plate | Locking/combination plate - Femur | Double Medical Technology Inc | Proximal Femoral Locking Plate, multi-holes, Left, 5 Holes | 020251005 | Standalone | DE0504080 | Patients requiring fracture fixation or orthopaedic corrective surgery
Orthopaedics | Trauma - Extramedullary fixation | Locking/combination plate | Locking/combination plate - Femur | Double Medical Technology Inc | Proximal Femoral Locking Plate, multi-holes, Left, 6 Holes | 020251006 | Standalone | DE0504080 | Patients requiring fracture fixation or orthopaedic corrective surgery
Orthopaedics | Trauma - Extramedullary fixation | Locking/combination plate | Locking/combination plate - Femur | Double Medical Technology Inc | Proximal Femoral Locking Plate, multi-holes, Left, 7 Holes | 020251007 | Standalone | DE0504080 | Patients requiring fracture fixation or orthopaedic corrective surgery
Orthopaedics | Trauma - Extramedullary fixation | Locking/combination plate | Locking/combination plate - Femur | Double Medical Technology Inc | Proximal Femoral Locking Plate, multi-holes, Left, 8 Holes | 020251008 | Standalone | DE0504080 | Patients requiring fracture fixation or orthopaedic corrective surgery
Orthopaedics | Trauma - Extramedullary fixation | Locking/combination plate | Locking/combination plate - Femur | Double Medical Technology Inc | Proximal Femoral Locking Plate, multi-holes, Left, 9 Holes | 020251009 | Standalone | DE0504080 | Patients requiring fracture fixation or orthopaedic corrective surgery
Orthopaedics | Trauma - Extramedullary fixation | Locking/combination plate | Locking/combination plate - Femur | Double Medical Technology Inc | Proximal Femoral Locking Plate, multi-holes, Left, 10 Holes | 020251010 | Standalone | DE0504080 | Patients requiring fracture fixation or orthopaedic corrective surgery
Orthopaedics | Trauma - Extramedullary fixation | Locking/combination plate | Locking/combination plate - Femur | Double Medical Technology Inc | Proximal Femoral Locking Plate, multi-holes, Left, 11 Holes | 020251011 | Standalone | DE0504080 | Patients requiring fracture fixation or orthopaedic corrective surgery
Orthopaedics | Trauma - Extramedullary fixation | Locking/combination plate | Locking/combination plate - Femur | Double Medical Technology Inc | Proximal Femoral Locking Plate, multi-holes, Left, 12 Holes | 020251012 | Standalone | DE0504080 | Patients requiring fracture fixation or orthopaedic corrective surgery
Orthopaedics | Trauma - Extramedullary fixation | Locking/combination plate | Locking/combination plate - Femur | Double Medical Technology Inc | Proximal Femoral Locking Plate, multi-holes, Right, 3 Holes | 020252003 | Standalone | DE0504080 | Patients requiring fracture fixation or orthopaedic corrective surgery
Orthopaedics | Trauma - Extramedullary fixation | Locking/combination plate | Locking/combination plate - Femur | Double Medical Technology Inc | Proximal Femoral Locking Plate, multi-holes, Right, 4 Holes | 020252004 | Standalone | DE0504080 | Patients requiring fracture fixation or orthopaedic corrective surgery
Orthopaedics | Trauma - Extramedullary fixation | Locking/combination plate | Locking/combination plate - Femur | Double Medical Technology Inc | Proximal Femoral Locking Plate, multi-holes, Right, 5 Holes | 020252005 | Standalone | DE0504080 | Patients requiring fracture fixation or orthopaedic corrective surgery
Orthopaedics | Trauma - Extramedullary fixation | Locking/combination plate | Locking/combination plate - Femur | Double Medical Technology Inc | Proximal Femoral Locking Plate, multi-holes, Right, 6 Holes | 020252006 | Standalone | DE0504080 | Patients requiring fracture fixation or orthopaedic corrective surgery
Orthopaedics | Trauma - Extramedullary fixation | Locking/combination plate | Locking/combination plate - Femur | Double Medical Technology Inc | Proximal Femoral Locking Plate, multi-holes, Right, 7 Holes | 020252007 | Standalone | DE0504080 | Patients requiring fracture fixation or orthopaedic corrective surgery
Orthopaedics | Trauma - Extramedullary fixation | Locking/combination plate | Locking/combination plate - Femur | Double Medical Technology Inc | Proximal Femoral Locking Plate, multi-holes, Right, 8 Holes | 020252008 | Standalone | DE0504080 | Patients requiring fracture fixation or orthopaedic corrective surgery
Orthopaedics | Trauma - Extramedullary fixation | Locking/combination plate | Locking/combination plate - Femur | Double Medical Technology Inc | Proximal Femoral Locking Plate, multi-holes, Right, 9 Holes | 020252009 | Standalone | DE0504080 | Patients requiring fracture fixation or orthopaedic corrective surgery
Orthopaedics | Trauma - Extramedullary fixation | Locking/combination plate | Locking/combination plate - Femur | Double Medical Technology Inc | Proximal Femoral Locking Plate, multi-holes, Right, 10 Holes | 020252010 | Standalone | DE0504080 | Patients requiring fracture fixation or orthopaedic corrective surgery
Orthopaedics | Trauma - Extramedullary fixation | Locking/combination plate | Locking/combination plate - Femur | Double Medical Technology Inc | Proximal Femoral Locking Plate, multi-holes, Right, 11 Holes | 020252011 | Standalone | DE0504080 | Patients requiring fracture fixation or orthopaedic corrective surgery
Orthopaedics | Trauma - Extramedullary fixation | Locking/combination plate | Locking/combination plate - Femur | Double Medical Technology Inc | Proximal Femoral Locking Plate, multi-holes, Right, 12 Holes | 020252012 | Standalone | DE0504080 | Patients requiring fracture fixation or orthopaedic corrective surgery
Orthopaedics | Trauma - Extramedullary fixation | Locking/combination plate | Locking/combination plate - Femur | Double Medical Technology Inc | Proximal Femoral Locking Plate, combi-holes, Left, 3 Holes | 020421003 | Standalone | DE0504080 | Patients requiring fracture fixation or orthopaedic corrective surgery
Orthopaedics | Trauma - Extramedullary fixation | Locking/combination plate | Locking/combination plate - Femur | Double Medical Technology Inc | Proximal Femoral Locking Plate, combi-holes, Left, 4 Holes | 020421004 | Standalone | DE0504080 | Patients requiring fracture fixation or orthopaedic corrective surgery
Orthopaedics | Trauma - Extramedullary fixation | Locking/combination plate | Locking/combination plate - Femur | Double Medical Technology Inc | Proximal Femoral Locking Plate, combi-holes, Left, 5 Holes | 020421005 | Standalone | DE0504080 | Patients requiring fracture fixation or orthopaedic corrective surgery
Orthopaedics | Trauma - Extramedullary fixation | Locking/combination plate | Locking/combination plate - Femur | Double Medical Technology Inc | Proximal Femoral Locking Plate, combi-holes, Left, 6 Holes | 020421006 | Standalone | DE0504080 | Patients requiring fracture fixation or orthopaedic corrective surgery
Orthopaedics | Trauma - Extramedullary fixation | Locking/combination plate | Locking/combination plate - Femur | Double Medical Technology Inc | Proximal Femoral Locking Plate, combi-holes, Left, 7 Holes | 020421007 | Standalone | DE0504080 | Patients requiring fracture fixation or orthopaedic corrective surgery
Orthopaedics | Trauma - Extramedullary fixation | Locking/combination plate | Locking/combination plate - Femur | Double Medical Technology Inc | Proximal Femoral Locking Plate, combi-holes, Left, 8 Holes | 020421008 | Standalone | DE0504080 | Patients requiring fracture fixation or orthopaedic corrective surgery
Orthopaedics | Trauma - Extramedullary fixation | Locking/combination plate | Locking/combination plate - Femur | Double Medical Technology Inc | Proximal Femoral Locking Plate, combi-holes, Left, 9 Holes | 020421009 | Standalone | DE0504080 | Patients requiring fracture fixation or orthopaedic corrective surgery
Orthopaedics | Trauma - Extramedullary fixation | Locking/combination plate | Locking/combination plate - Femur | Double Medical Technology Inc | Proximal Femoral Locking Plate, combi-holes, Left, 10 Holes | 020421010 | Standalone | DE0504080 | Patients requiring fracture fixation or orthopaedic corrective surgery
Orthopaedics | Trauma - Extramedullary fixation | Locking/combination plate | Locking/combination plate - Femur | Double Medical Technology Inc | Proximal Femoral Locking Plate, combi-holes, Left, 11 Holes | 020421011 | Standalone | DE0504080 | Patients requiring fracture fixation or orthopaedic corrective surgery
Orthopaedics | Trauma - Extramedullary fixation | Locking/combination plate | Locking/combination plate - Femur | Double Medical Technology Inc | Proximal Femoral Locking Plate, combi-holes, Left, 12 Holes | 020421012 | Standalone | DE0504080 | Patients requiring fracture fixation or orthopaedic corrective surgery
Orthopaedics | Trauma - Extramedullary fixation | Locking/combination plate | Locking/combination plate - Femur | Double Medical Technology Inc | Proximal Femoral Locking Plate, combi-holes, Left, 13 Holes | 020421013 | Standalone | DE0504080 | Patients requiring fracture fixation or orthopaedic corrective surgery
Orthopaedics | Trauma - Extramedullary fixation | Locking/combination plate | Locking/combination plate - Femur | Double Medical Technology Inc | Proximal Femoral Locking Plate, combi-holes, Left, 14 Holes | 020421014 | Standalone | DE0504080 | Patients requiring fracture fixation or orthopaedic corrective surgery
Orthopaedics | Trauma - Extramedullary fixation | Locking/combination plate | Locking/combination plate - Femur | Double Medical Technology Inc | Proximal Femoral Locking Plate, combi-holes, Left, 15 Holes | 020421015 | Standalone | DE0504080 | Patients requiring fracture fixation or orthopaedic corrective surgery
Orthopaedics | Trauma - Extramedullary fixation | Locking/combination plate | Locking/combination plate - Femur | Double Medical Technology Inc | Proximal Femoral Locking Plate, combi-holes, Left, 16 Holes | 020421016 | Standalone | DE0504080 | Patients requiring fracture fixation or orthopaedic corrective surgery
Orthopaedics | Trauma - Extramedullary fixation | Locking/combination plate | Locking/combination plate - Femur | Double Medical Technology Inc | Proximal Femoral Locking Plate, combi-holes, Left, 17 Holes | 020421017 | Standalone | DE0504080 | Patients requiring fracture fixation or orthopaedic corrective surgery
Orthopaedics | Trauma - Extramedullary fixation | Locking/combination plate | Locking/combination plate - Femur | Double Medical Technology Inc | Proximal Femoral Locking Plate, combi-holes, Right, 3 Holes | 020422003 | Standalone | DE0504080 | Patients requiring fracture fixation or orthopaedic corrective surgery
Orthopaedics | Trauma - Extramedullary fixation | Locking/combination plate | Locking/combination plate - Femur | Double Medical Technology Inc | Proximal Femoral Locking Plate, combi-holes, Right, 4 Holes | 020422004 | Standalone | DE0504080 | Patients requiring fracture fixation or orthopaedic corrective surgery
Orthopaedics | Trauma - Extramedullary fixation | Locking/combination plate | Locking/combination plate - Femur | Double Medical Technology Inc | Proximal Femoral Locking Plate, combi-holes, Right, 5 Holes | 020422005 | Standalone | DE0504080 | Patients requiring fracture fixation or orthopaedic corrective surgery
Orthopaedics | Trauma - Extramedullary fixation | Locking/combination plate | Locking/combination plate - Femur | Double Medical Technology Inc | Proximal Femoral Locking Plate, combi-holes, Right, 6 Holes | 020422006 | Standalone | DE0504080 | Patients requiring fracture fixation or orthopaedic corrective surgery
Orthopaedics | Trauma - Extramedullary fixation | Locking/combination plate | Locking/combination plate - Femur | Double Medical Technology Inc | Proximal Femoral Locking Plate, combi-holes, Right, 7 Holes | 020422007 | Standalone | DE0504080 | Patients requiring fracture fixation or orthopaedic corrective surgery
Orthopaedics | Trauma - Extramedullary fixation | Locking/combination plate | Locking/combination plate - Femur | Double Medical Technology Inc | Proximal Femoral Locking Plate, combi-holes, Right, 8 Holes | 020422008 | Standalone | DE0504080 | Patients requiring fracture fixation or orthopaedic corrective surgery
Orthopaedics | Trauma - Extramedullary fixation | Locking/combination plate | Locking/combination plate - Femur | Double Medical Technology Inc | Proximal Femoral Locking Plate, combi-holes, Right, 9 Holes | 020422009 | Standalone | DE0504080 | Patients requiring fracture fixation or orthopaedic corrective surgery
Orthopaedics | Trauma - Extramedullary fixation | Locking/combination plate | Locking/combination plate - Femur | Double Medical Technology Inc | Proximal Femoral Locking Plate, combi-holes, Right, 10 Holes | 020422010 | Standalone | DE0504080 | Patients requiring fracture fixation or orthopaedic corrective surgery
Orthopaedics | Trauma - Extramedullary fixation | Locking/combination plate | Locking/combination plate - Femur | Double Medical Technology Inc | Proximal Femoral Locking Plate, combi-holes, Right, 11 Holes | 020422011 | Standalone | DE0504080 | Patients requiring fracture fixation or orthopaedic corrective surgery
Orthopaedics | Trauma - Extramedullary fixation | Locking/combination plate | Locking/combination plate - Femur | Double Medical Technology Inc | Proximal Femoral Locking Plate, combi-holes, Right, 12 Holes | 020422012 | Standalone | DE0504080 | Patients requiring fracture fixation or orthopaedic corrective surgery
Orthopaedics | Trauma - Extramedullary fixation | Locking/combination plate | Locking/combination plate - Femur | Double Medical Technology Inc | Proximal Femoral Locking Plate, combi-holes, Right, 13 Holes | 020422013 | Standalone | DE0504080 | Patients requiring fracture fixation or orthopaedic corrective surgery
Orthopaedics | Trauma - Extramedullary fixation | Locking/combination plate | Locking/combination plate - Femur | Double Medical Technology Inc | Proximal Femoral Locking Plate, combi-holes, Right, 14 Holes | 020422014 | Standalone | DE0504080 | Patients requiring fracture fixation or orthopaedic corrective surgery
Orthopaedics | Trauma - Extramedullary fixation | Locking/combination plate | Locking/combination plate - Femur | Double Medical Technology Inc | Proximal Femoral Locking Plate, combi-holes, Right, 15 Holes | 020422015 | Standalone | DE0504080 | Patients requiring fracture fixation or orthopaedic corrective surgery
Orthopaedics | Trauma - Extramedullary fixation | Locking/combination plate | Locking/combination plate - Femur | Double Medical Technology Inc | Proximal Femoral Locking Plate, combi-holes, Right, 16 Holes | 020422016 | Standalone | DE0504080 | Patients requiring fracture fixation or orthopaedic corrective surgery
Orthopaedics | Trauma - Extramedullary fixation | Locking/combination plate | Locking/combination plate - Femur | Double Medical Technology Inc | Proximal Femoral Locking Plate, combi-holes, Right, 17 Holes | 020422017 | Standalone | DE0504080 | Patients requiring fracture fixation or orthopaedic corrective surgery
Orthopaedics | Trauma - Extramedullary fixation | Locking/combination plate | Locking/combination plate - Femur | Double Medical Technology Inc | Distal Femoral Locking Plate I, combi-holes, Left, 5 Holes | 020431005 | Standalone | DE0504080 | Patients requiring fracture fixation or orthopaedic corrective surgery
Orthopaedics | Trauma - Extramedullary fixation | Locking/combination plate | Locking/combination plate - Femur | Double Medical Technology Inc | Distal Femoral Locking Plate I, combi-holes, Left, 6 Holes | 020431006 | Standalone | DE0504080 | Patients requiring fracture fixation or orthopaedic corrective surgery
Orthopaedics | Trauma - Extramedullary fixation | Locking/combination plate | Locking/combination plate - Femur | Double Medical Technology Inc | Distal Femoral Locking Plate I, combi-holes, Left, 7 Holes | 020431007 | Standalone | DE0504080 | Patients requiring fracture fixation or orthopaedic corrective surgery
Orthopaedics | Trauma - Extramedullary fixation | Locking/combination plate | Locking/combination plate - Femur | Double Medical Technology Inc | Distal Femoral Locking Plate I, combi-holes, Left, 8 Holes | 020431008 | Standalone | DE0504080 | Patients requiring fracture fixation or orthopaedic corrective surgery
Orthopaedics | Trauma - Extramedullary fixation | Locking/combination plate | Locking/combination plate - Femur | Double Medical Technology Inc | Distal Femoral Locking Plate I, combi-holes, Left, 9 Holes | 020431009 | Standalone | DE0504080 | Patients requiring fracture fixation or orthopaedic corrective surgery
Orthopaedics | Trauma - Extramedullary fixation | Locking/combination plate | Locking/combination plate - Femur | Double Medical Technology Inc | Distal Femoral Locking Plate I, combi-holes, Left, 10 Holes | 020431010 | Standalone | DE0504080 | Patients requiring fracture fixation or orthopaedic corrective surgery
Orthopaedics | Trauma - Extramedullary fixation | Locking/combination plate | Locking/combination plate - Femur | Double Medical Technology Inc | Distal Femoral Locking Plate I, combi-holes, Left, 11 Holes | 020431011 | Standalone | DE0504080 | Patients requiring fracture fixation or orthopaedic corrective surgery
Orthopaedics | Trauma - Extramedullary fixation | Locking/combination plate | Locking/combination plate - Femur | Double Medical Technology Inc | Distal Femoral Locking Plate I, combi-holes, Left, 12 Holes | 020431012 | Standalone | DE0504080 | Patients requiring fracture fixation or orthopaedic corrective surgery
Orthopaedics | Trauma - Extramedullary fixation | Locking/combination plate | Locking/combination plate - Femur | Double Medical Technology Inc | Distal Femoral Locking Plate I, combi-holes, Left, 13 Holes | 020431013 | Standalone | DE0504080 | Patients requiring fracture fixation or orthopaedic corrective surgery
Orthopaedics | Trauma - Extramedullary fixation | Locking/combination plate | Locking/combination plate - Femur | Double Medical Technology Inc | Distal Femoral Locking Plate I, combi-holes, Left, 14 Holes | 020431014 | Standalone | DE0504080 | Patients requiring fracture fixation or orthopaedic corrective surgery
Orthopaedics | Trauma - Extramedullary fixation | Locking/combination plate | Locking/combination plate - Femur | Double Medical Technology Inc | Distal Femoral Locking Plate I, combi-holes, Left, 15 Holes | 020431015 | Standalone | DE0504080 | Patients requiring fracture fixation or orthopaedic corrective surgery
Orthopaedics | Trauma - Extramedullary fixation | Locking/combination plate | Locking/combination plate - Femur | Double Medical Technology Inc | Distal Femoral Locking Plate I, combi-holes, Left, 16 Holes | 020431016 | Standalone | DE0504080 | Patients requiring fracture fixation or orthopaedic corrective surgery
Orthopaedics | Trauma - Extramedullary fixation | Locking/combination plate | Locking/combination plate - Femur | Double Medical Technology Inc | Distal Femoral Locking Plate I, combi-holes, Left, 17 Holes | 020431017 | Standalone | DE0504080 | Patients requiring fracture fixation or orthopaedic corrective surgery
Orthopaedics | Trauma - Extramedullary fixation | Locking/combination plate | Locking/combination plate - Femur | Double Medical Technology Inc | Distal Femoral Locking Plate I, combi-holes, Left, 18 Holes | 020431018 | Standalone | DE0504080 | Patients requiring fracture fixation or orthopaedic corrective surgery
Orthopaedics | Trauma - Extramedullary fixation | Locking/combination plate | Locking/combination plate - Femur | Double Medical Technology Inc | Distal Femoral Locking Plate I, combi-holes, Right, 5 Holes | 020432005 | Standalone | DE0504080 | Patients requiring fracture fixation or orthopaedic corrective surgery
Orthopaedics | Trauma - Extramedullary fixation | Locking/combination plate | Locking/combination plate - Femur | Double Medical Technology Inc | Distal Femoral Locking Plate I, combi-holes, Right, 6 Holes | 020432006 | Standalone | DE0504080 | Patients requiring fracture fixation or orthopaedic corrective surgery
Orthopaedics | Trauma - Extramedullary fixation | Locking/combination plate | Locking/combination plate - Femur | Double Medical Technology Inc | Distal Femoral Locking Plate I, combi-holes, Right, 7 Holes | 020432007 | Standalone | DE0504080 | Patients requiring fracture fixation or orthopaedic corrective surgery
Orthopaedics | Trauma - Extramedullary fixation | Locking/combination plate | Locking/combination plate - Femur | Double Medical Technology Inc | Distal Femoral Locking Plate I, combi-holes, Right, 8 Holes | 020432008 | Standalone | DE0504080 | Patients requiring fracture fixation or orthopaedic corrective surgery
Orthopaedics | Trauma - Extramedullary fixation | Locking/combination plate | Locking/combination plate - Femur | Double Medical Technology Inc | Distal Femoral Locking Plate I, combi-holes, Right, 9 Holes | 020432009 | Standalone | DE0504080 | Patients requiring fracture fixation or orthopaedic corrective surgery
Orthopaedics | Trauma - Extramedullary fixation | Locking/combination plate | Locking/combination plate - Femur | Double Medical Technology Inc | Distal Femoral Locking Plate I, combi-holes, Right, 10 Holes | 020432010 | Standalone | DE0504080 | Patients requiring fracture fixation or orthopaedic corrective surgery
Orthopaedics | Trauma - Extramedullary fixation | Locking/combination plate | Locking/combination plate - Femur | Double Medical Technology Inc | Distal Femoral Locking Plate I, combi-holes, Right, 11 Holes | 020432011 | Standalone | DE0504080 | Patients requiring fracture fixation or orthopaedic corrective surgery
Orthopaedics | Trauma - Extramedullary fixation | Locking/combination plate | Locking/combination plate - Femur | Double Medical Technology Inc | Distal Femoral Locking Plate I, combi-holes, Right, 12 Holes | 020432012 | Standalone | DE0504080 | Patients requiring fracture fixation or orthopaedic corrective surgery
Orthopaedics | Trauma - Extramedullary fixation | Locking/combination plate | Locking/combination plate - Femur | Double Medical Technology Inc | Distal Femoral Locking Plate I, combi-holes, Right, 13 Holes | 020432013 | Standalone | DE0504080 | Patients requiring fracture fixation or orthopaedic corrective surgery
Orthopaedics | Trauma - Extramedullary fixation | Locking/combination plate | Locking/combination plate - Femur | Double Medical Technology Inc | Distal Femoral Locking Plate I, combi-holes, Right, 14 Holes | 020432014 | Standalone | DE0504080 | Patients requiring fracture fixation or orthopaedic corrective surgery
Orthopaedics | Trauma - Extramedullary fixation | Locking/combination plate | Locking/combination plate - Femur | Double Medical Technology Inc | Distal Femoral Locking Plate I, combi-holes, Right, 15 Holes | 020432015 | Standalone | DE0504080 | Patients requiring fracture fixation or orthopaedic corrective surgery
Orthopaedics | Trauma - Extramedullary fixation | Locking/combination plate | Locking/combination plate - Femur | Double Medical Technology Inc | Distal Femoral Locking Plate I, combi-holes, Right, 16 Holes | 020432016 | Standalone | DE0504080 | Patients requiring fracture fixation or orthopaedic corrective surgery
Orthopaedics | Trauma - Extramedullary fixation | Locking/combination plate | Locking/combination plate - Femur | Double Medical Technology Inc | Distal Femoral Locking Plate I, combi-holes, Right, 17 Holes | 020432017 | Standalone | DE0504080 | Patients requiring fracture fixation or orthopaedic corrective surgery
Orthopaedics | Trauma - Extramedullary fixation | Locking/combination plate | Locking/combination plate - Femur | Double Medical Technology Inc | Distal Femoral Locking Plate I, combi-holes, Right, 18 Holes | 020432018 | Standalone | DE0504080 | Patients requiring fracture fixation or orthopaedic corrective surgery
Orthopaedics | Trauma - Extramedullary fixation | Locking/combination plate | Locking/combination plate - Femur | Double Medical Technology Inc | Proximal Femoral Locking Plate for 7.3mm Cannulated Locking Screw, Left | 020541000 | Standalone | DE0504080 | Patients requiring fracture fixation or orthopaedic corrective surgery
Orthopaedics | Trauma - Extramedullary fixation | Locking/combination plate | Locking/combination plate - Femur | Double Medical Technology Inc | Proximal Femoral Locking Plate for 7.3mm Cannulated Locking Screw, Right | 020542000 | Standalone | DE0504080 | Patients requiring fracture fixation or orthopaedic corrective surgery
Orthopaedics | Trauma - Extramedullary fixation | Locking/combination plate | Locking/combination plate - Femur | Double Medical Technology Inc | Distal Lateral Femoral Condylar Locking Plate, Left | 021301003 | Standalone | DE0504080 | Patients requiring fracture fixation or orthopaedic corrective surgery
Orthopaedics | Trauma - Extramedullary fixation | Locking/combination plate | Locking/combination plate - Femur | Double Medical Technology Inc | Distal Lateral Femoral Condylar Locking Plate, Right | 021302003 | Standalone | DE0504080 | Patients requiring fracture fixation or orthopaedic corrective surgery
Orthopaedics | Trauma - Extramedullary fixation | Locking/combination plate | Locking/combination plate - Femur | Double Medical Technology Inc | Distal Medial Femoral Condylar Locking Plate, Left | 021311003 | Standalone | DE0504080 | Patients requiring fracture fixation or orthopaedic corrective surgery
Orthopaedics | Trauma - Extramedullary fixation | Locking/combination plate | Locking/combination plate - Femur | Double Medical Technology Inc | Distal Medial Femoral Condylar Locking Plate, Right | 021312003 | Standalone | DE0504080 | Patients requiring fracture fixation or orthopaedic corrective surgery
Orthopaedics | Trauma - Extramedullary fixation | Locking/combination plate | Locking/combination plate - Femur | Double Medical Technology Inc | Distal Medial Femoral Sub-condylar Locking Plate, large, Left, 4 Holes | 021321004 | Standalone | DE0504080 | Patients requiring fracture fixation or orthopaedic corrective surgery
Orthopaedics | Trauma - Extramedullary fixation | Locking/combination plate | Locking/combination plate - Femur | Double Medical Technology Inc | Distal Medial Femoral Sub-condylar Locking Plate, large, Left, 7 Holes | 021321007 | Standalone | DE0504080 | Patients requiring fracture fixation or orthopaedic corrective surgery
Orthopaedics | Trauma - Extramedullary fixation | Locking/combination plate | Locking/combination plate - Femur | Double Medical Technology Inc | Distal Medial Femoral Sub-condylar Locking Plate, large, Right, 4 Holes | 021322004 | Standalone | DE0504080 | Patients requiring fracture fixation or orthopaedic corrective surgery
Orthopaedics | Trauma - Extramedullary fixation | Locking/combination plate | Locking/combination plate - Femur | Double Medical Technology Inc | Distal Medial Femoral Sub-condylar Locking Plate, large, Right, 7 Holes | 021322007 | Standalone | DE0504080 | Patients requiring fracture fixation or orthopaedic corrective surgery
Orthopaedics | Trauma - Extramedullary fixation | Locking/combination plate | Locking/combination plate - Femur | Double Medical Technology Inc | Distal Medial Femoral Sub-condylar Locking Plate, small, Left, 4 Holes | 021331004 | Standalone | DE0504080 | Patients requiring fracture fixation or orthopaedic corrective surgery
Orthopaedics | Trauma - Extramedullary fixation | Locking/combination plate | Locking/combination plate - Femur | Double Medical Technology Inc | Distal Medial Femoral Sub-condylar Locking Plate, small, Left, 7 Holes | 021331007 | Standalone | DE0504080 | Patients requiring fracture fixation or orthopaedic corrective surgery
Orthopaedics | Trauma - Extramedullary fixation | Locking/combination plate | Locking/combination plate - Femur | Double Medical Technology Inc | Distal Medial Femoral Sub-condylar Locking Plate, small, Right, 4 Holes | 021332004 | Standalone | DE0504080 | Patients requiring fracture fixation or orthopaedic corrective surgery
Orthopaedics | Trauma - Extramedullary fixation | Locking/combination plate | Locking/combination plate - Femur | Double Medical Technology Inc | Distal Medial Femoral Sub-condylar Locking Plate, small, Right, 7 Holes | 021332007 | Standalone | DE0504080 | Patients requiring fracture fixation or orthopaedic corrective surgery
Orthopaedics | Trauma - Extramedullary fixation | Locking/combination plate | Locking/combination plate - Femur | Double Medical Technology Inc | Curved Locking Compression Plate, broad, 8 Holes | 021510008 | Standalone | DE0504080 | Patients requiring fracture fixation or orthopaedic corrective surgery
Orthopaedics | Trauma - Extramedullary fixation | Locking/combination plate | Locking/combination plate - Femur | Double Medical Technology Inc | Curved Locking Compression Plate, broad, 9 Holes | 021510009 | Standalone | DE0504080 | Patients requiring fracture fixation or orthopaedic corrective surgery
Orthopaedics | Trauma - Extramedullary fixation | Locking/combination plate | Locking/combination plate - Femur | Double Medical Technology Inc | Curved Locking Compression Plate, broad, 10 Holes | 021510010 | Standalone | DE0504080 | Patients requiring fracture fixation or orthopaedic corrective surgery
Orthopaedics | Trauma - Extramedullary fixation | Locking/combination plate | Locking/combination plate - Femur | Double Medical Technology Inc | Curved Locking Compression Plate, broad, 11 Holes | 021510011 | Standalone | DE0504080 | Patients requiring fracture fixation or orthopaedic corrective surgery
Orthopaedics | Trauma - Extramedullary fixation | Locking/combination plate | Locking/combination plate - Femur | Double Medical Technology Inc | Curved Locking Compression Plate, broad, 12 Holes | 021510012 | Standalone | DE0504080 | Patients requiring fracture fixation or orthopaedic corrective surgery
Orthopaedics | Trauma - Extramedullary fixation | Locking/combination plate | Locking/combination plate - Femur | Double Medical Technology Inc | Curved Locking Compression Plate, broad, 13 Holes | 021510013 | Standalone | DE0504080 | Patients requiring fracture fixation or orthopaedic corrective surgery
Orthopaedics | Trauma - Extramedullary fixation | Locking/combination plate | Locking/combination plate - Femur | Double Medical Technology Inc | Curved Locking Compression Plate, broad, 14 Holes | 021510014 | Standalone | DE0504080 | Patients requiring fracture fixation or orthopaedic corrective surgery
Orthopaedics | Trauma - Extramedullary fixation | Locking/combination plate | Locking/combination plate - Femur | Double Medical Technology Inc | Curved Locking Compression Plate, broad, 15 Holes | 021510015 | Standalone | DE0504080 | Patients requiring fracture fixation or orthopaedic corrective surgery
Orthopaedics | Trauma - Extramedullary fixation | Locking/combination plate | Locking/combination plate - Femur | Double Medical Technology Inc | Curved Locking Compression Plate, broad, 16 Holes | 021510016 | Standalone | DE0504080 | Patients requiring fracture fixation or orthopaedic corrective surgery
Orthopaedics | Trauma - Extramedullary fixation | Locking/combination plate | Locking/combination plate - Femur | Double Medical Technology Inc | Curved Locking Compression Plate, broad, 17 Holes | 021510017 | Standalone | DE0504080 | Patients requiring fracture fixation or orthopaedic corrective surgery
Orthopaedics | Trauma - Extramedullary fixation | Locking/combination plate | Locking/combination plate - Femur | Double Medical Technology Inc | Curved Locking Compression Plate, broad, 18 Holes | 021510018 | Standalone | DE0504080 | Patients requiring fracture fixation or orthopaedic corrective surgery
Orthopaedics | Trauma - Extramedullary fixation | Locking/combination plate | Locking/combination plate - Femur | Double Medical Technology Inc | Curved Locking Compression Plate, broad, 19 Holes | 021510019 | Standalone | DE0504080 | Patients requiring fracture fixation or orthopaedic corrective surgery
Orthopaedics | Trauma - Extramedullary fixation | Locking/combination plate | Locking/combination plate - Femur | Double Medical Technology Inc | Curved Locking Compression Plate, broad, 20 Holes | 021510020 | Standalone | DE0504080 | Patients requiring fracture fixation or orthopaedic corrective surgery
Orthopaedics | Trauma - Extramedullary fixation | Cable plate | Cable plate | Double Medical Technology Inc | Cable Grip Locking Plate, Left, 2 Holes | 021561002 | Standalone | DE0504080 | Patients requiring fracture fixation or orthopaedic corrective surgery
Orthopaedics | Trauma - Extramedullary fixation | Cable plate | Cable plate | Double Medical Technology Inc | Cable Grip Locking Plate, Left, 4 Holes | 021561004 | Standalone | DE0504080 | Patients requiring fracture fixation or orthopaedic corrective surgery
Orthopaedics | Trauma - Extramedullary fixation | Cable plate | Cable plate | Double Medical Technology Inc | Cable Grip Locking Plate, Left, 6 Holes | 021561006 | Standalone | DE0504080 | Patients requiring fracture fixation or orthopaedic corrective surgery
Orthopaedics | Trauma - Extramedullary fixation | Cable plate | Cable plate | Double Medical Technology Inc | Cable Grip Locking Plate, Left, 8 Holes | 021561008 | Standalone | DE0504080 | Patients requiring fracture fixation or orthopaedic corrective surgery
Orthopaedics | Trauma - Extramedullary fixation | Cable plate | Cable plate | Double Medical Technology Inc | Cable Grip Locking Plate, Left, 10 Holes | 021561010 | Standalone | DE0504080 | Patients requiring fracture fixation or orthopaedic corrective surgery
Orthopaedics | Trauma - Extramedullary fixation | Cable plate | Cable plate | Double Medical Technology Inc | Cable Grip Locking Plate, Left, 12 Holes | 021561012 | Standalone | DE0504080 | Patients requiring fracture fixation or orthopaedic corrective surgery
Orthopaedics | Trauma - Extramedullary fixation | Cable plate | Cable plate | Double Medical Technology Inc | Cable Grip Locking Plate, Right, 2 Holes | 021562002 | Standalone | DE0504080 | Patients requiring fracture fixation or orthopaedic corrective surgery
Orthopaedics | Trauma - Extramedullary fixation | Cable plate | Cable plate | Double Medical Technology Inc | Cable Grip Locking Plate, Right, 4 Holes | 021562004 | Standalone | DE0504080 | Patients requiring fracture fixation or orthopaedic corrective surgery
Orthopaedics | Trauma - Extramedullary fixation | Cable plate | Cable plate | Double Medical Technology Inc | Cable Grip Locking Plate, Right, 6 Holes | 021562006 | Standalone | DE0504080 | Patients requiring fracture fixation or orthopaedic corrective surgery
Orthopaedics | Trauma - Extramedullary fixation | Cable plate | Cable plate | Double Medical Technology Inc | Cable Grip Locking Plate, Right, 8 Holes | 021562008 | Standalone | DE0504080 | Patients requiring fracture fixation or orthopaedic corrective surgery
Orthopaedics | Trauma - Extramedullary fixation | Cable plate | Cable plate | Double Medical Technology Inc | Cable Grip Locking Plate, Right, 10 Holes | 021562010 | Standalone | DE0504080 | Patients requiring fracture fixation or orthopaedic corrective surgery
Orthopaedics | Trauma - Extramedullary fixation | Cable plate | Cable plate | Double Medical Technology Inc | Cable Grip Locking Plate, Right, 12 Holes | 021562012 | Standalone | DE0504080 | Patients requiring fracture fixation or orthopaedic corrective surgery
Orthopaedics | Trauma - Extramedullary fixation | Locking/combination plate | Locking/combination plate - Femur | Double Medical Technology Inc | Proximal Femoral Locking Plate III, combi-holes, Left, 3 Holes | 021631003 | Standalone | DE0504080 | Patients requiring fracture fixation or orthopaedic corrective surgery
Orthopaedics | Trauma - Extramedullary fixation | Locking/combination plate | Locking/combination plate - Femur | Double Medical Technology Inc | Proximal Femoral Locking Plate III, combi-holes, Left, 4 Holes | 021631004 | Standalone | DE0504080 | Patients requiring fracture fixation or orthopaedic corrective surgery
Orthopaedics | Trauma - Extramedullary fixation | Locking/combination plate | Locking/combination plate - Femur | Double Medical Technology Inc | Proximal Femoral Locking Plate III, combi-holes, Left, 5 Holes | 021631005 | Standalone | DE0504080 | Patients requiring fracture fixation or orthopaedic corrective surgery
Orthopaedics | Trauma - Extramedullary fixation | Locking/combination plate | Locking/combination plate - Femur | Double Medical Technology Inc | Proximal Femoral Locking Plate III, combi-holes, Left, 6 Holes | 021631006 | Standalone | DE0504080 | Patients requiring fracture fixation or orthopaedic corrective surgery
Orthopaedics | Trauma - Extramedullary fixation | Locking/combination plate | Locking/combination plate - Femur | Double Medical Technology Inc | Proximal Femoral Locking Plate III, combi-holes, Left, 7 Holes | 021631007 | Standalone | DE0504080 | Patients requiring fracture fixation or orthopaedic corrective surgery
Orthopaedics | Trauma - Extramedullary fixation | Locking/combination plate | Locking/combination plate - Femur | Double Medical Technology Inc | Proximal Femoral Locking Plate III, combi-holes, Left, 8 Holes | 021631008 | Standalone | DE0504080 | Patients requiring fracture fixation or orthopaedic corrective surgery
Orthopaedics | Trauma - Extramedullary fixation | Locking/combination plate | Locking/combination plate - Femur | Double Medical Technology Inc | Proximal Femoral Locking Plate III, combi-holes, Left, 9 Holes | 021631009 | Standalone | DE0504080 | Patients requiring fracture fixation or orthopaedic corrective surgery
Orthopaedics | Trauma - Extramedullary fixation | Locking/combination plate | Locking/combination plate - Femur | Double Medical Technology Inc | Proximal Femoral Locking Plate III, combi-holes, Left, 10 Holes | 021631010 | Standalone | DE0504080 | Patients requiring fracture fixation or orthopaedic corrective surgery
Orthopaedics | Trauma - Extramedullary fixation | Locking/combination plate | Locking/combination plate - Femur | Double Medical Technology Inc | Proximal Femoral Locking Plate III, combi-holes, Left, 11 Holes | 021631011 | Standalone | DE0504080 | Patients requiring fracture fixation or orthopaedic corrective surgery
Orthopaedics | Trauma - Extramedullary fixation | Locking/combination plate | Locking/combination plate - Femur | Double Medical Technology Inc | Proximal Femoral Locking Plate III, combi-holes, Left, 12 Holes | 021631012 | Standalone | DE0504080 | Patients requiring fracture fixation or orthopaedic corrective surgery
Orthopaedics | Trauma - Extramedullary fixation | Locking/combination plate | Locking/combination plate - Femur | Double Medical Technology Inc | Proximal Femoral Locking Plate III, combi-holes, Left, 13 Holes | 021631013 | Standalone | DE0504080 | Patients requiring fracture fixation or orthopaedic corrective surgery
Orthopaedics | Trauma - Extramedullary fixation | Locking/combination plate | Locking/combination plate - Femur | Double Medical Technology Inc | Proximal Femoral Locking Plate III, combi-holes, Right, 3 Holes | 021632003 | Standalone | DE0504080 | Patients requiring fracture fixation or orthopaedic corrective surgery
Orthopaedics | Trauma - Extramedullary fixation | Locking/combination plate | Locking/combination plate - Femur | Double Medical Technology Inc | Proximal Femoral Locking Plate III, combi-holes, Right, 4 Holes | 021632004 | Standalone | DE0504080 | Patients requiring fracture fixation or orthopaedic corrective surgery
Orthopaedics | Trauma - Extramedullary fixation | Locking/combination plate | Locking/combination plate - Femur | Double Medical Technology Inc | Proximal Femoral Locking Plate III, combi-holes, Right, 5 Holes | 021632005 | Standalone | DE0504080 | Patients requiring fracture fixation or orthopaedic corrective surgery
Orthopaedics | Trauma - Extramedullary fixation | Locking/combination plate | Locking/combination plate - Femur | Double Medical Technology Inc | Proximal Femoral Locking Plate III, combi-holes, Right, 6 Holes | 021632006 | Standalone | DE0504080 | Patients requiring fracture fixation or orthopaedic corrective surgery
Orthopaedics | Trauma - Extramedullary fixation | Locking/combination plate | Locking/combination plate - Femur | Double Medical Technology Inc | Proximal Femoral Locking Plate III, combi-holes, Right, 7 Holes | 021632007 | Standalone | DE0504080 | Patients requiring fracture fixation or orthopaedic corrective surgery
Orthopaedics | Trauma - Extramedullary fixation | Locking/combination plate | Locking/combination plate - Femur | Double Medical Technology Inc | Proximal Femoral Locking Plate III, combi-holes, Right, 8 Holes | 021632008 | Standalone | DE0504080 | Patients requiring fracture fixation or orthopaedic corrective surgery
Orthopaedics | Trauma - Extramedullary fixation | Locking/combination plate | Locking/combination plate - Femur | Double Medical Technology Inc | Proximal Femoral Locking Plate III, combi-holes, Right, 9 Holes | 021632009 | Standalone | DE0504080 | Patients requiring fracture fixation or orthopaedic corrective surgery
Orthopaedics | Trauma - Extramedullary fixation | Locking/combination plate | Locking/combination plate - Femur | Double Medical Technology Inc | Proximal Femoral Locking Plate III, combi-holes, Right, 10 Holes | 021632010 | Standalone | DE0504080 | Patients requiring fracture fixation or orthopaedic corrective surgery
Orthopaedics | Trauma - Extramedullary fixation | Locking/combination plate | Locking/combination plate - Femur | Double Medical Technology Inc | Proximal Femoral Locking Plate III, combi-holes, Right, 11 Holes | 021632011 | Standalone | DE0504080 | Patients requiring fracture fixation or orthopaedic corrective surgery
Orthopaedics | Trauma - Extramedullary fixation | Locking/combination plate | Locking/combination plate - Femur | Double Medical Technology Inc | Proximal Femoral Locking Plate III, combi-holes, Right, 12 Holes | 021632012 | Standalone | DE0504080 | Patients requiring fracture fixation or orthopaedic corrective surgery
Orthopaedics | Trauma - Extramedullary fixation | Locking/combination plate | Locking/combination plate - Femur | Double Medical Technology Inc | Proximal Femoral Locking Plate III, combi-holes, Right, 13 Holes | 021632013 | Standalone | DE0504080 | Patients requiring fracture fixation or orthopaedic corrective surgery
Orthopaedics | Trauma - Extramedullary fixation | Locking/combination plate | Locking/combination plate - Femur | Double Medical Technology Inc | Distal Lateral Femoral Osteotomy Locking Plate, combi-holes,Left, 3 Holes | 022981003 | Standalone | DE0504080 | Patients requiring fracture fixation or orthopaedic corrective surgery
Orthopaedics | Trauma - Extramedullary fixation | Locking/combination plate | Locking/combination plate - Femur | Double Medical Technology Inc | Distal Lateral Femoral Osteotomy Locking Plate, combi-holes,Left, 4 Holes | 022981004 | Standalone | DE0504080 | Patients requiring fracture fixation or orthopaedic corrective surgery
Orthopaedics | Trauma - Extramedullary fixation | Locking/combination plate | Locking/combination plate - Femur | Double Medical Technology Inc | Distal Lateral Femoral Osteotomy Locking Plate, combi-holes,Left, 5 Holes | 022981005 | Standalone | DE0504080 | Patients requiring fracture fixation or orthopaedic corrective surgery
Orthopaedics | Trauma - Extramedullary fixation | Locking/combination plate | Locking/combination plate - Femur | Double Medical Technology Inc | Distal Lateral Femoral Osteotomy Locking Plate, combi-holes,Left, 6 Holes | 022981006 | Standalone | DE0504080 | Patients requiring fracture fixation or orthopaedic corrective surgery
Orthopaedics | Trauma - Extramedullary fixation | Locking/combination plate | Locking/combination plate - Femur | Double Medical Technology Inc | Distal Lateral Femoral Osteotomy Locking Plate, combi-holes,Left, 7 Holes | 022981007 | Standalone | DE0504080 | Patients requiring fracture fixation or orthopaedic corrective surgery
Orthopaedics | Trauma - Extramedullary fixation | Locking/combination plate | Locking/combination plate - Femur | Double Medical Technology Inc | Distal Lateral Femoral Osteotomy Locking Plate, combi-holes,Left, 8 Holes | 022981008 | Standalone | DE0504080 | Patients requiring fracture fixation or orthopaedic corrective surgery
Orthopaedics | Trauma - Extramedullary fixation | Locking/combination plate | Locking/combination plate - Femur | Double Medical Technology Inc | Distal Lateral Femoral Osteotomy Locking Plate, combi-holes,Left, 9 Holes | 022981009 | Standalone | DE0504080 | Patients requiring fracture fixation or orthopaedic corrective surgery
Orthopaedics | Trauma - Extramedullary fixation | Locking/combination plate | Locking/combination plate - Femur | Double Medical Technology Inc | Distal Lateral Femoral Osteotomy Locking Plate, combi-holes,Left, 10 Holes | 022981010 | Standalone | DE0504080 | Patients requiring fracture fixation or orthopaedic corrective surgery
Orthopaedics | Trauma - Extramedullary fixation | Locking/combination plate | Locking/combination plate - Femur | Double Medical Technology Inc | Distal Lateral Femoral Osteotomy Locking Plate, combi-holes,Left, 11 Holes | 022981011 | Standalone | DE0504080 | Patients requiring fracture fixation or orthopaedic corrective surgery
Orthopaedics | Trauma - Extramedullary fixation | Locking/combination plate | Locking/combination plate - Femur | Double Medical Technology Inc | Distal Lateral Femoral Osteotomy Locking Plate, combi-holes,Left, 12 Holes | 022981012 | Standalone | DE0504080 | Patients requiring fracture fixation or orthopaedic corrective surgery
Orthopaedics | Trauma - Extramedullary fixation | Locking/combination plate | Locking/combination plate - Femur | Double Medical Technology Inc | Distal Lateral Femoral Osteotomy Locking Plate, combi-holes,Left, 13 Holes | 022981013 | Standalone | DE0504080 | Patients requiring fracture fixation or orthopaedic corrective surgery
Orthopaedics | Trauma - Extramedullary fixation | Locking/combination plate | Locking/combination plate - Femur | Double Medical Technology Inc | Distal Lateral Femoral Osteotomy Locking Plate, combi-holes,Right, 3 Holes | 022982003 | Standalone | DE0504080 | Patients requiring fracture fixation or orthopaedic corrective surgery
Orthopaedics | Trauma - Extramedullary fixation | Locking/combination plate | Locking/combination plate - Femur | Double Medical Technology Inc | Distal Lateral Femoral Osteotomy Locking Plate, combi-holes,Right, 4 Holes | 022982004 | Standalone | DE0504080 | Patients requiring fracture fixation or orthopaedic corrective surgery
Orthopaedics | Trauma - Extramedullary fixation | Locking/combination plate | Locking/combination plate - Femur | Double Medical Technology Inc | Distal Lateral Femoral Osteotomy Locking Plate, combi-holes,Right, 5 Holes | 022982005 | Standalone | DE0504080 | Patients requiring fracture fixation or orthopaedic corrective surgery
Orthopaedics | Trauma - Extramedullary fixation | Locking/combination plate | Locking/combination plate - Femur | Double Medical Technology Inc | Distal Lateral Femoral Osteotomy Locking Plate, combi-holes,Right, 6 Holes | 022982006 | Standalone | DE0504080 | Patients requiring fracture fixation or orthopaedic corrective surgery
Orthopaedics | Trauma - Extramedullary fixation | Locking/combination plate | Locking/combination plate - Femur | Double Medical Technology Inc | Distal Lateral Femoral Osteotomy Locking Plate, combi-holes,Right, 7 Holes | 022982007 | Standalone | DE0504080 | Patients requiring fracture fixation or orthopaedic corrective surgery
Orthopaedics | Trauma - Extramedullary fixation | Locking/combination plate | Locking/combination plate - Femur | Double Medical Technology Inc | Distal Lateral Femoral Osteotomy Locking Plate, combi-holes,Right, 8 Holes | 022982008 | Standalone | DE0504080 | Patients requiring fracture fixation or orthopaedic corrective surgery
Orthopaedics | Trauma - Extramedullary fixation | Locking/combination plate | Locking/combination plate - Femur | Double Medical Technology Inc | Distal Lateral Femoral Osteotomy Locking Plate, combi-holes,Right, 9 Holes | 022982009 | Standalone | DE0504080 | Patients requiring fracture fixation or orthopaedic corrective surgery
Orthopaedics | Trauma - Extramedullary fixation | Locking/combination plate | Locking/combination plate - Femur | Double Medical Technology Inc | Distal Lateral Femoral Osteotomy Locking Plate, combi-holes,Right, 10 Holes | 022982010 | Standalone | DE0504080 | Patients requiring fracture fixation or orthopaedic corrective surgery
Orthopaedics | Trauma - Extramedullary fixation | Locking/combination plate | Locking/combination plate - Femur | Double Medical Technology Inc | Distal Lateral Femoral Osteotomy Locking Plate, combi-holes,Right, 11 Holes | 022982011 | Standalone | DE0504080 | Patients requiring fracture fixation or orthopaedic corrective surgery
Orthopaedics | Trauma - Extramedullary fixation | Locking/combination plate | Locking/combination plate - Femur | Double Medical Technology Inc | Distal Lateral Femoral Osteotomy Locking Plate, combi-holes,Right, 12 Holes | 022982012 | Standalone | DE0504080 | Patients requiring fracture fixation or orthopaedic corrective surgery
Orthopaedics | Trauma - Extramedullary fixation | Locking/combination plate | Locking/combination plate - Femur | Double Medical Technology Inc | Distal Lateral Femoral Osteotomy Locking Plate, combi-holes,Right, 13 Holes | 022982013 | Standalone | DE0504080 | Patients requiring fracture fixation or orthopaedic corrective surgery
Orthopaedics | Trauma - Extramedullary fixation | Locking/combination plate | Locking/combination plate - Femur | Double Medical Technology Inc | Distal Femoral Locking Plate LISSII, combi-holes, Left, 3 Holes | 026101003 | Standalone | DE0504080 | Patients requiring fracture fixation or orthopaedic corrective surgery
Orthopaedics | Trauma - Extramedullary fixation | Locking/combination plate | Locking/combination plate - Femur | Double Medical Technology Inc | Distal Femoral Locking Plate LISSII, combi-holes, Left, 5 Holes | 026101005 | Standalone | DE0504080 | Patients requiring fracture fixation or orthopaedic corrective surgery
Orthopaedics | Trauma - Extramedullary fixation | Locking/combination plate | Locking/combination plate - Femur | Double Medical Technology Inc | Distal Femoral Locking Plate LISSII, combi-holes, Left, 7 Holes | 026101007 | Standalone | DE0504080 | Patients requiring fracture fixation or orthopaedic corrective surgery
Orthopaedics | Trauma - Extramedullary fixation | Locking/combination plate | Locking/combination plate - Femur | Double Medical Technology Inc | Distal Femoral Locking Plate LISSII, combi-holes, Left, 9 Holes | 026101009 | Standalone | DE0504080 | Patients requiring fracture fixation or orthopaedic corrective surgery
Orthopaedics | Trauma - Extramedullary fixation | Locking/combination plate | Locking/combination plate - Femur | Double Medical Technology Inc | Distal Femoral Locking Plate LISSII, combi-holes, Left, 11 Holes | 026101011 | Standalone | DE0504080 | Patients requiring fracture fixation or orthopaedic corrective surgery
Orthopaedics | Trauma - Extramedullary fixation | Locking/combination plate | Locking/combination plate - Femur | Double Medical Technology Inc | Distal Femoral Locking Plate LISSII, combi-holes, Left, 13 Holes | 026101013 | Standalone | DE0504080 | Patients requiring fracture fixation or orthopaedic corrective surgery
Orthopaedics | Trauma - Extramedullary fixation | Locking/combination plate | Locking/combination plate - Femur | Double Medical Technology Inc | Distal Femoral Locking Plate LISSII, combi-holes, Left, 15 Holes | 026101015 | Standalone | DE0504080 | Patients requiring fracture fixation or orthopaedic corrective surgery
Orthopaedics | Trauma - Extramedullary fixation | Locking/combination plate | Locking/combination plate - Femur | Double Medical Technology Inc | Distal Femoral Locking Plate LISSII, combi-holes, Left, 17 Holes | 026101017 | Standalone | DE0504080 | Patients requiring fracture fixation or orthopaedic corrective surgery
Orthopaedics | Trauma - Extramedullary fixation | Locking/combination plate | Locking/combination plate - Femur | Double Medical Technology Inc | Distal Femoral Locking Plate LISSII, combi-holes, Right, 3 Holes | 026102003 | Standalone | DE0504080 | Patients requiring fracture fixation or orthopaedic corrective surgery
Orthopaedics | Trauma - Extramedullary fixation | Locking/combination plate | Locking/combination plate - Femur | Double Medical Technology Inc | Distal Femoral Locking Plate LISSII, combi-holes, Right, 5 Holes | 026102005 | Standalone | DE0504080 | Patients requiring fracture fixation or orthopaedic corrective surgery
Orthopaedics | Trauma - Extramedullary fixation | Locking/combination plate | Locking/combination plate - Femur | Double Medical Technology Inc | Distal Femoral Locking Plate LISSII, combi-holes, Right, 7 Holes | 026102007 | Standalone | DE0504080 | Patients requiring fracture fixation or orthopaedic corrective surgery
Orthopaedics | Trauma - Extramedullary fixation | Locking/combination plate | Locking/combination plate - Femur | Double Medical Technology Inc | Distal Femoral Locking Plate LISSII, combi-holes, Right, 9 Holes | 026102009 | Standalone | DE0504080 | Patients requiring fracture fixation or orthopaedic corrective surgery
Orthopaedics | Trauma - Extramedullary fixation | Locking/combination plate | Locking/combination plate - Femur | Double Medical Technology Inc | Distal Femoral Locking Plate LISSII, combi-holes, Right, 11 Holes | 026102011 | Standalone | DE0504080 | Patients requiring fracture fixation or orthopaedic corrective surgery
Orthopaedics | Trauma - Extramedullary fixation | Locking/combination plate | Locking/combination plate - Femur | Double Medical Technology Inc | Distal Femoral Locking Plate LISSII, combi-holes, Right, 13 Holes | 026102013 | Standalone | DE0504080 | Patients requiring fracture fixation or orthopaedic corrective surgery
Orthopaedics | Trauma - Extramedullary fixation | Locking/combination plate | Locking/combination plate - Femur | Double Medical Technology Inc | Distal Femoral Locking Plate LISSII, combi-holes, Right, 15 Holes | 026102015 | Standalone | DE0504080 | Patients requiring fracture fixation or orthopaedic corrective surgery
Orthopaedics | Trauma - Extramedullary fixation | Locking/combination plate | Locking/combination plate - Femur | Double Medical Technology Inc | Distal Femoral Locking Plate LISSII, combi-holes, Right, 17 Holes | 026102017 | Standalone | DE0504080 | Patients requiring fracture fixation or orthopaedic corrective surgery
Orthopaedics | Trauma - Extramedullary fixation | Locking/combination plate | Locking/combination plate - Femur | Double Medical Technology Inc | Distal Medial Femoral L-Locking Plate, combi-holes, Left, 3 Holes | 026361003 | Standalone | DE0504080 | Patients requiring fracture fixation or orthopaedic corrective surgery
Orthopaedics | Trauma - Extramedullary fixation | Locking/combination plate | Locking/combination plate - Femur | Double Medical Technology Inc | Distal Medial Femoral L-Locking Plate, combi-holes, Left, 5 Holes | 026361005 | Standalone | DE0504080 | Patients requiring fracture fixation or orthopaedic corrective surgery
Orthopaedics | Trauma - Extramedullary fixation | Locking/combination plate | Locking/combination plate - Femur | Double Medical Technology Inc | Distal Medial Femoral L-Locking Plate, combi-holes, Left, 7 Holes | 026361007 | Standalone | DE0504080 | Patients requiring fracture fixation or orthopaedic corrective surgery
Orthopaedics | Trauma - Extramedullary fixation | Locking/combination plate | Locking/combination plate - Femur | Double Medical Technology Inc | Distal Medial Femoral L-Locking Plate, combi-holes, Right, 3 Holes | 026362003 | Standalone | DE0504080 | Patients requiring fracture fixation or orthopaedic corrective surgery
Orthopaedics | Trauma - Extramedullary fixation | Locking/combination plate | Locking/combination plate - Femur | Double Medical Technology Inc | Distal Medial Femoral L-Locking Plate, combi-holes, Right, 5 Holes | 026362005 | Standalone | DE0504080 | Patients requiring fracture fixation or orthopaedic corrective surgery
Orthopaedics | Trauma - Extramedullary fixation | Locking/combination plate | Locking/combination plate - Femur | Double Medical Technology Inc | Distal Medial Femoral L-Locking Plate, combi-holes, Right, 7 Holes | 026362007 | Standalone | DE0504080 | Patients requiring fracture fixation or orthopaedic corrective surgery
Orthopaedics | Trauma - Extramedullary fixation | Locking/combination plate | Locking/combination plate - Femur | Double Medical Technology Inc | Distal Medial Femoral Osteotomy Locking Plate, combi-holes, left | 026991004 | Standalone | DE0504080 | Patients requiring fracture fixation or orthopaedic corrective surgery
Orthopaedics | Trauma - Extramedullary fixation | Locking/combination plate | Locking/combination plate - Femur | Double Medical Technology Inc | Distal Medial Femoral Osteotomy Locking Plate, combi-holes, right | 026992004 | Standalone | DE0504080 | Patients requiring fracture fixation or orthopaedic corrective surgery
Orthopaedics | Trauma - Extramedullary fixation | Locking/combination plate | Locking/combination plate - Tibia | Double Medical Technology Inc | T-Locking Plate, combi-holes, 3 Holes | 020140003 | Standalone | DE0504080 | Patients requiring fracture fixation or orthopaedic corrective surgery
Orthopaedics | Trauma - Extramedullary fixation | Locking/combination plate | Locking/combination plate - Tibia | Double Medical Technology Inc | T-Locking Plate, combi-holes, 4 Holes | 020140004 | Standalone | DE0504080 | Patients requiring fracture fixation or orthopaedic corrective surgery
Orthopaedics | Trauma - Extramedullary fixation | Locking/combination plate | Locking/combination plate - Tibia | Double Medical Technology Inc | T-Locking Plate, combi-holes, 5 Holes | 020140005 | Standalone | DE0504080 | Patients requiring fracture fixation or orthopaedic corrective surgery
Orthopaedics | Trauma - Extramedullary fixation | Locking/combination plate | Locking/combination plate - Tibia | Double Medical Technology Inc | T-Locking Plate, combi-holes, 6 Holes | 020140006 | Standalone | DE0504080 | Patients requiring fracture fixation or orthopaedic corrective surgery
Orthopaedics | Trauma - Extramedullary fixation | Locking/combination plate | Locking/combination plate - Tibia | Double Medical Technology Inc | T-Locking Plate, combi-holes, 7 Holes | 020140007 | Standalone | DE0504080 | Patients requiring fracture fixation or orthopaedic corrective surgery
Orthopaedics | Trauma - Extramedullary fixation | Locking/combination plate | Locking/combination plate - Tibia | Double Medical Technology Inc | T-Locking Plate, combi-holes, 8 Holes | 020140008 | Standalone | DE0504080 | Patients requiring fracture fixation or orthopaedic corrective surgery
Orthopaedics | Trauma - Extramedullary fixation | Locking/combination plate | Locking/combination plate - Tibia | Double Medical Technology Inc | T-Buttress Locking Plate, combi-holes, 3 Holes | 020150003 | Standalone | DE0504080 | Patients requiring fracture fixation or orthopaedic corrective surgery
Orthopaedics | Trauma - Extramedullary fixation | Locking/combination plate | Locking/combination plate - Tibia | Double Medical Technology Inc | T-Buttress Locking Plate, combi-holes, 4 Holes | 020150004 | Standalone | DE0504080 | Patients requiring fracture fixation or orthopaedic corrective surgery
Orthopaedics | Trauma - Extramedullary fixation | Locking/combination plate | Locking/combination plate - Tibia | Double Medical Technology Inc | T-Buttress Locking Plate, combi-holes, 5 Holes | 020150005 | Standalone | DE0504080 | Patients requiring fracture fixation or orthopaedic corrective surgery
Orthopaedics | Trauma - Extramedullary fixation | Locking/combination plate | Locking/combination plate - Tibia | Double Medical Technology Inc | T-Buttress Locking Plate, combi-holes, 6 Holes | 020150006 | Standalone | DE0504080 | Patients requiring fracture fixation or orthopaedic corrective surgery
Orthopaedics | Trauma - Extramedullary fixation | Locking/combination plate | Locking/combination plate - Tibia | Double Medical Technology Inc | T-Buttress Locking Plate, combi-holes, 7 Holes | 020150007 | Standalone | DE0504080 | Patients requiring fracture fixation or orthopaedic corrective surgery
Orthopaedics | Trauma - Extramedullary fixation | Locking/combination plate | Locking/combination plate - Tibia | Double Medical Technology Inc | T-Buttress Locking Plate, combi-holes, 8 Holes | 020150008 | Standalone | DE0504080 | Patients requiring fracture fixation or orthopaedic corrective surgery
Orthopaedics | Trauma - Extramedullary fixation | Locking/combination plate | Locking/combination plate - Tibia | Double Medical Technology Inc | L-Buttress Locking Plate, combi-holes, Left, 3 Holes | 020161003 | Standalone | DE0504080 | Patients requiring fracture fixation or orthopaedic corrective surgery
Orthopaedics | Trauma - Extramedullary fixation | Locking/combination plate | Locking/combination plate - Tibia | Double Medical Technology Inc | L-Buttress Locking Plate, combi-holes, Left, 4 Holes | 020161004 | Standalone | DE0504080 | Patients requiring fracture fixation or orthopaedic corrective surgery
Orthopaedics | Trauma - Extramedullary fixation | Locking/combination plate | Locking/combination plate - Tibia | Double Medical Technology Inc | L-Buttress Locking Plate, combi-holes, Left, 5 Holes | 020161005 | Standalone | DE0504080 | Patients requiring fracture fixation or orthopaedic corrective surgery
Orthopaedics | Trauma - Extramedullary fixation | Locking/combination plate | Locking/combination plate - Tibia | Double Medical Technology Inc | L-Buttress Locking Plate, combi-holes, Left, 6 Holes | 020161006 | Standalone | DE0504080 | Patients requiring fracture fixation or orthopaedic corrective surgery
Orthopaedics | Trauma - Extramedullary fixation | Locking/combination plate | Locking/combination plate - Tibia | Double Medical Technology Inc | L-Buttress Locking Plate, combi-holes, Left, 7 Holes | 020161007 | Standalone | DE0504080 | Patients requiring fracture fixation or orthopaedic corrective surgery
Orthopaedics | Trauma - Extramedullary fixation | Locking/combination plate | Locking/combination plate - Tibia | Double Medical Technology Inc | L-Buttress Locking Plate, combi-holes, Left, 8 Holes | 020161008 | Standalone | DE0504080 | Patients requiring fracture fixation or orthopaedic corrective surgery
Orthopaedics | Trauma - Extramedullary fixation | Locking/combination plate | Locking/combination plate - Tibia | Double Medical Technology Inc | L-Buttress Locking Plate, combi-holes, Right, 3 Holes | 020162003 | Standalone | DE0504080 | Patients requiring fracture fixation or orthopaedic corrective surgery
Orthopaedics | Trauma - Extramedullary fixation | Locking/combination plate | Locking/combination plate - Tibia | Double Medical Technology Inc | L-Buttress Locking Plate, combi-holes, Right, 4 Holes | 020162004 | Standalone | DE0504080 | Patients requiring fracture fixation or orthopaedic corrective surgery
Orthopaedics | Trauma - Extramedullary fixation | Locking/combination plate | Locking/combination plate - Tibia | Double Medical Technology Inc | L-Buttress Locking Plate, combi-holes, Right, 5 Holes | 020162005 | Standalone | DE0504080 | Patients requiring fracture fixation or orthopaedic corrective surgery
Orthopaedics | Trauma - Extramedullary fixation | Locking/combination plate | Locking/combination plate - Tibia | Double Medical Technology Inc | L-Buttress Locking Plate, combi-holes, Right, 6 Holes | 020162006 | Standalone | DE0504080 | Patients requiring fracture fixation or orthopaedic corrective surgery
Orthopaedics | Trauma - Extramedullary fixation | Locking/combination plate | Locking/combination plate - Tibia | Double Medical Technology Inc | L-Buttress Locking Plate, combi-holes, Right, 7 Holes | 020162007 | Standalone | DE0504080 | Patients requiring fracture fixation or orthopaedic corrective surgery
Orthopaedics | Trauma - Extramedullary fixation | Locking/combination plate | Locking/combination plate - Tibia | Double Medical Technology Inc | L-Buttress Locking Plate, combi-holes, Right, 8 Holes | 020162008 | Standalone | DE0504080 | Patients requiring fracture fixation or orthopaedic corrective surgery
Orthopaedics | Trauma - Extramedullary fixation | Locking/combination plate | Locking/combination plate - Tibia | Double Medical Technology Inc | Posterior Medial Proximal Tibial Plate, combi-holes, 2 Holes | 021520002 | Standalone | DE0504080 | Patients requiring fracture fixation or orthopaedic corrective surgery
Orthopaedics | Trauma - Extramedullary fixation | Locking/combination plate | Locking/combination plate - Tibia | Double Medical Technology Inc | Posterior Medial Proximal Tibial Plate, combi-holes, 4 Holes | 021520004 | Standalone | DE0504080 | Patients requiring fracture fixation or orthopaedic corrective surgery
Orthopaedics | Trauma - Extramedullary fixation | Locking/combination plate | Locking/combination plate - Tibia | Double Medical Technology Inc | Posterior Medial Proximal Tibial Plate, combi-holes, 6 Holes | 021520006 | Standalone | DE0504080 | Patients requiring fracture fixation or orthopaedic corrective surgery
Orthopaedics | Trauma - Extramedullary fixation | Locking/combination plate | Locking/combination plate - Tibia | Double Medical Technology Inc | Posterior Medial Proximal Tibial Plate, combi-holes, 8 Holes | 021520008 | Standalone | DE0504080 | Patients requiring fracture fixation or orthopaedic corrective surgery
Orthopaedics | Trauma - Extramedullary fixation | Locking/combination plate | Locking/combination plate - Tibia | Double Medical Technology Inc | Proximal Plate for Posterior Tibial , Left, 3 Holes | 021691003 | Standalone | DE0504080 | Patients requiring fracture fixation or orthopaedic corrective surgery
Orthopaedics | Trauma - Extramedullary fixation | Locking/combination plate | Locking/combination plate - Tibia | Double Medical Technology Inc | Proximal Plate for Posterior Tibial , Left, 5 Holes | 021691005 | Standalone | DE0504080 | Patients requiring fracture fixation or orthopaedic corrective surgery
Orthopaedics | Trauma - Extramedullary fixation | Locking/combination plate | Locking/combination plate - Tibia | Double Medical Technology Inc | Proximal Plate for Posterior Tibial , Left, 7 Holes | 021691007 | Standalone | DE0504080 | Patients requiring fracture fixation or orthopaedic corrective surgery
Orthopaedics | Trauma - Extramedullary fixation | Locking/combination plate | Locking/combination plate - Tibia | Double Medical Technology Inc | Proximal Plate for Posterior Tibial , Right, 3 Holes | 021692003 | Standalone | DE0504080 | Patients requiring fracture fixation or orthopaedic corrective surgery
Orthopaedics | Trauma - Extramedullary fixation | Locking/combination plate | Locking/combination plate - Tibia | Double Medical Technology Inc | Proximal Plate for Posterior Tibial , Right, 5 Holes | 021692005 | Standalone | DE0504080 | Patients requiring fracture fixation or orthopaedic corrective surgery
Orthopaedics | Trauma - Extramedullary fixation | Locking/combination plate | Locking/combination plate - Tibia | Double Medical Technology Inc | Proximal Plate for Posterior Tibial , Right, 7 Holes | 021692007 | Standalone | DE0504080 | Patients requiring fracture fixation or orthopaedic corrective surgery
Orthopaedics | Trauma - Extramedullary fixation | Locking/combination plate | Locking/combination plate - Tibia | Double Medical Technology Inc | Proximal Lateral Tibial Locking Plate,Left, 5 Holes, T 4.6 | 021821005 | Standalone | DE0504080 | Patients requiring fracture fixation or orthopaedic corrective surgery
Orthopaedics | Trauma - Extramedullary fixation | Locking/combination plate | Locking/combination plate - Tibia | Double Medical Technology Inc | Proximal Lateral Tibial Locking Plate,Left, 6 Holes, T 4.6 | 021821006 | Standalone | DE0504080 | Patients requiring fracture fixation or orthopaedic corrective surgery
Orthopaedics | Trauma - Extramedullary fixation | Locking/combination plate | Locking/combination plate - Tibia | Double Medical Technology Inc | Proximal Lateral Tibial Locking Plate,Left, 7 Holes, T 4.6 | 021821007 | Standalone | DE0504080 | Patients requiring fracture fixation or orthopaedic corrective surgery
Orthopaedics | Trauma - Extramedullary fixation | Locking/combination plate | Locking/combination plate - Tibia | Double Medical Technology Inc | Proximal Lateral Tibial Locking Plate,Left, 8 Holes, T 4.6 | 021821008 | Standalone | DE0504080 | Patients requiring fracture fixation or orthopaedic corrective surgery
Orthopaedics | Trauma - Extramedullary fixation | Locking/combination plate | Locking/combination plate - Tibia | Double Medical Technology Inc | Proximal Lateral Tibial Locking Plate,Left, 9 Holes, T 4.6 | 021821009 | Standalone | DE0504080 | Patients requiring fracture fixation or orthopaedic corrective surgery
Orthopaedics | Trauma - Extramedullary fixation | Locking/combination plate | Locking/combination plate - Tibia | Double Medical Technology Inc | Proximal Lateral Tibial Locking Plate,Left, 10 Holes, T 4.6 | 021821010 | Standalone | DE0504080 | Patients requiring fracture fixation or orthopaedic corrective surgery
Orthopaedics | Trauma - Extramedullary fixation | Locking/combination plate | Locking/combination plate - Tibia | Double Medical Technology Inc | Proximal Lateral Tibial Locking Plate,Left, 11 Holes, T 4.6 | 021821011 | Standalone | DE0504080 | Patients requiring fracture fixation or orthopaedic corrective surgery
Orthopaedics | Trauma - Extramedullary fixation | Locking/combination plate | Locking/combination plate - Tibia | Double Medical Technology Inc | Proximal Lateral Tibial Locking Plate,Left, 12 Holes, T 4.6 | 021821012 | Standalone | DE0504080 | Patients requiring fracture fixation or orthopaedic corrective surgery
Orthopaedics | Trauma - Extramedullary fixation | Locking/combination plate | Locking/combination plate - Tibia | Double Medical Technology Inc | Proximal Lateral Tibial Locking Plate,Left, 13 Holes, T 4.6 | 021821013 | Standalone | DE0504080 | Patients requiring fracture fixation or orthopaedic corrective surgery
Orthopaedics | Trauma - Extramedullary fixation | Locking/combination plate | Locking/combination plate - Tibia | Double Medical Technology Inc | Proximal Lateral Tibial Locking Plate,Right, 3 Holes, T 4.6 | 021822003 | Standalone | DE0504080 | Patients requiring fracture fixation or orthopaedic corrective surgery
Orthopaedics | Trauma - Extramedullary fixation | Locking/combination plate | Locking/combination plate - Tibia | Double Medical Technology Inc | Proximal Lateral Tibial Locking Plate,Right, 4 Holes, T 4.6 | 021822004 | Standalone | DE0504080 | Patients requiring fracture fixation or orthopaedic corrective surgery
Orthopaedics | Trauma - Extramedullary fixation | Locking/combination plate | Locking/combination plate - Tibia | Double Medical Technology Inc | Proximal Lateral Tibial Locking Plate,Right, 5 Holes, T 4.6 | 021822005 | Standalone | DE0504080 | Patients requiring fracture fixation or orthopaedic corrective surgery
Orthopaedics | Trauma - Extramedullary fixation | Locking/combination plate | Locking/combination plate - Tibia | Double Medical Technology Inc | Proximal Lateral Tibial Locking Plate,Right, 6 Holes, T 4.6 | 021822006 | Standalone | DE0504080 | Patients requiring fracture fixation or orthopaedic corrective surgery
Orthopaedics | Trauma - Extramedullary fixation | Locking/combination plate | Locking/combination plate - Tibia | Double Medical Technology Inc | Proximal Lateral Tibial Locking Plate,Right, 7 Holes, T 4.6 | 021822007 | Standalone | DE0504080 | Patients requiring fracture fixation or orthopaedic corrective surgery
Orthopaedics | Trauma - Extramedullary fixation | Locking/combination plate | Locking/combination plate - Tibia | Double Medical Technology Inc | Proximal Lateral Tibial Locking Plate,Right, 8 Holes, T 4.6 | 021822008 | Standalone | DE0504080 | Patients requiring fracture fixation or orthopaedic corrective surgery
Orthopaedics | Trauma - Extramedullary fixation | Locking/combination plate | Locking/combination plate - Tibia | Double Medical Technology Inc | Proximal Lateral Tibial Locking Plate,Right, 9 Holes, T 4.6 | 021822009 | Standalone | DE0504080 | Patients requiring fracture fixation or orthopaedic corrective surgery
Orthopaedics | Trauma - Extramedullary fixation | Locking/combination plate | Locking/combination plate - Tibia | Double Medical Technology Inc | Proximal Lateral Tibial Locking Plate,Right, 10 Holes, T 4.6 | 021822010 | Standalone | DE0504080 | Patients requiring fracture fixation or orthopaedic corrective surgery
Orthopaedics | Trauma - Extramedullary fixation | Locking/combination plate | Locking/combination plate - Tibia | Double Medical Technology Inc | Proximal Lateral Tibial Locking Plate,Right, 11 Holes, T 4.6 | 021822011 | Standalone | DE0504080 | Patients requiring fracture fixation or orthopaedic corrective surgery
Orthopaedics | Trauma - Extramedullary fixation | Locking/combination plate | Locking/combination plate - Tibia | Double Medical Technology Inc | Proximal Lateral Tibial Locking Plate,Right, 12 Holes, T 4.6 | 021822012 | Standalone | DE0504080 | Patients requiring fracture fixation or orthopaedic corrective surgery
Orthopaedics | Trauma - Extramedullary fixation | Locking/combination plate | Locking/combination plate - Tibia | Double Medical Technology Inc | Proximal Lateral Tibial Locking Plate,Right, 13 Holes, T 4.6 | 021822013 | Standalone | DE0504080 | Patients requiring fracture fixation or orthopaedic corrective surgery
Orthopaedics | Trauma - Extramedullary fixation | Locking/combination plate | Locking/combination plate - Tibia | Double Medical Technology Inc | Proximal Lateral Tibial L-Locking Plate, combi-holes, Left, 5 Holes | 025881005 | Standalone | DE0504080 | Patients requiring fracture fixation or orthopaedic corrective surgery
Orthopaedics | Trauma - Extramedullary fixation | Locking/combination plate | Locking/combination plate - Tibia | Double Medical Technology Inc | Proximal Lateral Tibial L-Locking Plate, combi-holes, Left, 7 Holes | 025881007 | Standalone | DE0504080 | Patients requiring fracture fixation or orthopaedic corrective surgery
Orthopaedics | Trauma - Extramedullary fixation | Locking/combination plate | Locking/combination plate - Tibia | Double Medical Technology Inc | Proximal Lateral Tibial L-Locking Plate, combi-holes, Left, 9 Holes | 025881009 | Standalone | DE0504080 | Patients requiring fracture fixation or orthopaedic corrective surgery
Orthopaedics | Trauma - Extramedullary fixation | Locking/combination plate | Locking/combination plate - Tibia | Double Medical Technology Inc | Proximal Lateral Tibial L-Locking Plate, combi-holes, Left, 11 Holes | 025881011 | Standalone | DE0504080 | Patients requiring fracture fixation or orthopaedic corrective surgery
Orthopaedics | Trauma - Extramedullary fixation | Locking/combination plate | Locking/combination plate - Tibia | Double Medical Technology Inc | Proximal Lateral Tibial L-Locking Plate, combi-holes, Left, 13 Holes | 025881013 | Standalone | DE0504080 | Patients requiring fracture fixation or orthopaedic corrective surgery
Orthopaedics | Trauma - Extramedullary fixation | Locking/combination plate | Locking/combination plate - Tibia | Double Medical Technology Inc | Proximal Lateral Tibial L-Locking Plate, combi-holes, Left, 15 Holes | 025881015 | Standalone | DE0504080 | Patients requiring fracture fixation or orthopaedic corrective surgery
Orthopaedics | Trauma - Extramedullary fixation | Locking/combination plate | Locking/combination plate - Tibia | Double Medical Technology Inc | Proximal Lateral Tibial L-Locking Plate, combi-holes, Left, 17 Holes | 025881017 | Standalone | DE0504080 | Patients requiring fracture fixation or orthopaedic corrective surgery
Orthopaedics | Trauma - Extramedullary fixation | Locking/combination plate | Locking/combination plate - Tibia | Double Medical Technology Inc | Proximal Lateral Tibial L-Locking Plate, combi-holes, Right, 5 Holes | 025882005 | Standalone | DE0504080 | Patients requiring fracture fixation or orthopaedic corrective surgery
Orthopaedics | Trauma - Extramedullary fixation | Locking/combination plate | Locking/combination plate - Tibia | Double Medical Technology Inc | Proximal Lateral Tibial L-Locking Plate, combi-holes, Right, 7 Holes | 025882007 | Standalone | DE0504080 | Patients requiring fracture fixation or orthopaedic corrective surgery
Orthopaedics | Trauma - Extramedullary fixation | Locking/combination plate | Locking/combination plate - Tibia | Double Medical Technology Inc | Proximal Lateral Tibial L-Locking Plate, combi-holes, Right, 9 Holes | 025882009 | Standalone | DE0504080 | Patients requiring fracture fixation or orthopaedic corrective surgery
Orthopaedics | Trauma - Extramedullary fixation | Locking/combination plate | Locking/combination plate - Tibia | Double Medical Technology Inc | Proximal Lateral Tibial L-Locking Plate, combi-holes, Right, 11 Holes | 025882011 | Standalone | DE0504080 | Patients requiring fracture fixation or orthopaedic corrective surgery
Orthopaedics | Trauma - Extramedullary fixation | Locking/combination plate | Locking/combination plate - Tibia | Double Medical Technology Inc | Proximal Lateral Tibial L-Locking Plate, combi-holes, Right, 13 Holes | 025882013 | Standalone | DE0504080 | Patients requiring fracture fixation or orthopaedic corrective surgery
Orthopaedics | Trauma - Extramedullary fixation | Locking/combination plate | Locking/combination plate - Tibia | Double Medical Technology Inc | Proximal Lateral Tibial L-Locking Plate, combi-holes, Right, 15 Holes | 025882015 | Standalone | DE0504080 | Patients requiring fracture fixation or orthopaedic corrective surgery
Orthopaedics | Trauma - Extramedullary fixation | Locking/combination plate | Locking/combination plate - Tibia | Double Medical Technology Inc | Proximal Lateral Tibial L-Locking Plate, combi-holes, Right, 17 Holes | 025882017 | Standalone | DE0504080 | Patients requiring fracture fixation or orthopaedic corrective surgery
Orthopaedics | Trauma - Extramedullary fixation | Locking/combination plate | Locking/combination plate - Tibia | Double Medical Technology Inc | Proximal Lateral Tibial Osteotomy Locking Plate,Left, 3 Holes | 022991003 | Standalone | DE0504080 | Patients requiring fracture fixation or orthopaedic corrective surgery
Orthopaedics | Trauma - Extramedullary fixation | Locking/combination plate | Locking/combination plate - Tibia | Double Medical Technology Inc | Proximal Lateral Tibial Osteotomy Locking Plate,Left, 5 Holes | 022991005 | Standalone | DE0504080 | Patients requiring fracture fixation or orthopaedic corrective surgery
Orthopaedics | Trauma - Extramedullary fixation | Locking/combination plate | Locking/combination plate - Tibia | Double Medical Technology Inc | Proximal Lateral Tibial Osteotomy Locking Plate,Left, 7 Holes | 022991007 | Standalone | DE0504080 | Patients requiring fracture fixation or orthopaedic corrective surgery
Orthopaedics | Trauma - Extramedullary fixation | Locking/combination plate | Locking/combination plate - Tibia | Double Medical Technology Inc | Proximal Lateral Tibial Osteotomy Locking Plate,Left, 9 Holes | 022991009 | Standalone | DE0504080 | Patients requiring fracture fixation or orthopaedic corrective surgery
Orthopaedics | Trauma - Extramedullary fixation | Locking/combination plate | Locking/combination plate - Tibia | Double Medical Technology Inc | Proximal Lateral Tibial Osteotomy Locking Plate,Left, 11 Holes | 022991011 | Standalone | DE0504080 | Patients requiring fracture fixation or orthopaedic corrective surgery
Orthopaedics | Trauma - Extramedullary fixation | Locking/combination plate | Locking/combination plate - Tibia | Double Medical Technology Inc | Proximal Lateral Tibial Osteotomy Locking Plate,Left, 13 Holes | 022991013 | Standalone | DE0504080 | Patients requiring fracture fixation or orthopaedic corrective surgery
Orthopaedics | Trauma - Extramedullary fixation | Locking/combination plate | Locking/combination plate - Tibia | Double Medical Technology Inc | Proximal Lateral Tibial Osteotomy Locking Plate,Right, 3 Holes | 022992003 | Standalone | DE0504080 | Patients requiring fracture fixation or orthopaedic corrective surgery
Orthopaedics | Trauma - Extramedullary fixation | Locking/combination plate | Locking/combination plate - Tibia | Double Medical Technology Inc | Proximal Lateral Tibial Osteotomy Locking Plate,Right, 5 Holes | 022992005 | Standalone | DE0504080 | Patients requiring fracture fixation or orthopaedic corrective surgery
Orthopaedics | Trauma - Extramedullary fixation | Locking/combination plate | Locking/combination plate - Tibia | Double Medical Technology Inc | Proximal Lateral Tibial Osteotomy Locking Plate,Right, 7 Holes | 022992007 | Standalone | DE0504080 | Patients requiring fracture fixation or orthopaedic corrective surgery
Orthopaedics | Trauma - Extramedullary fixation | Locking/combination plate | Locking/combination plate - Tibia | Double Medical Technology Inc | Proximal Lateral Tibial Osteotomy Locking Plate,Right, 9 Holes | 022992009 | Standalone | DE0504080 | Patients requiring fracture fixation or orthopaedic corrective surgery
Orthopaedics | Trauma - Extramedullary fixation | Locking/combination plate | Locking/combination plate - Tibia | Double Medical Technology Inc | Proximal Lateral Tibial Osteotomy Locking Plate,Right, 11 Holes | 022992011 | Standalone | DE0504080 | Patients requiring fracture fixation or orthopaedic corrective surgery
Orthopaedics | Trauma - Extramedullary fixation | Locking/combination plate | Locking/combination plate - Tibia | Double Medical Technology Inc | Proximal Lateral Tibial Osteotomy Locking Plate,Right, 13 Holes | 022992013 | Standalone | DE0504080 | Patients requiring fracture fixation or orthopaedic corrective surgery
Orthopaedics | Trauma - Extramedullary fixation | Locking/combination plate | Locking/combination plate - Tibia | Double Medical Technology Inc | Proximal Medial Tibial Osteotomy Locking Plate, combi-holes, 4 Holes | 022360004 | Standalone | DE0504080 | Patients requiring fracture fixation or orthopaedic corrective surgery
Orthopaedics | Trauma - Extramedullary fixation | Locking/combination plate | Locking/combination plate - Tibia | Double Medical Technology Inc | Proximal Medial Tibial T-Locking Plate, combi-holes, Left, 4 Holes | 025991004 | Standalone | DE0504080 | Patients requiring fracture fixation or orthopaedic corrective surgery
Orthopaedics | Trauma - Extramedullary fixation | Locking/combination plate | Locking/combination plate - Tibia | Double Medical Technology Inc | Proximal Medial Tibial T-Locking Plate, combi-holes, Left, 6 Holes | 025991006 | Standalone | DE0504080 | Patients requiring fracture fixation or orthopaedic corrective surgery
Orthopaedics | Trauma - Extramedullary fixation | Locking/combination plate | Locking/combination plate - Tibia | Double Medical Technology Inc | Proximal Medial Tibial T-Locking Plate, combi-holes, Left, 8 Holes | 025991008 | Standalone | DE0504080 | Patients requiring fracture fixation or orthopaedic corrective surgery
Orthopaedics | Trauma - Extramedullary fixation | Locking/combination plate | Locking/combination plate - Tibia | Double Medical Technology Inc | Proximal Medial Tibial T-Locking Plate, combi-holes, Left, 10 Holes | 025991010 | Standalone | DE0504080 | Patients requiring fracture fixation or orthopaedic corrective surgery
Orthopaedics | Trauma - Extramedullary fixation | Locking/combination plate | Locking/combination plate - Tibia | Double Medical Technology Inc | Proximal Medial Tibial T-Locking Plate, combi-holes, Left, 12 Holes | 025991012 | Standalone | DE0504080 | Patients requiring fracture fixation or orthopaedic corrective surgery
Orthopaedics | Trauma - Extramedullary fixation | Locking/combination plate | Locking/combination plate - Tibia | Double Medical Technology Inc | Proximal Medial Tibial T-Locking Plate, combi-holes, Left, 14 Holes | 025991014 | Standalone | DE0504080 | Patients requiring fracture fixation or orthopaedic corrective surgery
Orthopaedics | Trauma - Extramedullary fixation | Locking/combination plate | Locking/combination plate - Tibia | Double Medical Technology Inc | Proximal Medial Tibial T-Locking Plate, combi-holes, Left, 16 Holes | 025991016 | Standalone | DE0504080 | Patients requiring fracture fixation or orthopaedic corrective surgery
Orthopaedics | Trauma - Extramedullary fixation | Locking/combination plate | Locking/combination plate - Tibia | Double Medical Technology Inc | Proximal Medial Tibial T-Locking Plate, combi-holes, Right, 4 Holes | 025992004 | Standalone | DE0504080 | Patients requiring fracture fixation or orthopaedic corrective surgery
Orthopaedics | Trauma - Extramedullary fixation | Locking/combination plate | Locking/combination plate - Tibia | Double Medical Technology Inc | Proximal Medial Tibial T-Locking Plate, combi-holes, Right, 6 Holes | 025992006 | Standalone | DE0504080 | Patients requiring fracture fixation or orthopaedic corrective surgery
Orthopaedics | Trauma - Extramedullary fixation | Locking/combination plate | Locking/combination plate - Tibia | Double Medical Technology Inc | Proximal Medial Tibial T-Locking Plate, combi-holes, Right, 8 Holes | 025992008 | Standalone | DE0504080 | Patients requiring fracture fixation or orthopaedic corrective surgery
Orthopaedics | Trauma - Extramedullary fixation | Locking/combination plate | Locking/combination plate - Tibia | Double Medical Technology Inc | Proximal Medial Tibial T-Locking Plate, combi-holes, Right, 10 Holes | 025992010 | Standalone | DE0504080 | Patients requiring fracture fixation or orthopaedic corrective surgery
Orthopaedics | Trauma - Extramedullary fixation | Locking/combination plate | Locking/combination plate - Tibia | Double Medical Technology Inc | Proximal Medial Tibial T-Locking Plate, combi-holes, Right, 12 Holes | 025992012 | Standalone | DE0504080 | Patients requiring fracture fixation or orthopaedic corrective surgery
Orthopaedics | Trauma - Extramedullary fixation | Locking/combination plate | Locking/combination plate - Tibia | Double Medical Technology Inc | Proximal Medial Tibial T-Locking Plate, combi-holes, Right, 14 Holes | 025992014 | Standalone | DE0504080 | Patients requiring fracture fixation or orthopaedic corrective surgery
Orthopaedics | Trauma - Extramedullary fixation | Locking/combination plate | Locking/combination plate - Tibia | Double Medical Technology Inc | Proximal Medial Tibial T-Locking Plate, combi-holes, Right, 16 Holes | 025992016 | Standalone | DE0504080 | Patients requiring fracture fixation or orthopaedic corrective surgery
Orthopaedics | Trauma - Extramedullary fixation | Locking/combination plate | Locking/combination plate - Tibia | Double Medical Technology Inc | Proximal Lateral Tibial , standard bend, Left, 5 Holes | 027571005 | Standalone | DE0504080 | Patients requiring fracture fixation or orthopaedic corrective surgery
Orthopaedics | Trauma - Extramedullary fixation | Locking/combination plate | Locking/combination plate - Tibia | Double Medical Technology Inc | Proximal Lateral Tibial , standard bend, Left, 7 Holes | 027571007 | Standalone | DE0504080 | Patients requiring fracture fixation or orthopaedic corrective surgery
Orthopaedics | Trauma - Extramedullary fixation | Locking/combination plate | Locking/combination plate - Tibia | Double Medical Technology Inc | Proximal Lateral Tibial , standard bend, Left, 9 Holes | 027571009 | Standalone | DE0504080 | Patients requiring fracture fixation or orthopaedic corrective surgery
Orthopaedics | Trauma - Extramedullary fixation | Locking/combination plate | Locking/combination plate - Tibia | Double Medical Technology Inc | Proximal Lateral Tibial , standard bend, Left, 11 Holes | 027571011 | Standalone | DE0504080 | Patients requiring fracture fixation or orthopaedic corrective surgery
Orthopaedics | Trauma - Extramedullary fixation | Locking/combination plate | Locking/combination plate - Tibia | Double Medical Technology Inc | Proximal Lateral Tibial , standard bend, Left, 13 Holes | 027571013 | Standalone | DE0504080 | Patients requiring fracture fixation or orthopaedic corrective surgery
Orthopaedics | Trauma - Extramedullary fixation | Locking/combination plate | Locking/combination plate - Tibia | Double Medical Technology Inc | Proximal Lateral Tibial , standard bend, Left, 15 Holes | 027571015 | Standalone | DE0504080 | Patients requiring fracture fixation or orthopaedic corrective surgery
Orthopaedics | Trauma - Extramedullary fixation | Locking/combination plate | Locking/combination plate - Tibia | Double Medical Technology Inc | Proximal Lateral Tibial , standard bend, Left, 16 Holes | 027571016 | Standalone | DE0504080 | Patients requiring fracture fixation or orthopaedic corrective surgery
Orthopaedics | Trauma - Extramedullary fixation | Locking/combination plate | Locking/combination plate - Tibia | Double Medical Technology Inc | Proximal Lateral Tibial , standard bend, Right, 5 Holes | 027572005 | Standalone | DE0504080 | Patients requiring fracture fixation or orthopaedic corrective surgery
Orthopaedics | Trauma - Extramedullary fixation | Locking/combination plate | Locking/combination plate - Tibia | Double Medical Technology Inc | Proximal Lateral Tibial , standard bend, Right, 7 Holes | 027572007 | Standalone | DE0504080 | Patients requiring fracture fixation or orthopaedic corrective surgery
Orthopaedics | Trauma - Extramedullary fixation | Locking/combination plate | Locking/combination plate - Tibia | Double Medical Technology Inc | Proximal Lateral Tibial , standard bend, Right, 9 Holes | 027572009 | Standalone | DE0504080 | Patients requiring fracture fixation or orthopaedic corrective surgery
Orthopaedics | Trauma - Extramedullary fixation | Locking/combination plate | Locking/combination plate - Tibia | Double Medical Technology Inc | Proximal Lateral Tibial , standard bend, Right, 11 Holes | 027572011 | Standalone | DE0504080 | Patients requiring fracture fixation or orthopaedic corrective surgery
Orthopaedics | Trauma - Extramedullary fixation | Locking/combination plate | Locking/combination plate - Tibia | Double Medical Technology Inc | Proximal Lateral Tibial , standard bend, Right, 13 Holes | 027572013 | Standalone | DE0504080 | Patients requiring fracture fixation or orthopaedic corrective surgery
Orthopaedics | Trauma - Extramedullary fixation | Locking/combination plate | Locking/combination plate - Tibia | Double Medical Technology Inc | Proximal Lateral Tibial , standard bend, Right, 15 Holes | 027572015 | Standalone | DE0504080 | Patients requiring fracture fixation or orthopaedic corrective surgery
Orthopaedics | Trauma - Extramedullary fixation | Locking/combination plate | Locking/combination plate - Tibia | Double Medical Technology Inc | Proximal Lateral Tibial , standard bend, Right, 16 Holes | 027572016 | Standalone | DE0504080 | Patients requiring fracture fixation or orthopaedic corrective surgery
Orthopaedics | Trauma - Extramedullary fixation | Locking/combination plate | Locking/combination plate - Tibia | Double Medical Technology Inc | Lateral Tibial Head Buttress , combi-holes, Left, 3 Holes | 021441003 | Standalone | DE0504080 | Patients requiring fracture fixation or orthopaedic corrective surgery
Orthopaedics | Trauma - Extramedullary fixation | Locking/combination plate | Locking/combination plate - Tibia | Double Medical Technology Inc | Lateral Tibial Head Buttress , combi-holes, Left, 4 Holes | 021441004 | Standalone | DE0504080 | Patients requiring fracture fixation or orthopaedic corrective surgery
Orthopaedics | Trauma - Extramedullary fixation | Locking/combination plate | Locking/combination plate - Tibia | Double Medical Technology Inc | Lateral Tibial Head Buttress , combi-holes, Left, 5 Holes | 021441005 | Standalone | DE0504080 | Patients requiring fracture fixation or orthopaedic corrective surgery
Orthopaedics | Trauma - Extramedullary fixation | Locking/combination plate | Locking/combination plate - Tibia | Double Medical Technology Inc | Lateral Tibial Head Buttress , combi-holes, Left, 6 Holes | 021441006 | Standalone | DE0504080 | Patients requiring fracture fixation or orthopaedic corrective surgery
Orthopaedics | Trauma - Extramedullary fixation | Locking/combination plate | Locking/combination plate - Tibia | Double Medical Technology Inc | Lateral Tibial Head Buttress , combi-holes, Left, 7 Holes | 021441007 | Standalone | DE0504080 | Patients requiring fracture fixation or orthopaedic corrective surgery
Orthopaedics | Trauma - Extramedullary fixation | Locking/combination plate | Locking/combination plate - Tibia | Double Medical Technology Inc | Lateral Tibial Head Buttress , combi-holes, Left, 8 Holes | 021441008 | Standalone | DE0504080 | Patients requiring fracture fixation or orthopaedic corrective surgery
Orthopaedics | Trauma - Extramedullary fixation | Locking/combination plate | Locking/combination plate - Tibia | Double Medical Technology Inc | Lateral Tibial Head Buttress , combi-holes, Left, 9 Holes | 021441009 | Standalone | DE0504080 | Patients requiring fracture fixation or orthopaedic corrective surgery
Orthopaedics | Trauma - Extramedullary fixation | Locking/combination plate | Locking/combination plate - Tibia | Double Medical Technology Inc | Lateral Tibial Head Buttress , combi-holes, Left, 10 Holes | 021441010 | Standalone | DE0504080 | Patients requiring fracture fixation or orthopaedic corrective surgery
Orthopaedics | Trauma - Extramedullary fixation | Locking/combination plate | Locking/combination plate - Tibia | Double Medical Technology Inc | Lateral Tibial Head Buttress , combi-holes, Left, 11 Holes | 021441011 | Standalone | DE0504080 | Patients requiring fracture fixation or orthopaedic corrective surgery
Orthopaedics | Trauma - Extramedullary fixation | Locking/combination plate | Locking/combination plate - Tibia | Double Medical Technology Inc | Lateral Tibial Head Buttress , combi-holes, Left, 12 Holes | 021441012 | Standalone | DE0504080 | Patients requiring fracture fixation or orthopaedic corrective surgery
Orthopaedics | Trauma - Extramedullary fixation | Locking/combination plate | Locking/combination plate - Tibia | Double Medical Technology Inc | Lateral Tibial Head Buttress , combi-holes, Left, 13 Holes | 021441013 | Standalone | DE0504080 | Patients requiring fracture fixation or orthopaedic corrective surgery
Orthopaedics | Trauma - Extramedullary fixation | Locking/combination plate | Locking/combination plate - Tibia | Double Medical Technology Inc | Lateral Tibial Head Buttress , combi-holes, Left, 14 Holes | 021441014 | Standalone | DE0504080 | Patients requiring fracture fixation or orthopaedic corrective surgery
Orthopaedics | Trauma - Extramedullary fixation | Locking/combination plate | Locking/combination plate - Tibia | Double Medical Technology Inc | Lateral Tibial Head Buttress , combi-holes, Left, 15 Holes | 021441015 | Standalone | DE0504080 | Patients requiring fracture fixation or orthopaedic corrective surgery
Orthopaedics | Trauma - Extramedullary fixation | Locking/combination plate | Locking/combination plate - Tibia | Double Medical Technology Inc | Lateral Tibial Head Buttress , combi-holes, Left, 16 Holes | 021441016 | Standalone | DE0504080 | Patients requiring fracture fixation or orthopaedic corrective surgery
Orthopaedics | Trauma - Extramedullary fixation | Locking/combination plate | Locking/combination plate - Tibia | Double Medical Technology Inc | Lateral Tibial Head Buttress , combi-holes, Right, 3 Holes | 021442003 | Standalone | DE0504080 | Patients requiring fracture fixation or orthopaedic corrective surgery
Orthopaedics | Trauma - Extramedullary fixation | Locking/combination plate | Locking/combination plate - Tibia | Double Medical Technology Inc | Lateral Tibial Head Buttress , combi-holes, Right, 4 Holes | 021442004 | Standalone | DE0504080 | Patients requiring fracture fixation or orthopaedic corrective surgery
Orthopaedics | Trauma - Extramedullary fixation | Locking/combination plate | Locking/combination plate - Tibia | Double Medical Technology Inc | Lateral Tibial Head Buttress , combi-holes, Right, 5 Holes | 021442005 | Standalone | DE0504080 | Patients requiring fracture fixation or orthopaedic corrective surgery
Orthopaedics | Trauma - Extramedullary fixation | Locking/combination plate | Locking/combination plate - Tibia | Double Medical Technology Inc | Lateral Tibial Head Buttress , combi-holes, Right, 6 Holes | 021442006 | Standalone | DE0504080 | Patients requiring fracture fixation or orthopaedic corrective surgery
Orthopaedics | Trauma - Extramedullary fixation | Locking/combination plate | Locking/combination plate - Tibia | Double Medical Technology Inc | Lateral Tibial Head Buttress , combi-holes, Right, 7 Holes | 021442007 | Standalone | DE0504080 | Patients requiring fracture fixation or orthopaedic corrective surgery
Orthopaedics | Trauma - Extramedullary fixation | Locking/combination plate | Locking/combination plate - Tibia | Double Medical Technology Inc | Lateral Tibial Head Buttress , combi-holes, Right, 8 Holes | 021442008 | Standalone | DE0504080 | Patients requiring fracture fixation or orthopaedic corrective surgery
Orthopaedics | Trauma - Extramedullary fixation | Locking/combination plate | Locking/combination plate - Tibia | Double Medical Technology Inc | Lateral Tibial Head Buttress , combi-holes, Right, 9 Holes | 021442009 | Standalone | DE0504080 | Patients requiring fracture fixation or orthopaedic corrective surgery
Orthopaedics | Trauma - Extramedullary fixation | Locking/combination plate | Locking/combination plate - Tibia | Double Medical Technology Inc | Lateral Tibial Head Buttress , combi-holes, Right, 10 Holes | 021442010 | Standalone | DE0504080 | Patients requiring fracture fixation or orthopaedic corrective surgery
Orthopaedics | Trauma - Extramedullary fixation | Locking/combination plate | Locking/combination plate - Tibia | Double Medical Technology Inc | Lateral Tibial Head Buttress , combi-holes, Right, 11 Holes | 021442011 | Standalone | DE0504080 | Patients requiring fracture fixation or orthopaedic corrective surgery
Orthopaedics | Trauma - Extramedullary fixation | Locking/combination plate | Locking/combination plate - Tibia | Double Medical Technology Inc | Lateral Tibial Head Buttress , combi-holes, Right, 12 Holes | 021442012 | Standalone | DE0504080 | Patients requiring fracture fixation or orthopaedic corrective surgery
Orthopaedics | Trauma - Extramedullary fixation | Locking/combination plate | Locking/combination plate - Tibia | Double Medical Technology Inc | Lateral Tibial Head Buttress , combi-holes, Right, 13 Holes | 021442013 | Standalone | DE0504080 | Patients requiring fracture fixation or orthopaedic corrective surgery
Orthopaedics | Trauma - Extramedullary fixation | Locking/combination plate | Locking/combination plate - Tibia | Double Medical Technology Inc | Lateral Tibial Head Buttress , combi-holes, Right, 14 Holes | 021442014 | Standalone | DE0504080 | Patients requiring fracture fixation or orthopaedic corrective surgery
Orthopaedics | Trauma - Extramedullary fixation | Locking/combination plate | Locking/combination plate - Tibia | Double Medical Technology Inc | Lateral Tibial Head Buttress , combi-holes, Right, 15 Holes | 021442015 | Standalone | DE0504080 | Patients requiring fracture fixation or orthopaedic corrective surgery
Orthopaedics | Trauma - Extramedullary fixation | Locking/combination plate | Locking/combination plate - Tibia | Double Medical Technology Inc | Lateral Tibial Head Buttress , combi-holes, Right, 16 Holes | 021442016 | Standalone | DE0504080 | Patients requiring fracture fixation or orthopaedic corrective surgery
Orthopaedics | Trauma - Extramedullary fixation | Locking/combination plate | Locking/combination plate - Tibia | Double Medical Technology Inc | Low Profile Distal Medial Tibial Locking Plate, Left, 4 Holes | 021501004 | Standalone | DE0504080 | Patients requiring fracture fixation or orthopaedic corrective surgery
Orthopaedics | Trauma - Extramedullary fixation | Locking/combination plate | Locking/combination plate - Tibia | Double Medical Technology Inc | Low Profile Distal Medial Tibial Locking Plate, Left, 6 Holes | 021501006 | Standalone | DE0504080 | Patients requiring fracture fixation or orthopaedic corrective surgery
Orthopaedics | Trauma - Extramedullary fixation | Locking/combination plate | Locking/combination plate - Tibia | Double Medical Technology Inc | Low Profile Distal Medial Tibial Locking Plate, Left, 8 Holes | 021501008 | Standalone | DE0504080 | Patients requiring fracture fixation or orthopaedic corrective surgery
Orthopaedics | Trauma - Extramedullary fixation | Locking/combination plate | Locking/combination plate - Tibia | Double Medical Technology Inc | Low Profile Distal Medial Tibial Locking Plate, Left, 10 Holes | 021501010 | Standalone | DE0504080 | Patients requiring fracture fixation or orthopaedic corrective surgery
Orthopaedics | Trauma - Extramedullary fixation | Locking/combination plate | Locking/combination plate - Tibia | Double Medical Technology Inc | Low Profile Distal Medial Tibial Locking Plate, Left, 12 Holes | 021501012 | Standalone | DE0504080 | Patients requiring fracture fixation or orthopaedic corrective surgery
Orthopaedics | Trauma - Extramedullary fixation | Locking/combination plate | Locking/combination plate - Tibia | Double Medical Technology Inc | Low Profile Distal Medial Tibial Locking Plate, Left, 14 Holes | 021501014 | Standalone | DE0504080 | Patients requiring fracture fixation or orthopaedic corrective surgery
Orthopaedics | Trauma - Extramedullary fixation | Locking/combination plate | Locking/combination plate - Tibia | Double Medical Technology Inc | Low Profile Distal Medial Tibial Locking Plate, Right, 4 Holes | 021502004 | Standalone | DE0504080 | Patients requiring fracture fixation or orthopaedic corrective surgery
Orthopaedics | Trauma - Extramedullary fixation | Locking/combination plate | Locking/combination plate - Tibia | Double Medical Technology Inc | Low Profile Distal Medial Tibial Locking Plate, Right, 6 Holes | 021502006 | Standalone | DE0504080 | Patients requiring fracture fixation or orthopaedic corrective surgery
Orthopaedics | Trauma - Extramedullary fixation | Locking/combination plate | Locking/combination plate - Tibia | Double Medical Technology Inc | Low Profile Distal Medial Tibial Locking Plate, Right, 8 Holes | 021502008 | Standalone | DE0504080 | Patients requiring fracture fixation or orthopaedic corrective surgery
Orthopaedics | Trauma - Extramedullary fixation | Locking/combination plate | Locking/combination plate - Tibia | Double Medical Technology Inc | Low Profile Distal Medial Tibial Locking Plate, Right, 10 Holes | 021502010 | Standalone | DE0504080 | Patients requiring fracture fixation or orthopaedic corrective surgery
Orthopaedics | Trauma - Extramedullary fixation | Locking/combination plate | Locking/combination plate - Tibia | Double Medical Technology Inc | Low Profile Distal Medial Tibial Locking Plate, Right, 12 Holes | 021502012 | Standalone | DE0504080 | Patients requiring fracture fixation or orthopaedic corrective surgery
Orthopaedics | Trauma - Extramedullary fixation | Locking/combination plate | Locking/combination plate - Tibia | Double Medical Technology Inc | Low Profile Distal Medial Tibial Locking Plate, Right, 14 Holes | 021502014 | Standalone | DE0504080 | Patients requiring fracture fixation or orthopaedic corrective surgery
Orthopaedics | Trauma - Extramedullary fixation | Locking/combination plate | Locking/combination plate - Tibia | Double Medical Technology Inc | Distal Lateral Tibial , combi-holes,Left, 3 Holes | 025341003 | Standalone | DE0504080 | Patients requiring fracture fixation or orthopaedic corrective surgery
Orthopaedics | Trauma - Extramedullary fixation | Locking/combination plate | Locking/combination plate - Tibia | Double Medical Technology Inc | Distal Lateral Tibial , combi-holes,Left, 5 Holes | 025341005 | Standalone | DE0504080 | Patients requiring fracture fixation or orthopaedic corrective surgery
Orthopaedics | Trauma - Extramedullary fixation | Locking/combination plate | Locking/combination plate - Tibia | Double Medical Technology Inc | Distal Lateral Tibial , combi-holes,Left, 7 Holes | 025341007 | Standalone | DE0504080 | Patients requiring fracture fixation or orthopaedic corrective surgery
Orthopaedics | Trauma - Extramedullary fixation | Locking/combination plate | Locking/combination plate - Tibia | Double Medical Technology Inc | Distal Lateral Tibial , combi-holes,Left, 9 Holes | 025341009 | Standalone | DE0504080 | Patients requiring fracture fixation or orthopaedic corrective surgery
Orthopaedics | Trauma - Extramedullary fixation | Locking/combination plate | Locking/combination plate - Tibia | Double Medical Technology Inc | Distal Lateral Tibial , combi-holes,Left, 11 Holes | 025341011 | Standalone | DE0504080 | Patients requiring fracture fixation or orthopaedic corrective surgery
Orthopaedics | Trauma - Extramedullary fixation | Locking/combination plate | Locking/combination plate - Tibia | Double Medical Technology Inc | Distal Lateral Tibial , combi-holes,Left, 13 Holes | 025341013 | Standalone | DE0504080 | Patients requiring fracture fixation or orthopaedic corrective surgery
Orthopaedics | Trauma - Extramedullary fixation | Locking/combination plate | Locking/combination plate - Tibia | Double Medical Technology Inc | Distal Lateral Tibial , combi-holes,Left, 15 Holes | 025341015 | Standalone | DE0504080 | Patients requiring fracture fixation or orthopaedic corrective surgery
Orthopaedics | Trauma - Extramedullary fixation | Locking/combination plate | Locking/combination plate - Tibia | Double Medical Technology Inc | Distal Lateral Tibial , combi-holes,Right, 3 Holes | 025342003 | Standalone | DE0504080 | Patients requiring fracture fixation or orthopaedic corrective surgery
Orthopaedics | Trauma - Extramedullary fixation | Locking/combination plate | Locking/combination plate - Tibia | Double Medical Technology Inc | Distal Lateral Tibial , combi-holes,Right, 5 Holes | 025342005 | Standalone | DE0504080 | Patients requiring fracture fixation or orthopaedic corrective surgery
Orthopaedics | Trauma - Extramedullary fixation | Locking/combination plate | Locking/combination plate - Tibia | Double Medical Technology Inc | Distal Lateral Tibial , combi-holes,Right, 7 Holes | 025342007 | Standalone | DE0504080 | Patients requiring fracture fixation or orthopaedic corrective surgery
Orthopaedics | Trauma - Extramedullary fixation | Locking/combination plate | Locking/combination plate - Tibia | Double Medical Technology Inc | Distal Lateral Tibial , combi-holes,Right, 9 Holes | 025342009 | Standalone | DE0504080 | Patients requiring fracture fixation or orthopaedic corrective surgery
Orthopaedics | Trauma - Extramedullary fixation | Locking/combination plate | Locking/combination plate - Tibia | Double Medical Technology Inc | Distal Lateral Tibial , combi-holes,Right, 11 Holes | 025342011 | Standalone | DE0504080 | Patients requiring fracture fixation or orthopaedic corrective surgery
Orthopaedics | Trauma - Extramedullary fixation | Locking/combination plate | Locking/combination plate - Tibia | Double Medical Technology Inc | Distal Lateral Tibial , combi-holes,Right, 13 Holes | 025342013 | Standalone | DE0504080 | Patients requiring fracture fixation or orthopaedic corrective surgery
Orthopaedics | Trauma - Extramedullary fixation | Locking/combination plate | Locking/combination plate - Tibia | Double Medical Technology Inc | Distal Lateral Tibial , combi-holes,Right, 15 Holes | 025342015 | Standalone | DE0504080 | Patients requiring fracture fixation or orthopaedic corrective surgery
Orthopaedics | Trauma - Extramedullary fixation | Locking/combination plate | Locking/combination plate - Tibia | Double Medical Technology Inc | MD Distal Tibial T-Locking Plate | 026110004 | Standalone | DE0504080 | Patients requiring fracture fixation or orthopaedic corrective surgery
Orthopaedics | Trauma - Extramedullary fixation | Locking/combination plate | Locking/combination plate - Tibia | Double Medical Technology Inc | MD Distal Tibial L-Locking Plate, left | 026121004 | Standalone | DE0504080 | Patients requiring fracture fixation or orthopaedic corrective surgery
Orthopaedics | Trauma - Extramedullary fixation | Locking/combination plate | Locking/combination plate - Tibia | Double Medical Technology Inc | MD Distal Tibial L-Locking Plate, right | 026122004 | Standalone | DE0504080 | Patients requiring fracture fixation or orthopaedic corrective surgery
Orthopaedics | Trauma - Extramedullary fixation | Locking/combination plate | Locking/combination plate - Foot/ankle | Double Medical Technology Inc | Ankle Fusion Locking Plate, Left | 021641004 | Standalone | DE0504080 | Patients requiring fracture fixation or orthopaedic corrective surgery
Orthopaedics | Trauma - Extramedullary fixation | Locking/combination plate | Locking/combination plate - Foot/ankle | Double Medical Technology Inc | Ankle Fusion Locking Plate, Right | 021642004 | Standalone | DE0504080 | Patients requiring fracture fixation or orthopaedic corrective surgery
Orthopaedics | Trauma - Extramedullary fixation | Locking/combination plate | Locking/combination plate - Tibia | Double Medical Technology Inc | MD Distal Tibial Locking Plate, 2 Holes | 031970002 | Standalone | DE0504080 | Patients requiring fracture fixation or orthopaedic corrective surgery
Orthopaedics | Trauma - Extramedullary fixation | Locking/combination plate | Locking/combination plate - Tibia | Double Medical Technology Inc | MD Distal Tibial Locking Plate, 3 Holes | 031970003 | Standalone | DE0504080 | Patients requiring fracture fixation or orthopaedic corrective surgery
Orthopaedics | Trauma - Extramedullary fixation | Locking/combination plate | Locking/combination plate - Tibia | Double Medical Technology Inc | MD Distal Medial Tibial Locking Plate, 4 Holes | 031980004 | Standalone | DE0504080 | Patients requiring fracture fixation or orthopaedic corrective surgery
Orthopaedics | Trauma - Extramedullary fixation | Locking/combination plate | Locking/combination plate - Tibia | Double Medical Technology Inc | MD Distal Medial Tibial Locking Plate, 6 Holes | 031980006 | Standalone | DE0504080 | Patients requiring fracture fixation or orthopaedic corrective surgery
Orthopaedics | Trauma - Extramedullary fixation | Locking/combination plate | Locking/combination plate - Tibia | Double Medical Technology Inc | MD Distal Anterior Tibial Locking Plate, 4 Holes | 031990004 | Standalone | DE0504080 | Patients requiring fracture fixation or orthopaedic corrective surgery
Orthopaedics | Trauma - Extramedullary fixation | Locking/combination plate | Locking/combination plate - Tibia | Double Medical Technology Inc | MD Distal Anterior Tibial Locking Plate, 6 Holes | 031990006 | Standalone | DE0504080 | Patients requiring fracture fixation or orthopaedic corrective surgery
Orthopaedics | Trauma - Extramedullary fixation | Locking/combination plate | Locking/combination plate - Fibula | Double Medical Technology Inc | Plate for Posterior Lateral Fibular Locking Plate, combi-holes, Left, 3 Holes | 021881003 | Standalone | DE0504080 | Patients requiring fracture fixation or orthopaedic corrective surgery
Orthopaedics | Trauma - Extramedullary fixation | Locking/combination plate | Locking/combination plate - Fibula | Double Medical Technology Inc | Plate for Posterior Lateral Fibular Locking Plate, combi-holes, Left, 4 Holes | 021881004 | Standalone | DE0504080 | Patients requiring fracture fixation or orthopaedic corrective surgery
Orthopaedics | Trauma - Extramedullary fixation | Locking/combination plate | Locking/combination plate - Fibula | Double Medical Technology Inc | Plate for Posterior Lateral Fibular Locking Plate, combi-holes, Left, 5 Holes | 021881005 | Standalone | DE0504080 | Patients requiring fracture fixation or orthopaedic corrective surgery
Orthopaedics | Trauma - Extramedullary fixation | Locking/combination plate | Locking/combination plate - Fibula | Double Medical Technology Inc | Plate for Posterior Lateral Fibular Locking Plate, combi-holes, Left, 6 Holes | 021881006 | Standalone | DE0504080 | Patients requiring fracture fixation or orthopaedic corrective surgery
Orthopaedics | Trauma - Extramedullary fixation | Locking/combination plate | Locking/combination plate - Fibula | Double Medical Technology Inc | Plate for Posterior Lateral Fibular Locking Plate, combi-holes, Left, 7 Holes | 021881007 | Standalone | DE0504080 | Patients requiring fracture fixation or orthopaedic corrective surgery
Orthopaedics | Trauma - Extramedullary fixation | Locking/combination plate | Locking/combination plate - Fibula | Double Medical Technology Inc | Plate for Posterior Lateral Fibular Locking Plate, combi-holes, Left, 8 Holes | 021881008 | Standalone | DE0504080 | Patients requiring fracture fixation or orthopaedic corrective surgery
Orthopaedics | Trauma - Extramedullary fixation | Locking/combination plate | Locking/combination plate - Fibula | Double Medical Technology Inc | Plate for Posterior Lateral Fibular Locking Plate, combi-holes, Right, 3 Holes | 021882003 | Standalone | DE0504080 | Patients requiring fracture fixation or orthopaedic corrective surgery
Orthopaedics | Trauma - Extramedullary fixation | Locking/combination plate | Locking/combination plate - Fibula | Double Medical Technology Inc | Plate for Posterior Lateral Fibular Locking Plate, combi-holes, Right, 4 Holes | 021882004 | Standalone | DE0504080 | Patients requiring fracture fixation or orthopaedic corrective surgery
Orthopaedics | Trauma - Extramedullary fixation | Locking/combination plate | Locking/combination plate - Fibula | Double Medical Technology Inc | Plate for Posterior Lateral Fibular Locking Plate, combi-holes, Right, 5 Holes | 021882005 | Standalone | DE0504080 | Patients requiring fracture fixation or orthopaedic corrective surgery
Orthopaedics | Trauma - Extramedullary fixation | Locking/combination plate | Locking/combination plate - Fibula | Double Medical Technology Inc | Plate for Posterior Lateral Fibular Locking Plate, combi-holes, Right, 6 Holes | 021882006 | Standalone | DE0504080 | Patients requiring fracture fixation or orthopaedic corrective surgery
Orthopaedics | Trauma - Extramedullary fixation | Locking/combination plate | Locking/combination plate - Fibula | Double Medical Technology Inc | Plate for Posterior Lateral Fibular Locking Plate, combi-holes, Right, 7 Holes | 021882007 | Standalone | DE0504080 | Patients requiring fracture fixation or orthopaedic corrective surgery
Orthopaedics | Trauma - Extramedullary fixation | Locking/combination plate | Locking/combination plate - Fibula | Double Medical Technology Inc | Plate for Posterior Lateral Fibular Locking Plate, combi-holes, Right, 8 Holes | 021882008 | Standalone | DE0504080 | Patients requiring fracture fixation or orthopaedic corrective surgery
Orthopaedics | Trauma - Extramedullary fixation | Locking/combination plate | Locking/combination plate - Fibula | Double Medical Technology Inc | Distal Lateral Fibular Locking Plate, Left, 3 Holes | 027691003 | Standalone | DE0504080 | Patients requiring fracture fixation or orthopaedic corrective surgery
Orthopaedics | Trauma - Extramedullary fixation | Locking/combination plate | Locking/combination plate - Fibula | Double Medical Technology Inc | Distal Lateral Fibular Locking Plate, Left, 4 Holes | 027691004 | Standalone | DE0504080 | Patients requiring fracture fixation or orthopaedic corrective surgery
Orthopaedics | Trauma - Extramedullary fixation | Locking/combination plate | Locking/combination plate - Fibula | Double Medical Technology Inc | Distal Lateral Fibular Locking Plate, Left, 5 Holes | 027691005 | Standalone | DE0504080 | Patients requiring fracture fixation or orthopaedic corrective surgery
Orthopaedics | Trauma - Extramedullary fixation | Locking/combination plate | Locking/combination plate - Fibula | Double Medical Technology Inc | Distal Lateral Fibular Locking Plate, Left, 6 Holes | 027691006 | Standalone | DE0504080 | Patients requiring fracture fixation or orthopaedic corrective surgery
Orthopaedics | Trauma - Extramedullary fixation | Locking/combination plate | Locking/combination plate - Fibula | Double Medical Technology Inc | Distal Lateral Fibular Locking Plate, Left, 7 Holes | 027691007 | Standalone | DE0504080 | Patients requiring fracture fixation or orthopaedic corrective surgery
Orthopaedics | Trauma - Extramedullary fixation | Locking/combination plate | Locking/combination plate - Fibula | Double Medical Technology Inc | Distal Lateral Fibular Locking Plate, Left, 9 Holes | 027691009 | Standalone | DE0504080 | Patients requiring fracture fixation or orthopaedic corrective surgery
Orthopaedics | Trauma - Extramedullary fixation | Locking/combination plate | Locking/combination plate - Fibula | Double Medical Technology Inc | Distal Lateral Fibular Locking Plate, Left, 11 Holes | 027691011 | Standalone | DE0504080 | Patients requiring fracture fixation or orthopaedic corrective surgery
Orthopaedics | Trauma - Extramedullary fixation | Locking/combination plate | Locking/combination plate - Fibula | Double Medical Technology Inc | Distal Lateral Fibular Locking Plate, Right, 3 Holes | 027692003 | Standalone | DE0504080 | Patients requiring fracture fixation or orthopaedic corrective surgery
Orthopaedics | Trauma - Extramedullary fixation | Locking/combination plate | Locking/combination plate - Fibula | Double Medical Technology Inc | Distal Lateral Fibular Locking Plate, Right, 4 Holes | 027692004 | Standalone | DE0504080 | Patients requiring fracture fixation or orthopaedic corrective surgery
Orthopaedics | Trauma - Extramedullary fixation | Locking/combination plate | Locking/combination plate - Fibula | Double Medical Technology Inc | Distal Lateral Fibular Locking Plate, Right, 5 Holes | 027692005 | Standalone | DE0504080 | Patients requiring fracture fixation or orthopaedic corrective surgery
Orthopaedics | Trauma - Extramedullary fixation | Locking/combination plate | Locking/combination plate - Fibula | Double Medical Technology Inc | Distal Lateral Fibular Locking Plate, Right, 6 Holes | 027692006 | Standalone | DE0504080 | Patients requiring fracture fixation or orthopaedic corrective surgery
Orthopaedics | Trauma - Extramedullary fixation | Locking/combination plate | Locking/combination plate - Fibula | Double Medical Technology Inc | Distal Lateral Fibular Locking Plate, Right, 7 Holes | 027692007 | Standalone | DE0504080 | Patients requiring fracture fixation or orthopaedic corrective surgery
Orthopaedics | Trauma - Extramedullary fixation | Locking/combination plate | Locking/combination plate - Fibula | Double Medical Technology Inc | Distal Lateral Fibular Locking Plate, Right, 9 Holes | 027692009 | Standalone | DE0504080 | Patients requiring fracture fixation or orthopaedic corrective surgery
Orthopaedics | Trauma - Extramedullary fixation | Locking/combination plate | Locking/combination plate - Fibula | Double Medical Technology Inc | Distal Lateral Fibular Locking Plate, Right, 11 Holes | 027692011 | Standalone | DE0504080 | Patients requiring fracture fixation or orthopaedic corrective surgery
Orthopaedics | Trauma - Extramedullary fixation | Locking/combination plate | Locking/combination plate - Fibula | Double Medical Technology Inc | Distal Lateral Fibular Locking Plate, Left, 3 Holes, Titanium Alloy | 031961004 | Standalone | DE0504080 | Patients requiring fracture fixation or orthopaedic corrective surgery
Orthopaedics | Trauma - Extramedullary fixation | Locking/combination plate | Locking/combination plate - Fibula | Double Medical Technology Inc | Distal Lateral Fibular Locking Plate, Left, 4 Holes, Titanium Alloy | 031961005 | Standalone | DE0504080 | Patients requiring fracture fixation or orthopaedic corrective surgery
Orthopaedics | Trauma - Extramedullary fixation | Locking/combination plate | Locking/combination plate - Fibula | Double Medical Technology Inc | Distal Lateral Fibular Locking Plate, Left, 5 Holes, Titanium Alloy | 031961006 | Standalone | DE0504080 | Patients requiring fracture fixation or orthopaedic corrective surgery
Orthopaedics | Trauma - Extramedullary fixation | Locking/combination plate | Locking/combination plate - Fibula | Double Medical Technology Inc | Distal Lateral Fibular Locking Plate, Left, 6 Holes, Titanium Alloy | 031961007 | Standalone | DE0504080 | Patients requiring fracture fixation or orthopaedic corrective surgery
Orthopaedics | Trauma - Extramedullary fixation | Locking/combination plate | Locking/combination plate - Fibula | Double Medical Technology Inc | Distal Lateral Fibular Locking Plate, Left, 7 Holes, Titanium Alloy | 031961009 | Standalone | DE0504080 | Patients requiring fracture fixation or orthopaedic corrective surgery
Orthopaedics | Trauma - Extramedullary fixation | Locking/combination plate | Locking/combination plate - Fibula | Double Medical Technology Inc | Distal Lateral Fibular Locking Plate, Left, 9 Holes, Titanium Alloy | 031961011 | Standalone | DE0504080 | Patients requiring fracture fixation or orthopaedic corrective surgery
Orthopaedics | Trauma - Extramedullary fixation | Locking/combination plate | Locking/combination plate - Fibula | Double Medical Technology Inc | Distal Lateral Fibular Locking Plate, Left, 11 Holes, Titanium Alloy | 031961013 | Standalone | DE0504080 | Patients requiring fracture fixation or orthopaedic corrective surgery
Orthopaedics | Trauma - Extramedullary fixation | Locking/combination plate | Locking/combination plate - Fibula | Double Medical Technology Inc | Distal Lateral Fibular Locking Plate, Right, 3 Holes, Titanium Alloy | 031962004 | Standalone | DE0504080 | Patients requiring fracture fixation or orthopaedic corrective surgery
Orthopaedics | Trauma - Extramedullary fixation | Locking/combination plate | Locking/combination plate - Fibula | Double Medical Technology Inc | Distal Lateral Fibular Locking Plate, Right, 4 Holes, Titanium Alloy | 031962005 | Standalone | DE0504080 | Patients requiring fracture fixation or orthopaedic corrective surgery
Orthopaedics | Trauma - Extramedullary fixation | Locking/combination plate | Locking/combination plate - Fibula | Double Medical Technology Inc | Distal Lateral Fibular Locking Plate, Right, 5 Holes, Titanium Alloy | 031962006 | Standalone | DE0504080 | Patients requiring fracture fixation or orthopaedic corrective surgery
Orthopaedics | Trauma - Extramedullary fixation | Locking/combination plate | Locking/combination plate - Fibula | Double Medical Technology Inc | Distal Lateral Fibular Locking Plate, Right, 6 Holes, Titanium Alloy | 031962007 | Standalone | DE0504080 | Patients requiring fracture fixation or orthopaedic corrective surgery
Orthopaedics | Trauma - Extramedullary fixation | Locking/combination plate | Locking/combination plate - Fibula | Double Medical Technology Inc | Distal Lateral Fibular Locking Plate, Right, 7 Holes, Titanium Alloy | 031962009 | Standalone | DE0504080 | Patients requiring fracture fixation or orthopaedic corrective surgery
Orthopaedics | Trauma - Extramedullary fixation | Locking/combination plate | Locking/combination plate - Fibula | Double Medical Technology Inc | Distal Lateral Fibular Locking Plate, Right, 9 Holes, Titanium Alloy | 031962011 | Standalone | DE0504080 | Patients requiring fracture fixation or orthopaedic corrective surgery
Orthopaedics | Trauma - Extramedullary fixation | Locking/combination plate | Locking/combination plate - Fibula | Double Medical Technology Inc | Distal Lateral Fibular Locking Plate, Right, 11 Holes, Titanium Alloy | 031962013 | Standalone | DE0504080 | Patients requiring fracture fixation or orthopaedic corrective surgery
Orthopaedics | Trauma - Extramedullary fixation | Locking/combination plate | Locking/combination plate - Foot/ankle | Double Medical Technology Inc | MT Calcaneal Step Locking Plate, 6 Holes | 026620006 | Standalone | DE0504080 | Patients requiring fracture fixation or orthopaedic corrective surgery
Orthopaedics | Trauma - Extramedullary fixation | Locking/combination plate | Locking/combination plate - Foot/ankle | Double Medical Technology Inc | MT Calcaneal Step Locking Plate, 8 Holes | 026620008 | Standalone | DE0504080 | Patients requiring fracture fixation or orthopaedic corrective surgery
Orthopaedics | Trauma - Extramedullary fixation | Locking/combination plate | Locking/combination plate - Foot/ankle | Double Medical Technology Inc | MT Calcaneal Step Locking Plate, 10 Holes | 026620010 | Standalone | DE0504080 | Patients requiring fracture fixation or orthopaedic corrective surgery
Orthopaedics | Trauma - Extramedullary fixation | Locking/combination plate | Locking/combination plate - Foot/ankle | Double Medical Technology Inc | MT First Metatarsal Osteotomy Locking Plate, Left | 026651000 | Standalone | DE0504080 | Patients requiring fracture fixation or orthopaedic corrective surgery
Orthopaedics | Trauma - Extramedullary fixation | Locking/combination plate | Locking/combination plate - Foot/ankle | Double Medical Technology Inc | MT First Metatarsal Osteotomy Locking Plate, Left, 3 mm Height | 026651003 | Standalone | DE0504080 | Patients requiring fracture fixation or orthopaedic corrective surgery
Orthopaedics | Trauma - Extramedullary fixation | Locking/combination plate | Locking/combination plate - Foot/ankle | Double Medical Technology Inc | MT First Metatarsal Osteotomy Locking Plate, Left, 4 mm Height | 026651004 | Standalone | DE0504080 | Patients requiring fracture fixation or orthopaedic corrective surgery
Orthopaedics | Trauma - Extramedullary fixation | Locking/combination plate | Locking/combination plate - Foot/ankle | Double Medical Technology Inc | MT First Metatarsal Osteotomy Locking Plate, Left, 5 mm Height | 026651005 | Standalone | DE0504080 | Patients requiring fracture fixation or orthopaedic corrective surgery
Orthopaedics | Trauma - Extramedullary fixation | Locking/combination plate | Locking/combination plate - Foot/ankle | Double Medical Technology Inc | MT First Metatarsal Osteotomy Locking Plate, Left, 6 mm Height | 026651006 | Standalone | DE0504080 | Patients requiring fracture fixation or orthopaedic corrective surgery
Orthopaedics | Trauma - Extramedullary fixation | Locking/combination plate | Locking/combination plate - Foot/ankle | Double Medical Technology Inc | MT First Metatarsal Osteotomy Locking Plate, Left, 7 mm Height | 026651007 | Standalone | DE0504080 | Patients requiring fracture fixation or orthopaedic corrective surgery
Orthopaedics | Trauma - Extramedullary fixation | Locking/combination plate | Locking/combination plate - Foot/ankle | Double Medical Technology Inc | MT First Metatarsal Osteotomy Locking Plate, Right | 026652000 | Standalone | DE0504080 | Patients requiring fracture fixation or orthopaedic corrective surgery
Orthopaedics | Trauma - Extramedullary fixation | Locking/combination plate | Locking/combination plate - Foot/ankle | Double Medical Technology Inc | MT First Metatarsal Osteotomy Locking Plate, Right, 3 mm Height | 026652003 | Standalone | DE0504080 | Patients requiring fracture fixation or orthopaedic corrective surgery
Orthopaedics | Trauma - Extramedullary fixation | Locking/combination plate | Locking/combination plate - Foot/ankle | Double Medical Technology Inc | MT First Metatarsal Osteotomy Locking Plate, Right, 4 mm Height | 026652004 | Standalone | DE0504080 | Patients requiring fracture fixation or orthopaedic corrective surgery
Orthopaedics | Trauma - Extramedullary fixation | Locking/combination plate | Locking/combination plate - Foot/ankle | Double Medical Technology Inc | MT First Metatarsal Osteotomy Locking Plate, Right, 5 mm Height | 026652005 | Standalone | DE0504080 | Patients requiring fracture fixation or orthopaedic corrective surgery
Orthopaedics | Trauma - Extramedullary fixation | Locking/combination plate | Locking/combination plate - Foot/ankle | Double Medical Technology Inc | MT First Metatarsal Osteotomy Locking Plate, Right, 6 mm Height | 026652006 | Standalone | DE0504080 | Patients requiring fracture fixation or orthopaedic corrective surgery
Orthopaedics | Trauma - Extramedullary fixation | Locking/combination plate | Locking/combination plate - Foot/ankle | Double Medical Technology Inc | MT First Metatarsal Osteotomy Locking Plate, Right, 7 mm Height | 026652007 | Standalone | DE0504080 | Patients requiring fracture fixation or orthopaedic corrective surgery
Orthopaedics | Trauma - Extramedullary fixation | Locking/combination plate | Locking/combination plate - Foot/ankle | Double Medical Technology Inc | MT Lateral Column Lengthening Locking Plate | 026660000 | Standalone | DE0504080 | Patients requiring fracture fixation or orthopaedic corrective surgery
Orthopaedics | Trauma - Extramedullary fixation | Locking/combination plate | Locking/combination plate - Foot/ankle | Double Medical Technology Inc | MT Lateral Column Lengthening Locking Plate, 8 Holes | 026660008 | Standalone | DE0504080 | Patients requiring fracture fixation or orthopaedic corrective surgery
Orthopaedics | Trauma - Extramedullary fixation | Locking/combination plate | Locking/combination plate - Foot/ankle | Double Medical Technology Inc | MT Lateral Column Lengthening Locking Plate, 10 Holes | 026660010 | Standalone | DE0504080 | Patients requiring fracture fixation or orthopaedic corrective surgery
Orthopaedics | Trauma - Extramedullary fixation | Locking/combination plate | Locking/combination plate - Foot/ankle | Double Medical Technology Inc | MT Lateral Column Lengthening Locking Plate, 12 Holes | 026660012 | Standalone | DE0504080 | Patients requiring fracture fixation or orthopaedic corrective surgery
Orthopaedics | Trauma - Extramedullary fixation | Locking/combination plate | Locking/combination plate - Foot/ankle | Double Medical Technology Inc | MT First MTC Fusion Locking Plate | 030870060 | Standalone | DE0504080 | Patients requiring fracture fixation or orthopaedic corrective surgery
Orthopaedics | Trauma - Extramedullary fixation | Locking/combination plate | Locking/combination plate - Foot/ankle | Double Medical Technology Inc | MT L-Locking Plate for Metatarsal, left, 4 Holes | 030881002 | Standalone | DE0504080 | Patients requiring fracture fixation or orthopaedic corrective surgery
Orthopaedics | Trauma - Extramedullary fixation | Locking/combination plate | Locking/combination plate - Foot/ankle | Double Medical Technology Inc | MT L-Locking Plate for Metatarsal, right, 4 Holes | 030882002 | Standalone | DE0504080 | Patients requiring fracture fixation or orthopaedic corrective surgery
Orthopaedics | Trauma - Extramedullary fixation | Locking/combination plate | Locking/combination plate - Foot/ankle | Double Medical Technology Inc | MT L-Locking Plate for Metatarsal, left, 5 Holes | 030881003 | Standalone | DE0504080 | Patients requiring fracture fixation or orthopaedic corrective surgery
Orthopaedics | Trauma - Extramedullary fixation | Locking/combination plate | Locking/combination plate - Foot/ankle | Double Medical Technology Inc | MT L-Locking Plate for Metatarsal, right, 5 Holes | 030882003 | Standalone | DE0504080 | Patients requiring fracture fixation or orthopaedic corrective surgery
Orthopaedics | Trauma - Extramedullary fixation | Locking/combination plate | Locking/combination plate - Foot/ankle | Double Medical Technology Inc | MT Straight Fusion Locking Plate, 2 Holes | 030890002 | Standalone | DE0504080 | Patients requiring fracture fixation or orthopaedic corrective surgery
Orthopaedics | Trauma - Extramedullary fixation | Locking/combination plate | Locking/combination plate - Foot/ankle | Double Medical Technology Inc | MT Straight Fusion Locking Plate, 4 Holes | 030900004 | Standalone | DE0504080 | Patients requiring fracture fixation or orthopaedic corrective surgery
Orthopaedics | Trauma - Extramedullary fixation | Locking/combination plate | Locking/combination plate - Foot/ankle | Double Medical Technology Inc | MT First MTP Fusion Locking Plate, small, left | 030971045 | Standalone | DE0504080 | Patients requiring fracture fixation or orthopaedic corrective surgery
Orthopaedics | Trauma - Extramedullary fixation | Locking/combination plate | Locking/combination plate - Foot/ankle | Double Medical Technology Inc | MT First MTP Fusion Locking Plate, small, right | 030972045 | Standalone | DE0504080 | Patients requiring fracture fixation or orthopaedic corrective surgery
Orthopaedics | Trauma - Extramedullary fixation | Locking/combination plate | Locking/combination plate - Foot/ankle | Double Medical Technology Inc | MT X-Locking Plate | 030980029 | Standalone | DE0504080 | Patients requiring fracture fixation or orthopaedic corrective surgery
Orthopaedics | Trauma - Extramedullary fixation | Locking/combination plate | Locking/combination plate - Foot/ankle | Double Medical Technology Inc | MT X-Locking Plate, oblique, left | 030991024 | Standalone | DE0504080 | Patients requiring fracture fixation or orthopaedic corrective surgery
Orthopaedics | Trauma - Extramedullary fixation | Locking/combination plate | Locking/combination plate - Foot/ankle | Double Medical Technology Inc | MT X-Locking Plate, oblique, right | 030992024 | Standalone | DE0504080 | Patients requiring fracture fixation or orthopaedic corrective surgery
Orthopaedics | Trauma - Extramedullary fixation | Locking/combination plate | Locking/combination plate - Foot/ankle | Double Medical Technology Inc | MT First MTP Fusion Locking Plate, large, left | 031001055 | Standalone | DE0504080 | Patients requiring fracture fixation or orthopaedic corrective surgery
Orthopaedics | Trauma - Extramedullary fixation | Locking/combination plate | Locking/combination plate - Foot/ankle | Double Medical Technology Inc | MT First MTP Fusion Locking Plate, large, right | 031002055 | Standalone | DE0504080 | Patients requiring fracture fixation or orthopaedic corrective surgery
Orthopaedics | Trauma - Extramedullary fixation | Locking/combination plate | Locking/combination plate - Foot/ankle | Double Medical Technology Inc | MT Anterior Process Calcaneal Locking Plate, small, left | 031241012 | Standalone | DE0504080 | Patients requiring fracture fixation or orthopaedic corrective surgery
Orthopaedics | Trauma - Extramedullary fixation | Locking/combination plate | Locking/combination plate - Foot/ankle | Double Medical Technology Inc | MT Anterior Process Calcaneal Locking Plate, small, right | 031242012 | Standalone | DE0504080 | Patients requiring fracture fixation or orthopaedic corrective surgery
Orthopaedics | Trauma - Extramedullary fixation | Locking/combination plate | Locking/combination plate - Foot/ankle | Double Medical Technology Inc | MT Anterior Process Calcaneal Locking Plate, large, left | 031241017 | Standalone | DE0504080 | Patients requiring fracture fixation or orthopaedic corrective surgery
Orthopaedics | Trauma - Extramedullary fixation | Locking/combination plate | Locking/combination plate - Foot/ankle | Double Medical Technology Inc | MT Anterior Process Calcaneal Locking Plate, large, right | 031242017 | Standalone | DE0504080 | Patients requiring fracture fixation or orthopaedic corrective surgery
Orthopaedics | Trauma - Extramedullary fixation | Locking/combination plate | Locking/combination plate - Foot/ankle | Double Medical Technology Inc | MT Plate for Posterior Tuberosity Calcaneal Locking Plate, small, left | 031251005 | Standalone | DE0504080 | Patients requiring fracture fixation or orthopaedic corrective surgery
Orthopaedics | Trauma - Extramedullary fixation | Locking/combination plate | Locking/combination plate - Foot/ankle | Double Medical Technology Inc | MT Plate for Posterior Tuberosity Calcaneal Locking Plate, small, right | 031252005 | Standalone | DE0504080 | Patients requiring fracture fixation or orthopaedic corrective surgery
Orthopaedics | Trauma - Extramedullary fixation | Locking/combination plate | Locking/combination plate - Foot/ankle | Double Medical Technology Inc | MT Plate for Posterior Tuberosity Calcaneal Locking Plate, large, left | 031251006 | Standalone | DE0504080 | Patients requiring fracture fixation or orthopaedic corrective surgery
Orthopaedics | Trauma - Extramedullary fixation | Locking/combination plate | Locking/combination plate - Foot/ankle | Double Medical Technology Inc | MT Plate for Posterior Tuberosity Calcaneal Locking Plate, large, right | 031252006 | Standalone | DE0504080 | Patients requiring fracture fixation or orthopaedic corrective surgery
Orthopaedics | Trauma - Extramedullary fixation | Locking/combination plate | Locking/combination plate - Foot/ankle | Double Medical Technology Inc | MT AP and PT Calcaneal Locking Plate, medium, left | 031261008 | Standalone | DE0504080 | Patients requiring fracture fixation or orthopaedic corrective surgery
Orthopaedics | Trauma - Extramedullary fixation | Locking/combination plate | Locking/combination plate - Foot/ankle | Double Medical Technology Inc | MT AP and PT Calcaneal Locking Plate, medium, right | 031262008 | Standalone | DE0504080 | Patients requiring fracture fixation or orthopaedic corrective surgery
Orthopaedics | Trauma - Extramedullary fixation | Locking/combination plate | Locking/combination plate - Foot/ankle | Double Medical Technology Inc | MT AP and PT Calcaneal Locking Plate, large, left | 031261009 | Standalone | DE0504080 | Patients requiring fracture fixation or orthopaedic corrective surgery
Orthopaedics | Trauma - Extramedullary fixation | Locking/combination plate | Locking/combination plate - Foot/ankle | Double Medical Technology Inc | MT AP and PT Calcaneal Locking Plate, large, right | 031262009 | Standalone | DE0504080 | Patients requiring fracture fixation or orthopaedic corrective surgery
Orthopaedics | Trauma - Extramedullary fixation | Locking/combination plate | Locking/combination plate - Foot/ankle | Double Medical Technology Inc | MT AP and PT Calcaneal Locking Plate, small, left | 031261012 | Standalone | DE0504080 | Patients requiring fracture fixation or orthopaedic corrective surgery
Orthopaedics | Trauma - Extramedullary fixation | Locking/combination plate | Locking/combination plate - Foot/ankle | Double Medical Technology Inc | MT AP and PT Calcaneal Locking Plate, small, right | 031262012 | Standalone | DE0504080 | Patients requiring fracture fixation or orthopaedic corrective surgery
Orthopaedics | Trauma - Extramedullary fixation | Locking/combination plate | Locking/combination plate - Foot/ankle | Double Medical Technology Inc | MT Calcaneal Locking Plate, small, left | 031331011 | Standalone | DE0504080 | Patients requiring fracture fixation or orthopaedic corrective surgery
Orthopaedics | Trauma - Extramedullary fixation | Locking/combination plate | Locking/combination plate - Foot/ankle | Double Medical Technology Inc | MT Calcaneal Locking Plate, small, right | 031332011 | Standalone | DE0504080 | Patients requiring fracture fixation or orthopaedic corrective surgery
Orthopaedics | Trauma - Extramedullary fixation | Locking/combination plate | Locking/combination plate - Foot/ankle | Double Medical Technology Inc | MT Calcaneal Locking Plate, medium, left | 031341011 | Standalone | DE0504080 | Patients requiring fracture fixation or orthopaedic corrective surgery
Orthopaedics | Trauma - Extramedullary fixation | Locking/combination plate | Locking/combination plate - Foot/ankle | Double Medical Technology Inc | MT Calcaneal Locking Plate, medium, right | 031342011 | Standalone | DE0504080 | Patients requiring fracture fixation or orthopaedic corrective surgery
Orthopaedics | Trauma - Extramedullary fixation | Locking/combination plate | Locking/combination plate - Foot/ankle | Double Medical Technology Inc | MT Calcaneal Locking Plate, large, left | 031351011 | Standalone | DE0504080 | Patients requiring fracture fixation or orthopaedic corrective surgery
Orthopaedics | Trauma - Extramedullary fixation | Locking/combination plate | Locking/combination plate - Foot/ankle | Double Medical Technology Inc | MT Calcaneal Locking Plate, large, right | 031352011 | Standalone | DE0504080 | Patients requiring fracture fixation or orthopaedic corrective surgery
Orthopaedics | Trauma - Extramedullary fixation | Locking/combination plate | Locking/combination plate - Foot/ankle | Double Medical Technology Inc | MT T-Locking Plate for First Metatarsa, 2 Holes | 031360002 | Standalone | DE0504080 | Patients requiring fracture fixation or orthopaedic corrective surgery
Orthopaedics | Trauma - Extramedullary fixation | Locking/combination plate | Locking/combination plate - Foot/ankle | Double Medical Technology Inc | MT T-Locking Plate for First Metatarsa, 3 Holes | 031360003 | Standalone | DE0504080 | Patients requiring fracture fixation or orthopaedic corrective surgery
Orthopaedics | Trauma - Extramedullary fixation | Locking/combination plate | Locking/combination plate - Foot/ankle | Double Medical Technology Inc | MT T-Locking Plate for First Metatarsa, 4 Holes | 031360004 | Standalone | DE0504080 | Patients requiring fracture fixation or orthopaedic corrective surgery
Orthopaedics | Trauma - Extramedullary fixation | Locking/combination plate | Locking/combination plate - Foot/ankle | Double Medical Technology Inc | MT T-Locking Plate for First Metatarsa, 5 Holes | 031360005 | Standalone | DE0504080 | Patients requiring fracture fixation or orthopaedic corrective surgery
Orthopaedics | Trauma - Extramedullary fixation | Locking/combination plate | Locking/combination plate - Foot/ankle | Double Medical Technology Inc | MD Fifth Metatarsal Locking Plate, Left | 031851006 | Standalone | DE0504080 | Patients requiring fracture fixation or orthopaedic corrective surgery
Orthopaedics | Trauma - Extramedullary fixation | Locking/combination plate | Locking/combination plate - Foot/ankle | Double Medical Technology Inc | MD Fifth Metatarsal Locking Plate, Right | 031852006 | Standalone | DE0504080 | Patients requiring fracture fixation or orthopaedic corrective surgery
Orthopaedics | Trauma - Extramedullary fixation | Locking/combination plate | Locking/combination plate - Foot/ankle | Double Medical Technology Inc | MT Cuboid Locking Plate, left | 031861009 | Standalone | DE0504080 | Patients requiring fracture fixation or orthopaedic corrective surgery
Orthopaedics | Trauma - Extramedullary fixation | Locking/combination plate | Locking/combination plate - Foot/ankle | Double Medical Technology Inc | MT Cuboid Locking Plate, right | 031862009 | Standalone | DE0504080 | Patients requiring fracture fixation or orthopaedic corrective surgery
Orthopaedics | Trauma - Extramedullary fixation | Locking/combination plate | Locking/combination plate - Foot/ankle | Double Medical Technology Inc | MT Talus Locking Plate | 031870005 | Standalone | DE0504080 | Patients requiring fracture fixation or orthopaedic corrective surgery
Orthopaedics | Trauma - Extramedullary fixation | Locking/combination plate | Locking/combination plate - Foot/ankle | Double Medical Technology Inc | MT First MTC Plantar Fusion Locking Plate, large, left | 031941005 | Standalone | DE0504080 | Patients requiring fracture fixation or orthopaedic corrective surgery
Orthopaedics | Trauma - Extramedullary fixation | Locking/combination plate | Locking/combination plate - Foot/ankle | Double Medical Technology Inc | MT First MTC Plantar Fusion Locking Plate, large, right | 031942005 | Standalone | DE0504080 | Patients requiring fracture fixation or orthopaedic corrective surgery
Orthopaedics | Trauma - Extramedullary fixation | Locking/combination plate | Locking/combination plate - Foot/ankle | Double Medical Technology Inc | MT First MTC Plantar Fusion Locking Plate, small, left | 031951005 | Standalone | DE0504080 | Patients requiring fracture fixation or orthopaedic corrective surgery
Orthopaedics | Trauma - Extramedullary fixation | Locking/combination plate | Locking/combination plate - Foot/ankle | Double Medical Technology Inc | MT First MTC Plantar Fusion Locking Plate, small, right | 031952005 | Standalone | DE0504080 | Patients requiring fracture fixation or orthopaedic corrective surgery
Orthopaedics | Trauma - Extramedullary fixation | Locking/combination plate | Locking/combination plate - Foot/ankle | Double Medical Technology Inc | MT Navicular Locking Plate, left | 032001009 | Standalone | DE0504080 | Patients requiring fracture fixation or orthopaedic corrective surgery
Orthopaedics | Trauma - Extramedullary fixation | Locking/combination plate | Locking/combination plate - Foot/ankle | Double Medical Technology Inc | MT Navicular Locking Plate, right | 032002009 | Standalone | DE0504080 | Patients requiring fracture fixation or orthopaedic corrective surgery
Orthopaedics | Trauma - Extramedullary fixation | Locking/combination plate | Locking/combination plate - Humerus | Double Medical Technology Inc | Narrow Limited Contact Locking Plate, combi-holes, 4 Holes | 020410004 | Standalone | DE0504080 | Patients requiring fracture fixation or orthopaedic corrective surgery
Orthopaedics | Trauma - Extramedullary fixation | Locking/combination plate | Locking/combination plate - Humerus | Double Medical Technology Inc | Narrow Limited Contact Locking Plate, combi-holes, 5 Holes | 020410005 | Standalone | DE0504080 | Patients requiring fracture fixation or orthopaedic corrective surgery
Orthopaedics | Trauma - Extramedullary fixation | Locking/combination plate | Locking/combination plate - Humerus | Double Medical Technology Inc | Narrow Limited Contact Locking Plate, combi-holes, 6 Holes | 020410006 | Standalone | DE0504080 | Patients requiring fracture fixation or orthopaedic corrective surgery
Orthopaedics | Trauma - Extramedullary fixation | Locking/combination plate | Locking/combination plate - Humerus | Double Medical Technology Inc | Narrow Limited Contact Locking Plate, combi-holes, 7 Holes | 020410007 | Standalone | DE0504080 | Patients requiring fracture fixation or orthopaedic corrective surgery
Orthopaedics | Trauma - Extramedullary fixation | Locking/combination plate | Locking/combination plate - Humerus | Double Medical Technology Inc | Narrow Limited Contact Locking Plate, combi-holes, 8 Holes | 020410008 | Standalone | DE0504080 | Patients requiring fracture fixation or orthopaedic corrective surgery
Orthopaedics | Trauma - Extramedullary fixation | Locking/combination plate | Locking/combination plate - Humerus | Double Medical Technology Inc | Narrow Limited Contact Locking Plate, combi-holes, 9 Holes | 020410009 | Standalone | DE0504080 | Patients requiring fracture fixation or orthopaedic corrective surgery
Orthopaedics | Trauma - Extramedullary fixation | Locking/combination plate | Locking/combination plate - Humerus | Double Medical Technology Inc | Narrow Limited Contact Locking Plate, combi-holes, 10 Holes | 020410010 | Standalone | DE0504080 | Patients requiring fracture fixation or orthopaedic corrective surgery
Orthopaedics | Trauma - Extramedullary fixation | Locking/combination plate | Locking/combination plate - Humerus | Double Medical Technology Inc | Narrow Limited Contact Locking Plate, combi-holes, 11 Holes | 020410011 | Standalone | DE0504080 | Patients requiring fracture fixation or orthopaedic corrective surgery
Orthopaedics | Trauma - Extramedullary fixation | Locking/combination plate | Locking/combination plate - Humerus | Double Medical Technology Inc | Narrow Limited Contact Locking Plate, combi-holes, 12 Holes | 020410012 | Standalone | DE0504080 | Patients requiring fracture fixation or orthopaedic corrective surgery
Orthopaedics | Trauma - Extramedullary fixation | Locking/combination plate | Locking/combination plate - Humerus | Double Medical Technology Inc | Narrow Limited Contact Locking Plate, combi-holes, 13 Holes | 020410013 | Standalone | DE0504080 | Patients requiring fracture fixation or orthopaedic corrective surgery
Orthopaedics | Trauma - Extramedullary fixation | Locking/combination plate | Locking/combination plate - Humerus | Double Medical Technology Inc | Narrow Limited Contact Locking Plate, combi-holes, 14 Holes | 020410014 | Standalone | DE0504080 | Patients requiring fracture fixation or orthopaedic corrective surgery
Orthopaedics | Trauma - Extramedullary fixation | Locking/combination plate | Locking/combination plate - Humerus | Double Medical Technology Inc | Narrow Limited Contact Locking Plate, combi-holes, 15 Holes | 020410015 | Standalone | DE0504080 | Patients requiring fracture fixation or orthopaedic corrective surgery
Orthopaedics | Trauma - Extramedullary fixation | Locking/combination plate | Locking/combination plate - Humerus | Double Medical Technology Inc | Narrow Limited Contact Locking Plate, combi-holes, 16 Holes | 020410016 | Standalone | DE0504080 | Patients requiring fracture fixation or orthopaedic corrective surgery
Orthopaedics | Trauma - Extramedullary fixation | Locking/combination plate | Locking/combination plate - Humerus | Double Medical Technology Inc | Narrow Limited Contact Locking Plate, combi-holes, 17 Holes | 020410017 | Standalone | DE0504080 | Patients requiring fracture fixation or orthopaedic corrective surgery
Orthopaedics | Trauma - Extramedullary fixation | Locking/combination plate | Locking/combination plate - Humerus | Double Medical Technology Inc | Narrow Limited Contact Locking Plate, combi-holes, 18 Holes | 020410018 | Standalone | DE0504080 | Patients requiring fracture fixation or orthopaedic corrective surgery
Orthopaedics | Trauma - Extramedullary fixation | Locking/combination plate | Locking/combination plate - Humerus | Double Medical Technology Inc | Narrow Limited Contact Locking Plate, combi-holes, 19 Holes | 020410019 | Standalone | DE0504080 | Patients requiring fracture fixation or orthopaedic corrective surgery
Orthopaedics | Trauma - Extramedullary fixation | Locking/combination plate | Locking/combination plate - Humerus | Double Medical Technology Inc | Narrow Limited Contact Locking Plate, combi-holes, 20 Holes | 020410020 | Standalone | DE0504080 | Patients requiring fracture fixation or orthopaedic corrective surgery
Orthopaedics | Trauma - Extramedullary fixation | Locking/combination plate | Locking/combination plate - Fibula | Double Medical Technology Inc | One-third Tubular Locking Plate, combi-holes, 4 Holes | 020490004 | Standalone | DE0504080 | Patients requiring fracture fixation or orthopaedic corrective surgery
Orthopaedics | Trauma - Extramedullary fixation | Locking/combination plate | Locking/combination plate - Fibula | Double Medical Technology Inc | One-third Tubular Locking Plate, combi-holes, 5 Holes | 020490005 | Standalone | DE0504080 | Patients requiring fracture fixation or orthopaedic corrective surgery
Orthopaedics | Trauma - Extramedullary fixation | Locking/combination plate | Locking/combination plate - Fibula | Double Medical Technology Inc | One-third Tubular Locking Plate, combi-holes, 6 Holes | 020490006 | Standalone | DE0504080 | Patients requiring fracture fixation or orthopaedic corrective surgery
Orthopaedics | Trauma - Extramedullary fixation | Locking/combination plate | Locking/combination plate - Fibula | Double Medical Technology Inc | One-third Tubular Locking Plate, combi-holes, 7 Holes | 020490007 | Standalone | DE0504080 | Patients requiring fracture fixation or orthopaedic corrective surgery
Orthopaedics | Trauma - Extramedullary fixation | Locking/combination plate | Locking/combination plate - Fibula | Double Medical Technology Inc | One-third Tubular Locking Plate, combi-holes, 8 Holes | 020490008 | Standalone | DE0504080 | Patients requiring fracture fixation or orthopaedic corrective surgery
Orthopaedics | Trauma - Extramedullary fixation | Locking/combination plate | Locking/combination plate - Fibula | Double Medical Technology Inc | One-third Tubular Locking Plate, combi-holes, 9 Holes | 020490009 | Standalone | DE0504080 | Patients requiring fracture fixation or orthopaedic corrective surgery
Orthopaedics | Trauma - Extramedullary fixation | Locking/combination plate | Locking/combination plate - Fibula | Double Medical Technology Inc | One-third Tubular Locking Plate, combi-holes, 10 Holes | 020490010 | Standalone | DE0504080 | Patients requiring fracture fixation or orthopaedic corrective surgery
Orthopaedics | Trauma - Extramedullary fixation | Locking/combination plate | Locking/combination plate - Fibula | Double Medical Technology Inc | One-third Tubular Locking Plate, combi-holes, 11 Holes | 020490011 | Standalone | DE0504080 | Patients requiring fracture fixation or orthopaedic corrective surgery
Orthopaedics | Trauma - Extramedullary fixation | Locking/combination plate | Locking/combination plate - Fibula | Double Medical Technology Inc | One-third Tubular Locking Plate, combi-holes, 12 Holes | 020490012 | Standalone | DE0504080 | Patients requiring fracture fixation or orthopaedic corrective surgery
Orthopaedics | Trauma - Extramedullary fixation | Locking/combination plate | Locking/combination plate - Fibula | Double Medical Technology Inc | One-third Tubular Locking Plate, combi-holes, 13 Holes | 020490013 | Standalone | DE0504080 | Patients requiring fracture fixation or orthopaedic corrective surgery
Orthopaedics | Trauma - Extramedullary fixation | Locking/combination plate | Locking/combination plate - Fibula | Double Medical Technology Inc | One-third Tubular Locking Plate, combi-holes, 14 Holes | 020490014 | Standalone | DE0504080 | Patients requiring fracture fixation or orthopaedic corrective surgery
Orthopaedics | Trauma - Extramedullary fixation | Cable plate | Cable plate | Double Medical Technology Inc | Cable Locking Plate, 6 Holes | 021550006 | Standalone | DE0504080 | Patients requiring fracture fixation or orthopaedic corrective surgery
Orthopaedics | Trauma - Extramedullary fixation | Cable plate | Cable plate | Double Medical Technology Inc | Cable Locking Plate, 8 Holes | 021550008 | Standalone | DE0504080 | Patients requiring fracture fixation or orthopaedic corrective surgery
Orthopaedics | Trauma - Extramedullary fixation | Cable plate | Cable plate | Double Medical Technology Inc | Cable Locking Plate, 10 Holes | 021550010 | Standalone | DE0504080 | Patients requiring fracture fixation or orthopaedic corrective surgery
Orthopaedics | Trauma - Extramedullary fixation | Locking/combination plate | Locking/combination plate - Humerus | Double Medical Technology Inc | Humeral Shaft Straight Locking Plate, combi-holes, 4 Holes | 021800004 | Standalone | DE0504080 | Patients requiring fracture fixation or orthopaedic corrective surgery
Orthopaedics | Trauma - Extramedullary fixation | Locking/combination plate | Locking/combination plate - Humerus | Double Medical Technology Inc | Humeral Shaft Straight Locking Plate, combi-holes, 5 Holes | 021800005 | Standalone | DE0504080 | Patients requiring fracture fixation or orthopaedic corrective surgery
Orthopaedics | Trauma - Extramedullary fixation | Locking/combination plate | Locking/combination plate - Humerus | Double Medical Technology Inc | Humeral Shaft Straight Locking Plate, combi-holes, 6 Holes | 021800006 | Standalone | DE0504080 | Patients requiring fracture fixation or orthopaedic corrective surgery
Orthopaedics | Trauma - Extramedullary fixation | Locking/combination plate | Locking/combination plate - Humerus | Double Medical Technology Inc | Humeral Shaft Straight Locking Plate, combi-holes, 7 Holes | 021800007 | Standalone | DE0504080 | Patients requiring fracture fixation or orthopaedic corrective surgery
Orthopaedics | Trauma - Extramedullary fixation | Locking/combination plate | Locking/combination plate - Humerus | Double Medical Technology Inc | Humeral Shaft Straight Locking Plate, combi-holes, 8 Holes | 021800008 | Standalone | DE0504080 | Patients requiring fracture fixation or orthopaedic corrective surgery
Orthopaedics | Trauma - Extramedullary fixation | Locking/combination plate | Locking/combination plate - Humerus | Double Medical Technology Inc | Humeral Shaft Straight Locking Plate, combi-holes, 9 Holes | 021800009 | Standalone | DE0504080 | Patients requiring fracture fixation or orthopaedic corrective surgery
Orthopaedics | Trauma - Extramedullary fixation | Locking/combination plate | Locking/combination plate - Humerus | Double Medical Technology Inc | Humeral Shaft Straight Locking Plate, combi-holes, 10 Holes | 021800010 | Standalone | DE0504080 | Patients requiring fracture fixation or orthopaedic corrective surgery
Orthopaedics | Trauma - Extramedullary fixation | Locking/combination plate | Locking/combination plate - Humerus | Double Medical Technology Inc | Humeral Shaft Straight Locking Plate, combi-holes, 11 Holes | 021800011 | Standalone | DE0504080 | Patients requiring fracture fixation or orthopaedic corrective surgery
Orthopaedics | Trauma - Extramedullary fixation | Locking/combination plate | Locking/combination plate - Humerus | Double Medical Technology Inc | Humeral Shaft Straight Locking Plate, combi-holes, 12 Holes | 021800012 | Standalone | DE0504080 | Patients requiring fracture fixation or orthopaedic corrective surgery
Orthopaedics | Trauma - Extramedullary fixation | Locking/combination plate | Locking/combination plate - Humerus | Double Medical Technology Inc | Humeral Shaft Straight Locking Plate, combi-holes, 13 Holes | 021800013 | Standalone | DE0504080 | Patients requiring fracture fixation or orthopaedic corrective surgery
Orthopaedics | Trauma - Extramedullary fixation | Locking/combination plate | Locking/combination plate - Humerus | Double Medical Technology Inc | Humeral Shaft Straight Locking Plate, combi-holes, 14 Holes | 021800014 | Standalone | DE0504080 | Patients requiring fracture fixation or orthopaedic corrective surgery
Orthopaedics | Trauma - Extramedullary fixation | Locking/combination plate | Locking/combination plate - Humerus | Double Medical Technology Inc | Humeral Shaft Straight Locking Plate, combi-holes, 15 Holes | 021800015 | Standalone | DE0504080 | Patients requiring fracture fixation or orthopaedic corrective surgery
Orthopaedics | Trauma - Extramedullary fixation | Locking/combination plate | Locking/combination plate - Humerus | Double Medical Technology Inc | Humeral Shaft Straight Locking Plate, combi-holes, 16 Holes | 021800016 | Standalone | DE0504080 | Patients requiring fracture fixation or orthopaedic corrective surgery
Orthopaedics | Trauma - Extramedullary fixation | Plate accessories | Locking screw | Double Medical Technology Inc | 1.5mm Locking Screw, stardrive, self-tapping, 6mm | 030300006 | Standalone | DE0504080 | Patients requiring fracture fixation or orthopaedic corrective surgery
Orthopaedics | Trauma - Extramedullary fixation | Plate accessories | Locking screw | Double Medical Technology Inc | 1.5mm Locking Screw, stardrive, self-tapping, 7 mm | 030300007 | Standalone | DE0504080 | Patients requiring fracture fixation or orthopaedic corrective surgery
Orthopaedics | Trauma - Extramedullary fixation | Plate accessories | Locking screw | Double Medical Technology Inc | 1.5mm Locking Screw, stardrive, self-tapping, 8 mm | 030300008 | Standalone | DE0504080 | Patients requiring fracture fixation or orthopaedic corrective surgery
Orthopaedics | Trauma - Extramedullary fixation | Plate accessories | Locking screw | Double Medical Technology Inc | 1.5mm Locking Screw, stardrive, self-tapping, 9 mm | 030300009 | Standalone | DE0504080 | Patients requiring fracture fixation or orthopaedic corrective surgery
Orthopaedics | Trauma - Extramedullary fixation | Plate accessories | Locking screw | Double Medical Technology Inc | 1.5mm Locking Screw, stardrive, self-tapping, 10 mm | 030300010 | Standalone | DE0504080 | Patients requiring fracture fixation or orthopaedic corrective surgery
Orthopaedics | Trauma - Extramedullary fixation | Plate accessories | Locking screw | Double Medical Technology Inc | 1.5mm Locking Screw, stardrive, self-tapping, 11 mm | 030300011 | Standalone | DE0504080 | Patients requiring fracture fixation or orthopaedic corrective surgery
Orthopaedics | Trauma - Extramedullary fixation | Plate accessories | Locking screw | Double Medical Technology Inc | 1.5mm Locking Screw, stardrive, self-tapping, 12 mm | 030300012 | Standalone | DE0504080 | Patients requiring fracture fixation or orthopaedic corrective surgery
Orthopaedics | Trauma - Extramedullary fixation | Plate accessories | Locking screw | Double Medical Technology Inc | 1.5mm Locking Screw, stardrive, self-tapping, 13 mm | 030300013 | Standalone | DE0504080 | Patients requiring fracture fixation or orthopaedic corrective surgery
Orthopaedics | Trauma - Extramedullary fixation | Plate accessories | Locking screw | Double Medical Technology Inc | 1.5mm Locking Screw, stardrive, self-tapping, 14 mm | 030300014 | Standalone | DE0504080 | Patients requiring fracture fixation or orthopaedic corrective surgery
Orthopaedics | Trauma - Extramedullary fixation | Plate accessories | Locking screw | Double Medical Technology Inc | 1.5mm Locking Screw, stardrive, self-tapping, 15 mm | 030300015 | Standalone | DE0504080 | Patients requiring fracture fixation or orthopaedic corrective surgery
Orthopaedics | Trauma - Extramedullary fixation | Plate accessories | Locking screw | Double Medical Technology Inc | 1.5mm Locking Screw, stardrive, self-tapping, 16 mm | 030300016 | Standalone | DE0504080 | Patients requiring fracture fixation or orthopaedic corrective surgery
Orthopaedics | Trauma - Extramedullary fixation | Plate accessories | Locking screw | Double Medical Technology Inc | 1.5mm Locking Screw, stardrive, self-tapping, 17 mm | 030300017 | Standalone | DE0504080 | Patients requiring fracture fixation or orthopaedic corrective surgery
Orthopaedics | Trauma - Extramedullary fixation | Plate accessories | Locking screw | Double Medical Technology Inc | 1.5mm Locking Screw, stardrive, self-tapping, 18 mm | 030300018 | Standalone | DE0504080 | Patients requiring fracture fixation or orthopaedic corrective surgery
Orthopaedics | Trauma - Extramedullary fixation | Plate accessories | Locking screw | Double Medical Technology Inc | 1.5mm Locking Screw, stardrive, self-tapping, 19 mm | 030300019 | Standalone | DE0504080 | Patients requiring fracture fixation or orthopaedic corrective surgery
Orthopaedics | Trauma - Extramedullary fixation | Plate accessories | Locking screw | Double Medical Technology Inc | 1.5mm Locking Screw, stardrive, self-tapping, 20 mm | 030300020 | Standalone | DE0504080 | Patients requiring fracture fixation or orthopaedic corrective surgery
Orthopaedics | Trauma - Extramedullary fixation | Plate accessories | Non-locking screw | Double Medical Technology Inc | 1.5mm Cortex Screw, stardrive, self-tapping, 6mm | 030310006 | Standalone | DE0504080 | Patients requiring fracture fixation or orthopaedic corrective surgery
Orthopaedics | Trauma - Extramedullary fixation | Plate accessories | Non-locking screw | Double Medical Technology Inc | 1.5mm Cortex Screw, stardrive, self-tapping, 7 mm | 030310007 | Standalone | DE0504080 | Patients requiring fracture fixation or orthopaedic corrective surgery
Orthopaedics | Trauma - Extramedullary fixation | Plate accessories | Non-locking screw | Double Medical Technology Inc | 1.5mm Cortex Screw, stardrive, self-tapping, 8 mm | 030310008 | Standalone | DE0504080 | Patients requiring fracture fixation or orthopaedic corrective surgery
Orthopaedics | Trauma - Extramedullary fixation | Plate accessories | Non-locking screw | Double Medical Technology Inc | 1.5mm Cortex Screw, stardrive, self-tapping, 9 mm | 030310009 | Standalone | DE0504080 | Patients requiring fracture fixation or orthopaedic corrective surgery
Orthopaedics | Trauma - Extramedullary fixation | Plate accessories | Non-locking screw | Double Medical Technology Inc | 1.5mm Cortex Screw, stardrive, self-tapping, 10 mm | 030310010 | Standalone | DE0504080 | Patients requiring fracture fixation or orthopaedic corrective surgery
Orthopaedics | Trauma - Extramedullary fixation | Plate accessories | Non-locking screw | Double Medical Technology Inc | 1.5mm Cortex Screw, stardrive, self-tapping, 11 mm | 030310011 | Standalone | DE0504080 | Patients requiring fracture fixation or orthopaedic corrective surgery
Orthopaedics | Trauma - Extramedullary fixation | Plate accessories | Non-locking screw | Double Medical Technology Inc | 1.5mm Cortex Screw, stardrive, self-tapping, 12 mm | 030310012 | Standalone | DE0504080 | Patients requiring fracture fixation or orthopaedic corrective surgery
Orthopaedics | Trauma - Extramedullary fixation | Plate accessories | Non-locking screw | Double Medical Technology Inc | 1.5mm Cortex Screw, stardrive, self-tapping, 13 mm | 030310013 | Standalone | DE0504080 | Patients requiring fracture fixation or orthopaedic corrective surgery
Orthopaedics | Trauma - Extramedullary fixation | Plate accessories | Non-locking screw | Double Medical Technology Inc | 1.5mm Cortex Screw, stardrive, self-tapping, 14 mm | 030310014 | Standalone | DE0504080 | Patients requiring fracture fixation or orthopaedic corrective surgery
Orthopaedics | Trauma - Extramedullary fixation | Plate accessories | Non-locking screw | Double Medical Technology Inc | 1.5mm Cortex Screw, stardrive, self-tapping, 15 mm | 030310015 | Standalone | DE0504080 | Patients requiring fracture fixation or orthopaedic corrective surgery
Orthopaedics | Trauma - Extramedullary fixation | Plate accessories | Non-locking screw | Double Medical Technology Inc | 1.5mm Cortex Screw, stardrive, self-tapping, 16 mm | 030310016 | Standalone | DE0504080 | Patients requiring fracture fixation or orthopaedic corrective surgery
Orthopaedics | Trauma - Extramedullary fixation | Plate accessories | Non-locking screw | Double Medical Technology Inc | 1.5mm Cortex Screw, stardrive, self-tapping, 17 mm | 030310017 | Standalone | DE0504080 | Patients requiring fracture fixation or orthopaedic corrective surgery
Orthopaedics | Trauma - Extramedullary fixation | Plate accessories | Non-locking screw | Double Medical Technology Inc | 1.5mm Cortex Screw, stardrive, self-tapping, 18 mm | 030310018 | Standalone | DE0504080 | Patients requiring fracture fixation or orthopaedic corrective surgery
Orthopaedics | Trauma - Extramedullary fixation | Plate accessories | Non-locking screw | Double Medical Technology Inc | 1.5mm Cortex Screw, stardrive, self-tapping, 19 mm | 030310019 | Standalone | DE0504080 | Patients requiring fracture fixation or orthopaedic corrective surgery
Orthopaedics | Trauma - Extramedullary fixation | Plate accessories | Non-locking screw | Double Medical Technology Inc | 1.5mm Cortex Screw, stardrive, self-tapping, 20 mm | 030310020 | Standalone | DE0504080 | Patients requiring fracture fixation or orthopaedic corrective surgery
Orthopaedics | Trauma - Extramedullary fixation | Plate accessories | Locking screw | Double Medical Technology Inc | 2.0mm Locking Screw, stardrive, self-tapping, 6mm | 030320006 | Standalone | DE0504080 | Patients requiring fracture fixation or orthopaedic corrective surgery
Orthopaedics | Trauma - Extramedullary fixation | Plate accessories | Locking screw | Double Medical Technology Inc | 2.0mm Locking Screw, stardrive, self-tapping, 7 mm | 030320007 | Standalone | DE0504080 | Patients requiring fracture fixation or orthopaedic corrective surgery
Orthopaedics | Trauma - Extramedullary fixation | Plate accessories | Locking screw | Double Medical Technology Inc | 2.0mm Locking Screw, stardrive, self-tapping, 8 mm | 030320008 | Standalone | DE0504080 | Patients requiring fracture fixation or orthopaedic corrective surgery
Orthopaedics | Trauma - Extramedullary fixation | Plate accessories | Locking screw | Double Medical Technology Inc | 2.0mm Locking Screw, stardrive, self-tapping, 9 mm | 030320009 | Standalone | DE0504080 | Patients requiring fracture fixation or orthopaedic corrective surgery
Orthopaedics | Trauma - Extramedullary fixation | Plate accessories | Locking screw | Double Medical Technology Inc | 2.0mm Locking Screw, stardrive, self-tapping, 10 mm | 030320010 | Standalone | DE0504080 | Patients requiring fracture fixation or orthopaedic corrective surgery
Orthopaedics | Trauma - Extramedullary fixation | Plate accessories | Locking screw | Double Medical Technology Inc | 2.0mm Locking Screw, stardrive, self-tapping, 11 mm | 030320011 | Standalone | DE0504080 | Patients requiring fracture fixation or orthopaedic corrective surgery
Orthopaedics | Trauma - Extramedullary fixation | Plate accessories | Locking screw | Double Medical Technology Inc | 2.0mm Locking Screw, stardrive, self-tapping, 12 mm | 030320012 | Standalone | DE0504080 | Patients requiring fracture fixation or orthopaedic corrective surgery
Orthopaedics | Trauma - Extramedullary fixation | Plate accessories | Locking screw | Double Medical Technology Inc | 2.0mm Locking Screw, stardrive, self-tapping, 13 mm | 030320013 | Standalone | DE0504080 | Patients requiring fracture fixation or orthopaedic corrective surgery
Orthopaedics | Trauma - Extramedullary fixation | Plate accessories | Locking screw | Double Medical Technology Inc | 2.0mm Locking Screw, stardrive, self-tapping, 14 mm | 030320014 | Standalone | DE0504080 | Patients requiring fracture fixation or orthopaedic corrective surgery
Orthopaedics | Trauma - Extramedullary fixation | Plate accessories | Locking screw | Double Medical Technology Inc | 2.0mm Locking Screw, stardrive, self-tapping, 15 mm | 030320015 | Standalone | DE0504080 | Patients requiring fracture fixation or orthopaedic corrective surgery
Orthopaedics | Trauma - Extramedullary fixation | Plate accessories | Locking screw | Double Medical Technology Inc | 2.0mm Locking Screw, stardrive, self-tapping, 16 mm | 030320016 | Standalone | DE0504080 | Patients requiring fracture fixation or orthopaedic corrective surgery
Orthopaedics | Trauma - Extramedullary fixation | Plate accessories | Locking screw | Double Medical Technology Inc | 2.0mm Locking Screw, stardrive, self-tapping, 17 mm | 030320017 | Standalone | DE0504080 | Patients requiring fracture fixation or orthopaedic corrective surgery
Orthopaedics | Trauma - Extramedullary fixation | Plate accessories | Locking screw | Double Medical Technology Inc | 2.0mm Locking Screw, stardrive, self-tapping, 18 mm | 030320018 | Standalone | DE0504080 | Patients requiring fracture fixation or orthopaedic corrective surgery
Orthopaedics | Trauma - Extramedullary fixation | Plate accessories | Locking screw | Double Medical Technology Inc | 2.0mm Locking Screw, stardrive, self-tapping, 19 mm | 030320019 | Standalone | DE0504080 | Patients requiring fracture fixation or orthopaedic corrective surgery
Orthopaedics | Trauma - Extramedullary fixation | Plate accessories | Locking screw | Double Medical Technology Inc | 2.0mm Locking Screw, stardrive, self-tapping, 20 mm | 030320020 | Standalone | DE0504080 | Patients requiring fracture fixation or orthopaedic corrective surgery
Orthopaedics | Trauma - Extramedullary fixation | Plate accessories | Locking screw | Double Medical Technology Inc | 2.0mm Locking Screw, stardrive, self-tapping, 22 mm | 030320022 | Standalone | DE0504080 | Patients requiring fracture fixation or orthopaedic corrective surgery
Orthopaedics | Trauma - Extramedullary fixation | Plate accessories | Locking screw | Double Medical Technology Inc | 2.0mm Locking Screw, stardrive, self-tapping, 24 mm | 030320024 | Standalone | DE0504080 | Patients requiring fracture fixation or orthopaedic corrective surgery
Orthopaedics | Trauma - Extramedullary fixation | Plate accessories | Locking screw | Double Medical Technology Inc | 2.0mm Locking Screw, stardrive, self-tapping, 26 mm | 030320026 | Standalone | DE0504080 | Patients requiring fracture fixation or orthopaedic corrective surgery
Orthopaedics | Trauma - Extramedullary fixation | Plate accessories | Locking screw | Double Medical Technology Inc | 2.0mm Locking Screw, stardrive, self-tapping, 28 mm | 030320028 | Standalone | DE0504080 | Patients requiring fracture fixation or orthopaedic corrective surgery
Orthopaedics | Trauma - Extramedullary fixation | Plate accessories | Locking screw | Double Medical Technology Inc | 2.0mm Locking Screw, stardrive, self-tapping, 30 mm | 030320030 | Standalone | DE0504080 | Patients requiring fracture fixation or orthopaedic corrective surgery
Orthopaedics | Trauma - Extramedullary fixation | Plate accessories | Non-locking screw | Double Medical Technology Inc | 2.0mm Cortex Screw, stardrive, self-tapping, 6mm | 030330006 | Standalone | DE0504080 | Patients requiring fracture fixation or orthopaedic corrective surgery
Orthopaedics | Trauma - Extramedullary fixation | Plate accessories | Non-locking screw | Double Medical Technology Inc | 2.0mm Cortex Screw, stardrive, self-tapping, 7 mm | 030330007 | Standalone | DE0504080 | Patients requiring fracture fixation or orthopaedic corrective surgery
Orthopaedics | Trauma - Extramedullary fixation | Plate accessories | Non-locking screw | Double Medical Technology Inc | 2.0mm Cortex Screw, stardrive, self-tapping, 8 mm | 030330008 | Standalone | DE0504080 | Patients requiring fracture fixation or orthopaedic corrective surgery
Orthopaedics | Trauma - Extramedullary fixation | Plate accessories | Non-locking screw | Double Medical Technology Inc | 2.0mm Cortex Screw, stardrive, self-tapping, 9 mm | 030330009 | Standalone | DE0504080 | Patients requiring fracture fixation or orthopaedic corrective surgery
Orthopaedics | Trauma - Extramedullary fixation | Plate accessories | Non-locking screw | Double Medical Technology Inc | 2.0mm Cortex Screw, stardrive, self-tapping, 10 mm | 030330010 | Standalone | DE0504080 | Patients requiring fracture fixation or orthopaedic corrective surgery
Orthopaedics | Trauma - Extramedullary fixation | Plate accessories | Non-locking screw | Double Medical Technology Inc | 2.0mm Cortex Screw, stardrive, self-tapping, 11 mm | 030330011 | Standalone | DE0504080 | Patients requiring fracture fixation or orthopaedic corrective surgery
Orthopaedics | Trauma - Extramedullary fixation | Plate accessories | Non-locking screw | Double Medical Technology Inc | 2.0mm Cortex Screw, stardrive, self-tapping, 12 mm | 030330012 | Standalone | DE0504080 | Patients requiring fracture fixation or orthopaedic corrective surgery
Orthopaedics | Trauma - Extramedullary fixation | Plate accessories | Non-locking screw | Double Medical Technology Inc | 2.0mm Cortex Screw, stardrive, self-tapping, 13 mm | 030330013 | Standalone | DE0504080 | Patients requiring fracture fixation or orthopaedic corrective surgery
Orthopaedics | Trauma - Extramedullary fixation | Plate accessories | Non-locking screw | Double Medical Technology Inc | 2.0mm Cortex Screw, stardrive, self-tapping, 14 mm | 030330014 | Standalone | DE0504080 | Patients requiring fracture fixation or orthopaedic corrective surgery
Orthopaedics | Trauma - Extramedullary fixation | Plate accessories | Non-locking screw | Double Medical Technology Inc | 2.0mm Cortex Screw, stardrive, self-tapping, 15 mm | 030330015 | Standalone | DE0504080 | Patients requiring fracture fixation or orthopaedic corrective surgery
Orthopaedics | Trauma - Extramedullary fixation | Plate accessories | Non-locking screw | Double Medical Technology Inc | 2.0mm Cortex Screw, stardrive, self-tapping, 16 mm | 030330016 | Standalone | DE0504080 | Patients requiring fracture fixation or orthopaedic corrective surgery
Orthopaedics | Trauma - Extramedullary fixation | Plate accessories | Non-locking screw | Double Medical Technology Inc | 2.0mm Cortex Screw, stardrive, self-tapping, 17 mm | 030330017 | Standalone | DE0504080 | Patients requiring fracture fixation or orthopaedic corrective surgery
Orthopaedics | Trauma - Extramedullary fixation | Plate accessories | Non-locking screw | Double Medical Technology Inc | 2.0mm Cortex Screw, stardrive, self-tapping, 18 mm | 030330018 | Standalone | DE0504080 | Patients requiring fracture fixation or orthopaedic corrective surgery
Orthopaedics | Trauma - Extramedullary fixation | Plate accessories | Non-locking screw | Double Medical Technology Inc | 2.0mm Cortex Screw, stardrive, self-tapping, 19 mm | 030330019 | Standalone | DE0504080 | Patients requiring fracture fixation or orthopaedic corrective surgery
Orthopaedics | Trauma - Extramedullary fixation | Plate accessories | Non-locking screw | Double Medical Technology Inc | 2.0mm Cortex Screw, stardrive, self-tapping, 20 mm | 030330020 | Standalone | DE0504080 | Patients requiring fracture fixation or orthopaedic corrective surgery
Orthopaedics | Trauma - Extramedullary fixation | Plate accessories | Non-locking screw | Double Medical Technology Inc | 2.0mm Cortex Screw, stardrive, self-tapping, 22 mm | 030330022 | Standalone | DE0504080 | Patients requiring fracture fixation or orthopaedic corrective surgery
Orthopaedics | Trauma - Extramedullary fixation | Plate accessories | Non-locking screw | Double Medical Technology Inc | 2.0mm Cortex Screw, stardrive, self-tapping, 24 mm | 030330024 | Standalone | DE0504080 | Patients requiring fracture fixation or orthopaedic corrective surgery
Orthopaedics | Trauma - Extramedullary fixation | Plate accessories | Non-locking screw | Double Medical Technology Inc | 2.0mm Cortex Screw, stardrive, self-tapping, 26 mm | 030330026 | Standalone | DE0504080 | Patients requiring fracture fixation or orthopaedic corrective surgery
Orthopaedics | Trauma - Extramedullary fixation | Plate accessories | Non-locking screw | Double Medical Technology Inc | 2.0mm Cortex Screw, stardrive, self-tapping, 28 mm | 030330028 | Standalone | DE0504080 | Patients requiring fracture fixation or orthopaedic corrective surgery
Orthopaedics | Trauma - Extramedullary fixation | Plate accessories | Non-locking screw | Double Medical Technology Inc | 2.0mm Cortex Screw, stardrive, self-tapping, 30 mm | 030330030 | Standalone | DE0504080 | Patients requiring fracture fixation or orthopaedic corrective surgery
Orthopaedics | Trauma - Extramedullary fixation | Plate accessories | Non-locking screw | Double Medical Technology Inc | 2.4mm Cortex Screw, stardrive, self-tapping, 6mm | 030350006 | Standalone | DE0504080 | Patients requiring fracture fixation or orthopaedic corrective surgery
Orthopaedics | Trauma - Extramedullary fixation | Plate accessories | Non-locking screw | Double Medical Technology Inc | 2.4mm Cortex Screw, stardrive, self-tapping, 7 mm | 030350007 | Standalone | DE0504080 | Patients requiring fracture fixation or orthopaedic corrective surgery
Orthopaedics | Trauma - Extramedullary fixation | Plate accessories | Non-locking screw | Double Medical Technology Inc | 2.4mm Cortex Screw, stardrive, self-tapping, 8 mm | 030350008 | Standalone | DE0504080 | Patients requiring fracture fixation or orthopaedic corrective surgery
Orthopaedics | Trauma - Extramedullary fixation | Plate accessories | Non-locking screw | Double Medical Technology Inc | 2.4mm Cortex Screw, stardrive, self-tapping, 9 mm | 030350009 | Standalone | DE0504080 | Patients requiring fracture fixation or orthopaedic corrective surgery
Orthopaedics | Trauma - Extramedullary fixation | Plate accessories | Non-locking screw | Double Medical Technology Inc | 2.4mm Cortex Screw, stardrive, self-tapping, 10 mm | 030350010 | Standalone | DE0504080 | Patients requiring fracture fixation or orthopaedic corrective surgery
Orthopaedics | Trauma - Extramedullary fixation | Plate accessories | Non-locking screw | Double Medical Technology Inc | 2.4mm Cortex Screw, stardrive, self-tapping, 11 mm | 030350011 | Standalone | DE0504080 | Patients requiring fracture fixation or orthopaedic corrective surgery
Orthopaedics | Trauma - Extramedullary fixation | Plate accessories | Non-locking screw | Double Medical Technology Inc | 2.4mm Cortex Screw, stardrive, self-tapping, 12 mm | 030350012 | Standalone | DE0504080 | Patients requiring fracture fixation or orthopaedic corrective surgery
Orthopaedics | Trauma - Extramedullary fixation | Plate accessories | Non-locking screw | Double Medical Technology Inc | 2.4mm Cortex Screw, stardrive, self-tapping, 13 mm | 030350013 | Standalone | DE0504080 | Patients requiring fracture fixation or orthopaedic corrective surgery
Orthopaedics | Trauma - Extramedullary fixation | Plate accessories | Non-locking screw | Double Medical Technology Inc | 2.4mm Cortex Screw, stardrive, self-tapping, 14 mm | 030350014 | Standalone | DE0504080 | Patients requiring fracture fixation or orthopaedic corrective surgery
Orthopaedics | Trauma - Extramedullary fixation | Plate accessories | Non-locking screw | Double Medical Technology Inc | 2.4mm Cortex Screw, stardrive, self-tapping, 15 mm | 030350015 | Standalone | DE0504080 | Patients requiring fracture fixation or orthopaedic corrective surgery
Orthopaedics | Trauma - Extramedullary fixation | Plate accessories | Non-locking screw | Double Medical Technology Inc | 2.4mm Cortex Screw, stardrive, self-tapping, 16 mm | 030350016 | Standalone | DE0504080 | Patients requiring fracture fixation or orthopaedic corrective surgery
Orthopaedics | Trauma - Extramedullary fixation | Plate accessories | Non-locking screw | Double Medical Technology Inc | 2.4mm Cortex Screw, stardrive, self-tapping, 17 mm | 030350017 | Standalone | DE0504080 | Patients requiring fracture fixation or orthopaedic corrective surgery
Orthopaedics | Trauma - Extramedullary fixation | Plate accessories | Non-locking screw | Double Medical Technology Inc | 2.4mm Cortex Screw, stardrive, self-tapping, 18 mm | 030350018 | Standalone | DE0504080 | Patients requiring fracture fixation or orthopaedic corrective surgery
Orthopaedics | Trauma - Extramedullary fixation | Plate accessories | Non-locking screw | Double Medical Technology Inc | 2.4mm Cortex Screw, stardrive, self-tapping, 19 mm | 030350019 | Standalone | DE0504080 | Patients requiring fracture fixation or orthopaedic corrective surgery
Orthopaedics | Trauma - Extramedullary fixation | Plate accessories | Non-locking screw | Double Medical Technology Inc | 2.4mm Cortex Screw, stardrive, self-tapping, 20 mm | 030350020 | Standalone | DE0504080 | Patients requiring fracture fixation or orthopaedic corrective surgery
Orthopaedics | Trauma - Extramedullary fixation | Plate accessories | Non-locking screw | Double Medical Technology Inc | 2.4mm Cortex Screw, stardrive, self-tapping, 22 mm | 030350022 | Standalone | DE0504080 | Patients requiring fracture fixation or orthopaedic corrective surgery
Orthopaedics | Trauma - Extramedullary fixation | Plate accessories | Non-locking screw | Double Medical Technology Inc | 2.4mm Cortex Screw, stardrive, self-tapping, 24 mm | 030350024 | Standalone | DE0504080 | Patients requiring fracture fixation or orthopaedic corrective surgery
Orthopaedics | Trauma - Extramedullary fixation | Plate accessories | Non-locking screw | Double Medical Technology Inc | 2.4mm Cortex Screw, stardrive, self-tapping, 26 mm | 030350026 | Standalone | DE0504080 | Patients requiring fracture fixation or orthopaedic corrective surgery
Orthopaedics | Trauma - Extramedullary fixation | Plate accessories | Non-locking screw | Double Medical Technology Inc | 2.4mm Cortex Screw, stardrive, self-tapping, 28 mm | 030350028 | Standalone | DE0504080 | Patients requiring fracture fixation or orthopaedic corrective surgery
Orthopaedics | Trauma - Extramedullary fixation | Plate accessories | Non-locking screw | Double Medical Technology Inc | 2.4mm Cortex Screw, stardrive, self-tapping, 30 mm | 030350030 | Standalone | DE0504080 | Patients requiring fracture fixation or orthopaedic corrective surgery
Orthopaedics | Trauma - Extramedullary fixation | Plate accessories | Locking screw | Double Medical Technology Inc | 2.4mm Locking Screw, stardrive, self-tapping, 6mm | 040240006 | Standalone | DE0504080 | Patients requiring fracture fixation or orthopaedic corrective surgery
Orthopaedics | Trauma - Extramedullary fixation | Plate accessories | Locking screw | Double Medical Technology Inc | 2.4mm Locking Screw, stardrive, self-tapping, 7 mm | 040240007 | Standalone | DE0504080 | Patients requiring fracture fixation or orthopaedic corrective surgery
Orthopaedics | Trauma - Extramedullary fixation | Plate accessories | Locking screw | Double Medical Technology Inc | 2.4mm Locking Screw, stardrive, self-tapping, 8 mm | 040240008 | Standalone | DE0504080 | Patients requiring fracture fixation or orthopaedic corrective surgery
Orthopaedics | Trauma - Extramedullary fixation | Plate accessories | Locking screw | Double Medical Technology Inc | 2.4mm Locking Screw, stardrive, self-tapping, 9 mm | 040240009 | Standalone | DE0504080 | Patients requiring fracture fixation or orthopaedic corrective surgery
Orthopaedics | Trauma - Extramedullary fixation | Plate accessories | Locking screw | Double Medical Technology Inc | 2.4mm Locking Screw, stardrive, self-tapping, 10 mm | 040240010 | Standalone | DE0504080 | Patients requiring fracture fixation or orthopaedic corrective surgery
Orthopaedics | Trauma - Extramedullary fixation | Plate accessories | Locking screw | Double Medical Technology Inc | 2.4mm Locking Screw, stardrive, self-tapping, 11 mm | 040240011 | Standalone | DE0504080 | Patients requiring fracture fixation or orthopaedic corrective surgery
Orthopaedics | Trauma - Extramedullary fixation | Plate accessories | Locking screw | Double Medical Technology Inc | 2.4mm Locking Screw, stardrive, self-tapping, 12 mm | 040240012 | Standalone | DE0504080 | Patients requiring fracture fixation or orthopaedic corrective surgery
Orthopaedics | Trauma - Extramedullary fixation | Plate accessories | Locking screw | Double Medical Technology Inc | 2.4mm Locking Screw, stardrive, self-tapping, 13 mm | 040240013 | Standalone | DE0504080 | Patients requiring fracture fixation or orthopaedic corrective surgery
Orthopaedics | Trauma - Extramedullary fixation | Plate accessories | Locking screw | Double Medical Technology Inc | 2.4mm Locking Screw, stardrive, self-tapping, 14 mm | 040240014 | Standalone | DE0504080 | Patients requiring fracture fixation or orthopaedic corrective surgery
Orthopaedics | Trauma - Extramedullary fixation | Plate accessories | Locking screw | Double Medical Technology Inc | 2.4mm Locking Screw, stardrive, self-tapping, 15 mm | 040240015 | Standalone | DE0504080 | Patients requiring fracture fixation or orthopaedic corrective surgery
Orthopaedics | Trauma - Extramedullary fixation | Plate accessories | Locking screw | Double Medical Technology Inc | 2.4mm Locking Screw, stardrive, self-tapping, 16 mm | 040240016 | Standalone | DE0504080 | Patients requiring fracture fixation or orthopaedic corrective surgery
Orthopaedics | Trauma - Extramedullary fixation | Plate accessories | Locking screw | Double Medical Technology Inc | 2.4mm Locking Screw, stardrive, self-tapping, 17 mm | 040240017 | Standalone | DE0504080 | Patients requiring fracture fixation or orthopaedic corrective surgery
Orthopaedics | Trauma - Extramedullary fixation | Plate accessories | Locking screw | Double Medical Technology Inc | 2.4mm Locking Screw, stardrive, self-tapping, 18 mm | 040240018 | Standalone | DE0504080 | Patients requiring fracture fixation or orthopaedic corrective surgery
Orthopaedics | Trauma - Extramedullary fixation | Plate accessories | Locking screw | Double Medical Technology Inc | 2.4mm Locking Screw, stardrive, self-tapping, 19 mm | 040240019 | Standalone | DE0504080 | Patients requiring fracture fixation or orthopaedic corrective surgery
Orthopaedics | Trauma - Extramedullary fixation | Plate accessories | Locking screw | Double Medical Technology Inc | 2.4mm Locking Screw, stardrive, self-tapping, 20 mm | 040240020 | Standalone | DE0504080 | Patients requiring fracture fixation or orthopaedic corrective surgery
Orthopaedics | Trauma - Extramedullary fixation | Plate accessories | Locking screw | Double Medical Technology Inc | 2.4mm Locking Screw, stardrive, self-tapping, 22 mm | 040240022 | Standalone | DE0504080 | Patients requiring fracture fixation or orthopaedic corrective surgery
Orthopaedics | Trauma - Extramedullary fixation | Plate accessories | Locking screw | Double Medical Technology Inc | 2.4mm Locking Screw, stardrive, self-tapping, 24 mm | 040240024 | Standalone | DE0504080 | Patients requiring fracture fixation or orthopaedic corrective surgery
Orthopaedics | Trauma - Extramedullary fixation | Plate accessories | Locking screw | Double Medical Technology Inc | 2.4mm Locking Screw, stardrive, self-tapping, 26 mm | 040240026 | Standalone | DE0504080 | Patients requiring fracture fixation or orthopaedic corrective surgery
Orthopaedics | Trauma - Extramedullary fixation | Plate accessories | Locking screw | Double Medical Technology Inc | 2.4mm Locking Screw, stardrive, self-tapping, 28 mm | 040240028 | Standalone | DE0504080 | Patients requiring fracture fixation or orthopaedic corrective surgery
Orthopaedics | Trauma - Extramedullary fixation | Plate accessories | Locking screw | Double Medical Technology Inc | 2.4mm Locking Screw, stardrive, self-tapping, 30 mm | 040240030 | Standalone | DE0504080 | Patients requiring fracture fixation or orthopaedic corrective surgery
Orthopaedics | Trauma - Extramedullary fixation | Plate accessories | Locking screw | Double Medical Technology Inc | 2.4mm Locking Screw II, variable angle, stardrive, self-tapping, 8 mm | 040760008 | Standalone | DE0504080 | Patients requiring fracture fixation or orthopaedic corrective surgery
Orthopaedics | Trauma - Extramedullary fixation | Plate accessories | Locking screw | Double Medical Technology Inc | 2.4mm Locking Screw II, variable angle, stardrive, self-tapping, 10 mm | 040760010 | Standalone | DE0504080 | Patients requiring fracture fixation or orthopaedic corrective surgery
Orthopaedics | Trauma - Extramedullary fixation | Plate accessories | Locking screw | Double Medical Technology Inc | 2.4mm Locking Screw II, variable angle, stardrive, self-tapping, 12 mm | 040760012 | Standalone | DE0504080 | Patients requiring fracture fixation or orthopaedic corrective surgery
Orthopaedics | Trauma - Extramedullary fixation | Plate accessories | Locking screw | Double Medical Technology Inc | 2.4mm Locking Screw II, variable angle, stardrive, self-tapping, 14 mm | 040760014 | Standalone | DE0504080 | Patients requiring fracture fixation or orthopaedic corrective surgery
Orthopaedics | Trauma - Extramedullary fixation | Plate accessories | Locking screw | Double Medical Technology Inc | 2.4mm Locking Screw II, variable angle, stardrive, self-tapping, 16 mm | 040760016 | Standalone | DE0504080 | Patients requiring fracture fixation or orthopaedic corrective surgery
Orthopaedics | Trauma - Extramedullary fixation | Plate accessories | Locking screw | Double Medical Technology Inc | 2.4mm Locking Screw II, variable angle, stardrive, self-tapping, 18 mm | 040760018 | Standalone | DE0504080 | Patients requiring fracture fixation or orthopaedic corrective surgery
Orthopaedics | Trauma - Extramedullary fixation | Plate accessories | Locking screw | Double Medical Technology Inc | 2.4mm Locking Screw II, variable angle, stardrive, self-tapping, 20 mm | 040760020 | Standalone | DE0504080 | Patients requiring fracture fixation or orthopaedic corrective surgery
Orthopaedics | Trauma - Extramedullary fixation | Plate accessories | Locking screw | Double Medical Technology Inc | 2.4mm Locking Screw II, variable angle, stardrive, self-tapping, 22 mm | 040760022 | Standalone | DE0504080 | Patients requiring fracture fixation or orthopaedic corrective surgery
Orthopaedics | Trauma - Extramedullary fixation | Plate accessories | Locking screw | Double Medical Technology Inc | 2.4mm Locking Screw II, variable angle, stardrive, self-tapping, 24 mm | 040760024 | Standalone | DE0504080 | Patients requiring fracture fixation or orthopaedic corrective surgery
Orthopaedics | Trauma - Extramedullary fixation | Plate accessories | Locking screw | Double Medical Technology Inc | 2.4mm Locking Screw II, variable angle, stardrive, self-tapping, 26 mm | 040760026 | Standalone | DE0504080 | Patients requiring fracture fixation or orthopaedic corrective surgery
Orthopaedics | Trauma - Extramedullary fixation | Plate accessories | Locking screw | Double Medical Technology Inc | 2.4mm Locking Screw II, variable angle, stardrive, self-tapping, 28 mm | 040760028 | Standalone | DE0504080 | Patients requiring fracture fixation or orthopaedic corrective surgery
Orthopaedics | Trauma - Extramedullary fixation | Plate accessories | Locking screw | Double Medical Technology Inc | 2.4mm Locking Screw II, variable angle, stardrive, self-tapping, 30 mm | 040760030 | Standalone | DE0504080 | Patients requiring fracture fixation or orthopaedic corrective surgery
Orthopaedics | Trauma - Extramedullary fixation | Plate accessories | Locking screw | Double Medical Technology Inc | 2.7mm Locking Screw, stardrive, self-tapping, 6mm | 030340006 | Standalone | DE0504080 | Patients requiring fracture fixation or orthopaedic corrective surgery
Orthopaedics | Trauma - Extramedullary fixation | Plate accessories | Locking screw | Double Medical Technology Inc | 2.7mm Locking Screw, stardrive, self-tapping, 7 mm | 030340007 | Standalone | DE0504080 | Patients requiring fracture fixation or orthopaedic corrective surgery
Orthopaedics | Trauma - Extramedullary fixation | Plate accessories | Locking screw | Double Medical Technology Inc | 2.7mm Locking Screw, stardrive, self-tapping, 8 mm | 030340008 | Standalone | DE0504080 | Patients requiring fracture fixation or orthopaedic corrective surgery
Orthopaedics | Trauma - Extramedullary fixation | Plate accessories | Locking screw | Double Medical Technology Inc | 2.7mm Locking Screw, stardrive, self-tapping, 9 mm | 030340009 | Standalone | DE0504080 | Patients requiring fracture fixation or orthopaedic corrective surgery
Orthopaedics | Trauma - Extramedullary fixation | Plate accessories | Locking screw | Double Medical Technology Inc | 2.7mm Locking Screw, stardrive, self-tapping, 10 mm | 030340010 | Standalone | DE0504080 | Patients requiring fracture fixation or orthopaedic corrective surgery
Orthopaedics | Trauma - Extramedullary fixation | Plate accessories | Locking screw | Double Medical Technology Inc | 2.7mm Locking Screw, stardrive, self-tapping, 11 mm | 030340011 | Standalone | DE0504080 | Patients requiring fracture fixation or orthopaedic corrective surgery
Orthopaedics | Trauma - Extramedullary fixation | Plate accessories | Locking screw | Double Medical Technology Inc | 2.7mm Locking Screw, stardrive, self-tapping, 12 mm | 030340012 | Standalone | DE0504080 | Patients requiring fracture fixation or orthopaedic corrective surgery
Orthopaedics | Trauma - Extramedullary fixation | Plate accessories | Locking screw | Double Medical Technology Inc | 2.7mm Locking Screw, stardrive, self-tapping, 13 mm | 030340013 | Standalone | DE0504080 | Patients requiring fracture fixation or orthopaedic corrective surgery
Orthopaedics | Trauma - Extramedullary fixation | Plate accessories | Locking screw | Double Medical Technology Inc | 2.7mm Locking Screw, stardrive, self-tapping, 14 mm | 030340014 | Standalone | DE0504080 | Patients requiring fracture fixation or orthopaedic corrective surgery
Orthopaedics | Trauma - Extramedullary fixation | Plate accessories | Locking screw | Double Medical Technology Inc | 2.7mm Locking Screw, stardrive, self-tapping, 15 mm | 030340015 | Standalone | DE0504080 | Patients requiring fracture fixation or orthopaedic corrective surgery
Orthopaedics | Trauma - Extramedullary fixation | Plate accessories | Locking screw | Double Medical Technology Inc | 2.7mm Locking Screw, stardrive, self-tapping, 16 mm | 030340016 | Standalone | DE0504080 | Patients requiring fracture fixation or orthopaedic corrective surgery
Orthopaedics | Trauma - Extramedullary fixation | Plate accessories | Locking screw | Double Medical Technology Inc | 2.7mm Locking Screw, stardrive, self-tapping, 17 mm | 030340017 | Standalone | DE0504080 | Patients requiring fracture fixation or orthopaedic corrective surgery
Orthopaedics | Trauma - Extramedullary fixation | Plate accessories | Locking screw | Double Medical Technology Inc | 2.7mm Locking Screw, stardrive, self-tapping, 18 mm | 030340018 | Standalone | DE0504080 | Patients requiring fracture fixation or orthopaedic corrective surgery
Orthopaedics | Trauma - Extramedullary fixation | Plate accessories | Locking screw | Double Medical Technology Inc | 2.7mm Locking Screw, stardrive, self-tapping, 19 mm | 030340019 | Standalone | DE0504080 | Patients requiring fracture fixation or orthopaedic corrective surgery
Orthopaedics | Trauma - Extramedullary fixation | Plate accessories | Locking screw | Double Medical Technology Inc | 2.7mm Locking Screw, stardrive, self-tapping, 20 mm | 030340020 | Standalone | DE0504080 | Patients requiring fracture fixation or orthopaedic corrective surgery
Orthopaedics | Trauma - Extramedullary fixation | Plate accessories | Locking screw | Double Medical Technology Inc | 2.7mm Locking Screw, stardrive, self-tapping, 22 mm | 030340022 | Standalone | DE0504080 | Patients requiring fracture fixation or orthopaedic corrective surgery
Orthopaedics | Trauma - Extramedullary fixation | Plate accessories | Locking screw | Double Medical Technology Inc | 2.7mm Locking Screw, stardrive, self-tapping, 24 mm | 030340024 | Standalone | DE0504080 | Patients requiring fracture fixation or orthopaedic corrective surgery
Orthopaedics | Trauma - Extramedullary fixation | Plate accessories | Locking screw | Double Medical Technology Inc | 2.7mm Locking Screw, stardrive, self-tapping, 26 mm | 030340026 | Standalone | DE0504080 | Patients requiring fracture fixation or orthopaedic corrective surgery
Orthopaedics | Trauma - Extramedullary fixation | Plate accessories | Locking screw | Double Medical Technology Inc | 2.7mm Locking Screw, stardrive, self-tapping, 28 mm | 030340028 | Standalone | DE0504080 | Patients requiring fracture fixation or orthopaedic corrective surgery
Orthopaedics | Trauma - Extramedullary fixation | Plate accessories | Locking screw | Double Medical Technology Inc | 2.7mm Locking Screw, stardrive, self-tapping, 30 mm | 030340030 | Standalone | DE0504080 | Patients requiring fracture fixation or orthopaedic corrective surgery
Orthopaedics | Trauma - Extramedullary fixation | Plate accessories | Locking screw | Double Medical Technology Inc | 2.7mm Locking Screw, stardrive, self-tapping, 35 mm | 030340035 | Standalone | DE0504080 | Patients requiring fracture fixation or orthopaedic corrective surgery
Orthopaedics | Trauma - Extramedullary fixation | Plate accessories | Locking screw | Double Medical Technology Inc | 2.7mm Locking Screw, stardrive, self-tapping, 40 mm | 030340040 | Standalone | DE0504080 | Patients requiring fracture fixation or orthopaedic corrective surgery
Orthopaedics | Trauma - Extramedullary fixation | Plate accessories | Locking screw | Double Medical Technology Inc | 2.7mm Locking Screw, stardrive, self-tapping, 45 mm | 030340045 | Standalone | DE0504080 | Patients requiring fracture fixation or orthopaedic corrective surgery
Orthopaedics | Trauma - Extramedullary fixation | Plate accessories | Locking screw | Double Medical Technology Inc | 2.7mm Locking Screw, stardrive, self-tapping, 50 mm | 030340050 | Standalone | DE0504080 | Patients requiring fracture fixation or orthopaedic corrective surgery
Orthopaedics | Trauma - Extramedullary fixation | Plate accessories | Non-locking screw | Double Medical Technology Inc | 2.7mm Cortex Screw, stardrive, self-tapping, 8 mm | 040150008 | Standalone | DE0504080 | Patients requiring fracture fixation or orthopaedic corrective surgery
Orthopaedics | Trauma - Extramedullary fixation | Plate accessories | Non-locking screw | Double Medical Technology Inc | 2.7mm Cortex Screw, stardrive, self-tapping, 9 mm | 040150009 | Standalone | DE0504080 | Patients requiring fracture fixation or orthopaedic corrective surgery
Orthopaedics | Trauma - Extramedullary fixation | Plate accessories | Non-locking screw | Double Medical Technology Inc | 2.7mm Cortex Screw, stardrive, self-tapping, 10 mm | 040150010 | Standalone | DE0504080 | Patients requiring fracture fixation or orthopaedic corrective surgery
Orthopaedics | Trauma - Extramedullary fixation | Plate accessories | Non-locking screw | Double Medical Technology Inc | 2.7mm Cortex Screw, stardrive, self-tapping, 11 mm | 040150011 | Standalone | DE0504080 | Patients requiring fracture fixation or orthopaedic corrective surgery
Orthopaedics | Trauma - Extramedullary fixation | Plate accessories | Non-locking screw | Double Medical Technology Inc | 2.7mm Cortex Screw, stardrive, self-tapping, 12 mm | 040150012 | Standalone | DE0504080 | Patients requiring fracture fixation or orthopaedic corrective surgery
Orthopaedics | Trauma - Extramedullary fixation | Plate accessories | Non-locking screw | Double Medical Technology Inc | 2.7mm Cortex Screw, stardrive, self-tapping, 13 mm | 040150013 | Standalone | DE0504080 | Patients requiring fracture fixation or orthopaedic corrective surgery
Orthopaedics | Trauma - Extramedullary fixation | Plate accessories | Non-locking screw | Double Medical Technology Inc | 2.7mm Cortex Screw, stardrive, self-tapping, 14 mm | 040150014 | Standalone | DE0504080 | Patients requiring fracture fixation or orthopaedic corrective surgery
Orthopaedics | Trauma - Extramedullary fixation | Plate accessories | Non-locking screw | Double Medical Technology Inc | 2.7mm Cortex Screw, stardrive, self-tapping, 15 mm | 040150015 | Standalone | DE0504080 | Patients requiring fracture fixation or orthopaedic corrective surgery
Orthopaedics | Trauma - Extramedullary fixation | Plate accessories | Non-locking screw | Double Medical Technology Inc | 2.7mm Cortex Screw, stardrive, self-tapping, 16 mm | 040150016 | Standalone | DE0504080 | Patients requiring fracture fixation or orthopaedic corrective surgery
Orthopaedics | Trauma - Extramedullary fixation | Plate accessories | Non-locking screw | Double Medical Technology Inc | 2.7mm Cortex Screw, stardrive, self-tapping, 17 mm | 040150017 | Standalone | DE0504080 | Patients requiring fracture fixation or orthopaedic corrective surgery
Orthopaedics | Trauma - Extramedullary fixation | Plate accessories | Non-locking screw | Double Medical Technology Inc | 2.7mm Cortex Screw, stardrive, self-tapping, 18 mm | 040150018 | Standalone | DE0504080 | Patients requiring fracture fixation or orthopaedic corrective surgery
Orthopaedics | Trauma - Extramedullary fixation | Plate accessories | Non-locking screw | Double Medical Technology Inc | 2.7mm Cortex Screw, stardrive, self-tapping, 19 mm | 040150019 | Standalone | DE0504080 | Patients requiring fracture fixation or orthopaedic corrective surgery
Orthopaedics | Trauma - Extramedullary fixation | Plate accessories | Non-locking screw | Double Medical Technology Inc | 2.7mm Cortex Screw, stardrive, self-tapping, 20 mm | 040150020 | Standalone | DE0504080 | Patients requiring fracture fixation or orthopaedic corrective surgery
Orthopaedics | Trauma - Extramedullary fixation | Plate accessories | Non-locking screw | Double Medical Technology Inc | 2.7mm Cortex Screw, stardrive, self-tapping, 22 mm | 040150022 | Standalone | DE0504080 | Patients requiring fracture fixation or orthopaedic corrective surgery
Orthopaedics | Trauma - Extramedullary fixation | Plate accessories | Non-locking screw | Double Medical Technology Inc | 2.7mm Cortex Screw, stardrive, self-tapping, 24 mm | 040150024 | Standalone | DE0504080 | Patients requiring fracture fixation or orthopaedic corrective surgery
Orthopaedics | Trauma - Extramedullary fixation | Plate accessories | Non-locking screw | Double Medical Technology Inc | 2.7mm Cortex Screw, stardrive, self-tapping, 26 mm | 040150026 | Standalone | DE0504080 | Patients requiring fracture fixation or orthopaedic corrective surgery
Orthopaedics | Trauma - Extramedullary fixation | Plate accessories | Non-locking screw | Double Medical Technology Inc | 2.7mm Cortex Screw, stardrive, self-tapping, 28 mm | 040150028 | Standalone | DE0504080 | Patients requiring fracture fixation or orthopaedic corrective surgery
Orthopaedics | Trauma - Extramedullary fixation | Plate accessories | Non-locking screw | Double Medical Technology Inc | 2.7mm Cortex Screw, stardrive, self-tapping, 30 mm | 040150030 | Standalone | DE0504080 | Patients requiring fracture fixation or orthopaedic corrective surgery
Orthopaedics | Trauma - Extramedullary fixation | Plate accessories | Locking screw | Double Medical Technology Inc | MT 2.7mm Locking Screw , stardrive, self-tapping, 10 mm | 041170010 | Standalone | DE0504080 | Patients requiring fracture fixation or orthopaedic corrective surgery
Orthopaedics | Trauma - Extramedullary fixation | Plate accessories | Locking screw | Double Medical Technology Inc | MT 2.7mm Locking Screw , stardrive, self-tapping, 12 mm | 041170012 | Standalone | DE0504080 | Patients requiring fracture fixation or orthopaedic corrective surgery
Orthopaedics | Trauma - Extramedullary fixation | Plate accessories | Locking screw | Double Medical Technology Inc | MT 2.7mm Locking Screw , stardrive, self-tapping, 14 mm | 041170014 | Standalone | DE0504080 | Patients requiring fracture fixation or orthopaedic corrective surgery
Orthopaedics | Trauma - Extramedullary fixation | Plate accessories | Locking screw | Double Medical Technology Inc | MT 2.7mm Locking Screw , stardrive, self-tapping, 16 mm | 041170016 | Standalone | DE0504080 | Patients requiring fracture fixation or orthopaedic corrective surgery
Orthopaedics | Trauma - Extramedullary fixation | Plate accessories | Locking screw | Double Medical Technology Inc | MT 2.7mm Locking Screw , stardrive, self-tapping, 18 mm | 041170018 | Standalone | DE0504080 | Patients requiring fracture fixation or orthopaedic corrective surgery
Orthopaedics | Trauma - Extramedullary fixation | Plate accessories | Locking screw | Double Medical Technology Inc | MT 2.7mm Locking Screw , stardrive, self-tapping, 20 mm | 041170020 | Standalone | DE0504080 | Patients requiring fracture fixation or orthopaedic corrective surgery
Orthopaedics | Trauma - Extramedullary fixation | Plate accessories | Locking screw | Double Medical Technology Inc | MT 2.7mm Locking Screw , stardrive, self-tapping, 22 mm | 041170022 | Standalone | DE0504080 | Patients requiring fracture fixation or orthopaedic corrective surgery
Orthopaedics | Trauma - Extramedullary fixation | Plate accessories | Locking screw | Double Medical Technology Inc | MT 2.7mm Locking Screw , stardrive, self-tapping, 24 mm | 041170024 | Standalone | DE0504080 | Patients requiring fracture fixation or orthopaedic corrective surgery
Orthopaedics | Trauma - Extramedullary fixation | Plate accessories | Locking screw | Double Medical Technology Inc | MT 2.7mm Locking Screw , stardrive, self-tapping, 26 mm | 041170026 | Standalone | DE0504080 | Patients requiring fracture fixation or orthopaedic corrective surgery
Orthopaedics | Trauma - Extramedullary fixation | Plate accessories | Locking screw | Double Medical Technology Inc | MT 2.7mm Locking Screw , stardrive, self-tapping, 28 mm | 041170028 | Standalone | DE0504080 | Patients requiring fracture fixation or orthopaedic corrective surgery
Orthopaedics | Trauma - Extramedullary fixation | Plate accessories | Locking screw | Double Medical Technology Inc | MT 2.7mm Locking Screw , stardrive, self-tapping, 30 mm | 041170030 | Standalone | DE0504080 | Patients requiring fracture fixation or orthopaedic corrective surgery
Orthopaedics | Trauma - Extramedullary fixation | Plate accessories | Locking screw | Double Medical Technology Inc | MT 2.7mm Locking Screw , stardrive, self-tapping, 32 mm | 041170032 | Standalone | DE0504080 | Patients requiring fracture fixation or orthopaedic corrective surgery
Orthopaedics | Trauma - Extramedullary fixation | Plate accessories | Locking screw | Double Medical Technology Inc | MT 2.7mm Locking Screw , stardrive, self-tapping, 34 mm | 041170034 | Standalone | DE0504080 | Patients requiring fracture fixation or orthopaedic corrective surgery
Orthopaedics | Trauma - Extramedullary fixation | Plate accessories | Locking screw | Double Medical Technology Inc | MT 2.7mm Locking Screw , stardrive, self-tapping, 36 mm | 041170036 | Standalone | DE0504080 | Patients requiring fracture fixation or orthopaedic corrective surgery
Orthopaedics | Trauma - Extramedullary fixation | Plate accessories | Locking screw | Double Medical Technology Inc | MT 2.7mm Locking Screw , stardrive, self-tapping, 38 mm | 041170038 | Standalone | DE0504080 | Patients requiring fracture fixation or orthopaedic corrective surgery
Orthopaedics | Trauma - Extramedullary fixation | Plate accessories | Locking screw | Double Medical Technology Inc | MT 2.7mm Locking Screw , stardrive, self-tapping, 40 mm | 041170040 | Standalone | DE0504080 | Patients requiring fracture fixation or orthopaedic corrective surgery
Orthopaedics | Trauma - Extramedullary fixation | Plate accessories | Locking screw | Double Medical Technology Inc | MT 2.7mm Locking Screw , stardrive, self-tapping, 42 mm | 041170042 | Standalone | DE0504080 | Patients requiring fracture fixation or orthopaedic corrective surgery
Orthopaedics | Trauma - Extramedullary fixation | Plate accessories | Locking screw | Double Medical Technology Inc | MT 2.7mm Locking Screw , stardrive, self-tapping, 44 mm | 041170044 | Standalone | DE0504080 | Patients requiring fracture fixation or orthopaedic corrective surgery
Orthopaedics | Trauma - Extramedullary fixation | Plate accessories | Locking screw | Double Medical Technology Inc | MT 2.7mm Locking Screw , stardrive, self-tapping, 46 mm | 041170046 | Standalone | DE0504080 | Patients requiring fracture fixation or orthopaedic corrective surgery
Orthopaedics | Trauma - Extramedullary fixation | Plate accessories | Locking screw | Double Medical Technology Inc | MT 2.7mm Locking Screw , stardrive, self-tapping, 48 mm | 041170048 | Standalone | DE0504080 | Patients requiring fracture fixation or orthopaedic corrective surgery
Orthopaedics | Trauma - Extramedullary fixation | Plate accessories | Locking screw | Double Medical Technology Inc | MT 2.7mm Locking Screw , stardrive, self-tapping, 50 mm | 041170050 | Standalone | DE0504080 | Patients requiring fracture fixation or orthopaedic corrective surgery
Orthopaedics | Trauma - Extramedullary fixation | Plate accessories | Non-locking screw | Double Medical Technology Inc | MT 2.7mm Cortex Screw , Square, self-tapping, 10 mm | 042002710 | Standalone | DE0504080 | Patients requiring fracture fixation or orthopaedic corrective surgery
Orthopaedics | Trauma - Extramedullary fixation | Plate accessories | Non-locking screw | Double Medical Technology Inc | MT 2.7mm Cortex Screw , Square, self-tapping, 12 mm | 042002712 | Standalone | DE0504080 | Patients requiring fracture fixation or orthopaedic corrective surgery
Orthopaedics | Trauma - Extramedullary fixation | Plate accessories | Non-locking screw | Double Medical Technology Inc | MT 2.7mm Cortex Screw , Square, self-tapping, 14 mm | 042002714 | Standalone | DE0504080 | Patients requiring fracture fixation or orthopaedic corrective surgery
Orthopaedics | Trauma - Extramedullary fixation | Plate accessories | Non-locking screw | Double Medical Technology Inc | MT 2.7mm Cortex Screw , Square, self-tapping, 16 mm | 042002716 | Standalone | DE0504080 | Patients requiring fracture fixation or orthopaedic corrective surgery
Orthopaedics | Trauma - Extramedullary fixation | Plate accessories | Non-locking screw | Double Medical Technology Inc | MT 2.7mm Cortex Screw , Square, self-tapping, 18 mm | 042002718 | Standalone | DE0504080 | Patients requiring fracture fixation or orthopaedic corrective surgery
Orthopaedics | Trauma - Extramedullary fixation | Plate accessories | Non-locking screw | Double Medical Technology Inc | MT 2.7mm Cortex Screw , Square, self-tapping, 20 mm | 042002720 | Standalone | DE0504080 | Patients requiring fracture fixation or orthopaedic corrective surgery
Orthopaedics | Trauma - Extramedullary fixation | Plate accessories | Non-locking screw | Double Medical Technology Inc | MT 2.7mm Cortex Screw , Square, self-tapping, 22 mm | 042002722 | Standalone | DE0504080 | Patients requiring fracture fixation or orthopaedic corrective surgery
Orthopaedics | Trauma - Extramedullary fixation | Plate accessories | Non-locking screw | Double Medical Technology Inc | MT 2.7mm Cortex Screw , Square, self-tapping, 24 mm | 042002724 | Standalone | DE0504080 | Patients requiring fracture fixation or orthopaedic corrective surgery
Orthopaedics | Trauma - Extramedullary fixation | Plate accessories | Non-locking screw | Double Medical Technology Inc | MT 2.7mm Cortex Screw , Square, self-tapping, 26 mm | 042002726 | Standalone | DE0504080 | Patients requiring fracture fixation or orthopaedic corrective surgery
Orthopaedics | Trauma - Extramedullary fixation | Plate accessories | Non-locking screw | Double Medical Technology Inc | MT 2.7mm Cortex Screw , Square, self-tapping, 28 mm | 042002728 | Standalone | DE0504080 | Patients requiring fracture fixation or orthopaedic corrective surgery
Orthopaedics | Trauma - Extramedullary fixation | Plate accessories | Non-locking screw | Double Medical Technology Inc | MT 2.7mm Cortex Screw , Square, self-tapping, 30 mm | 042002730 | Standalone | DE0504080 | Patients requiring fracture fixation or orthopaedic corrective surgery
Orthopaedics | Trauma - Extramedullary fixation | Plate accessories | Non-locking screw | Double Medical Technology Inc | MT 2.7mm Cortex Screw , Square, self-tapping, 32 mm | 042002732 | Standalone | DE0504080 | Patients requiring fracture fixation or orthopaedic corrective surgery
Orthopaedics | Trauma - Extramedullary fixation | Plate accessories | Non-locking screw | Double Medical Technology Inc | MT 2.7mm Cortex Screw , Square, self-tapping, 34 mm | 042002734 | Standalone | DE0504080 | Patients requiring fracture fixation or orthopaedic corrective surgery
Orthopaedics | Trauma - Extramedullary fixation | Plate accessories | Non-locking screw | Double Medical Technology Inc | MT 2.7mm Cortex Screw , Square, self-tapping, 36 mm | 042002736 | Standalone | DE0504080 | Patients requiring fracture fixation or orthopaedic corrective surgery
Orthopaedics | Trauma - Extramedullary fixation | Plate accessories | Non-locking screw | Double Medical Technology Inc | MT 2.7mm Cortex Screw , Square, self-tapping, 38 mm | 042002738 | Standalone | DE0504080 | Patients requiring fracture fixation or orthopaedic corrective surgery
Orthopaedics | Trauma - Extramedullary fixation | Plate accessories | Non-locking screw | Double Medical Technology Inc | MT 2.7mm Cortex Screw , Square, self-tapping, 40 mm | 042002740 | Standalone | DE0504080 | Patients requiring fracture fixation or orthopaedic corrective surgery
Orthopaedics | Trauma - Extramedullary fixation | Plate accessories | Non-locking screw | Double Medical Technology Inc | MT 2.7mm Cortex Screw , Square, self-tapping, 42 mm | 042002742 | Standalone | DE0504080 | Patients requiring fracture fixation or orthopaedic corrective surgery
Orthopaedics | Trauma - Extramedullary fixation | Plate accessories | Non-locking screw | Double Medical Technology Inc | MT 2.7mm Cortex Screw , Square, self-tapping, 44 mm | 042002744 | Standalone | DE0504080 | Patients requiring fracture fixation or orthopaedic corrective surgery
Orthopaedics | Trauma - Extramedullary fixation | Plate accessories | Non-locking screw | Double Medical Technology Inc | MT 2.7mm Cortex Screw , Square, self-tapping, 46 mm | 042002746 | Standalone | DE0504080 | Patients requiring fracture fixation or orthopaedic corrective surgery
Orthopaedics | Trauma - Extramedullary fixation | Plate accessories | Non-locking screw | Double Medical Technology Inc | MT 2.7mm Cortex Screw , Square, self-tapping, 48 mm | 042002748 | Standalone | DE0504080 | Patients requiring fracture fixation or orthopaedic corrective surgery
Orthopaedics | Trauma - Extramedullary fixation | Plate accessories | Non-locking screw | Double Medical Technology Inc | MT 2.7mm Cortex Screw , Square, self-tapping, 50 mm | 042002750 | Standalone | DE0504080 | Patients requiring fracture fixation or orthopaedic corrective surgery
Orthopaedics | Trauma - Extramedullary fixation | Plate accessories | Locking screw | Double Medical Technology Inc | MT 3.0mm Locking Screw , stardrive, self-tapping, 10 mm | 041180010 | Standalone | DE0504080 | Patients requiring fracture fixation or orthopaedic corrective surgery
Orthopaedics | Trauma - Extramedullary fixation | Plate accessories | Locking screw | Double Medical Technology Inc | MT 3.0mm Locking Screw , stardrive, self-tapping, 12 mm | 041180012 | Standalone | DE0504080 | Patients requiring fracture fixation or orthopaedic corrective surgery
Orthopaedics | Trauma - Extramedullary fixation | Plate accessories | Locking screw | Double Medical Technology Inc | MT 3.0mm Locking Screw , stardrive, self-tapping, 14 mm | 041180014 | Standalone | DE0504080 | Patients requiring fracture fixation or orthopaedic corrective surgery
Orthopaedics | Trauma - Extramedullary fixation | Plate accessories | Locking screw | Double Medical Technology Inc | MT 3.0mm Locking Screw , stardrive, self-tapping, 16 mm | 041180016 | Standalone | DE0504080 | Patients requiring fracture fixation or orthopaedic corrective surgery
Orthopaedics | Trauma - Extramedullary fixation | Plate accessories | Locking screw | Double Medical Technology Inc | MT 3.0mm Locking Screw , stardrive, self-tapping, 18 mm | 041180018 | Standalone | DE0504080 | Patients requiring fracture fixation or orthopaedic corrective surgery
Orthopaedics | Trauma - Extramedullary fixation | Plate accessories | Locking screw | Double Medical Technology Inc | MT 3.0mm Locking Screw , stardrive, self-tapping, 20 mm | 041180020 | Standalone | DE0504080 | Patients requiring fracture fixation or orthopaedic corrective surgery
Orthopaedics | Trauma - Extramedullary fixation | Plate accessories | Locking screw | Double Medical Technology Inc | MT 3.0mm Locking Screw , stardrive, self-tapping, 22 mm | 041180022 | Standalone | DE0504080 | Patients requiring fracture fixation or orthopaedic corrective surgery
Orthopaedics | Trauma - Extramedullary fixation | Plate accessories | Locking screw | Double Medical Technology Inc | MT 3.0mm Locking Screw , stardrive, self-tapping, 24 mm | 041180024 | Standalone | DE0504080 | Patients requiring fracture fixation or orthopaedic corrective surgery
Orthopaedics | Trauma - Extramedullary fixation | Plate accessories | Locking screw | Double Medical Technology Inc | MT 3.0mm Locking Screw , stardrive, self-tapping, 26 mm | 041180026 | Standalone | DE0504080 | Patients requiring fracture fixation or orthopaedic corrective surgery
Orthopaedics | Trauma - Extramedullary fixation | Plate accessories | Locking screw | Double Medical Technology Inc | MT 3.0mm Locking Screw , stardrive, self-tapping, 28 mm | 041180028 | Standalone | DE0504080 | Patients requiring fracture fixation or orthopaedic corrective surgery
Orthopaedics | Trauma - Extramedullary fixation | Plate accessories | Locking screw | Double Medical Technology Inc | MT 3.0mm Locking Screw , stardrive, self-tapping, 30 mm | 041180030 | Standalone | DE0504080 | Patients requiring fracture fixation or orthopaedic corrective surgery
Orthopaedics | Trauma - Extramedullary fixation | Plate accessories | Locking screw | Double Medical Technology Inc | MT 3.0mm Locking Screw , stardrive, self-tapping, 32 mm | 041180032 | Standalone | DE0504080 | Patients requiring fracture fixation or orthopaedic corrective surgery
Orthopaedics | Trauma - Extramedullary fixation | Plate accessories | Locking screw | Double Medical Technology Inc | MT 3.0mm Locking Screw , stardrive, self-tapping, 34 mm | 041180034 | Standalone | DE0504080 | Patients requiring fracture fixation or orthopaedic corrective surgery
Orthopaedics | Trauma - Extramedullary fixation | Plate accessories | Locking screw | Double Medical Technology Inc | MT 3.0mm Locking Screw , stardrive, self-tapping, 36 mm | 041180036 | Standalone | DE0504080 | Patients requiring fracture fixation or orthopaedic corrective surgery
Orthopaedics | Trauma - Extramedullary fixation | Plate accessories | Locking screw | Double Medical Technology Inc | MT 3.0mm Locking Screw , stardrive, self-tapping, 38 mm | 041180038 | Standalone | DE0504080 | Patients requiring fracture fixation or orthopaedic corrective surgery
Orthopaedics | Trauma - Extramedullary fixation | Plate accessories | Locking screw | Double Medical Technology Inc | MT 3.0mm Locking Screw , stardrive, self-tapping, 40 mm | 041180040 | Standalone | DE0504080 | Patients requiring fracture fixation or orthopaedic corrective surgery
Orthopaedics | Trauma - Extramedullary fixation | Plate accessories | Locking screw | Double Medical Technology Inc | MT 3.0mm Locking Screw , stardrive, self-tapping, 42 mm | 041180042 | Standalone | DE0504080 | Patients requiring fracture fixation or orthopaedic corrective surgery
Orthopaedics | Trauma - Extramedullary fixation | Plate accessories | Locking screw | Double Medical Technology Inc | MT 3.0mm Locking Screw , stardrive, self-tapping, 44 mm | 041180044 | Standalone | DE0504080 | Patients requiring fracture fixation or orthopaedic corrective surgery
Orthopaedics | Trauma - Extramedullary fixation | Plate accessories | Locking screw | Double Medical Technology Inc | MT 3.0mm Locking Screw , stardrive, self-tapping, 46 mm | 041180046 | Standalone | DE0504080 | Patients requiring fracture fixation or orthopaedic corrective surgery
Orthopaedics | Trauma - Extramedullary fixation | Plate accessories | Locking screw | Double Medical Technology Inc | MT 3.0mm Locking Screw , stardrive, self-tapping, 48 mm | 041180048 | Standalone | DE0504080 | Patients requiring fracture fixation or orthopaedic corrective surgery
Orthopaedics | Trauma - Extramedullary fixation | Plate accessories | Locking screw | Double Medical Technology Inc | MT 3.0mm Locking Screw , stardrive, self-tapping, 50 mm | 041180050 | Standalone | DE0504080 | Patients requiring fracture fixation or orthopaedic corrective surgery
Orthopaedics | Trauma - Extramedullary fixation | Plate accessories | Non-locking screw | Double Medical Technology Inc | 3.5mm Cortex Screw , self-tapping with three flute, 10 mm | 040710010 | Standalone | DE0504080 | Patients requiring fracture fixation or orthopaedic corrective surgery
Orthopaedics | Trauma - Extramedullary fixation | Plate accessories | Non-locking screw | Double Medical Technology Inc | 3.5mm Cortex Screw , self-tapping with three flute, 12 mm | 040710012 | Standalone | DE0504080 | Patients requiring fracture fixation or orthopaedic corrective surgery
Orthopaedics | Trauma - Extramedullary fixation | Plate accessories | Non-locking screw | Double Medical Technology Inc | 3.5mm Cortex Screw , self-tapping with three flute, 14 mm | 040710014 | Standalone | DE0504080 | Patients requiring fracture fixation or orthopaedic corrective surgery
Orthopaedics | Trauma - Extramedullary fixation | Plate accessories | Non-locking screw | Double Medical Technology Inc | 3.5mm Cortex Screw , self-tapping with three flute, 16 mm | 040710016 | Standalone | DE0504080 | Patients requiring fracture fixation or orthopaedic corrective surgery
Orthopaedics | Trauma - Extramedullary fixation | Plate accessories | Non-locking screw | Double Medical Technology Inc | 3.5mm Cortex Screw , self-tapping with three flute, 18 mm | 040710018 | Standalone | DE0504080 | Patients requiring fracture fixation or orthopaedic corrective surgery
Orthopaedics | Trauma - Extramedullary fixation | Plate accessories | Non-locking screw | Double Medical Technology Inc | 3.5mm Cortex Screw , self-tapping with three flute, 20 mm | 040710020 | Standalone | DE0504080 | Patients requiring fracture fixation or orthopaedic corrective surgery
Orthopaedics | Trauma - Extramedullary fixation | Plate accessories | Non-locking screw | Double Medical Technology Inc | 3.5mm Cortex Screw , self-tapping with three flute, 22 mm | 040710022 | Standalone | DE0504080 | Patients requiring fracture fixation or orthopaedic corrective surgery
Orthopaedics | Trauma - Extramedullary fixation | Plate accessories | Non-locking screw | Double Medical Technology Inc | 3.5mm Cortex Screw , self-tapping with three flute, 24 mm | 040710024 | Standalone | DE0504080 | Patients requiring fracture fixation or orthopaedic corrective surgery
Orthopaedics | Trauma - Extramedullary fixation | Plate accessories | Non-locking screw | Double Medical Technology Inc | 3.5mm Cortex Screw , self-tapping with three flute, 26 mm | 040710026 | Standalone | DE0504080 | Patients requiring fracture fixation or orthopaedic corrective surgery
Orthopaedics | Trauma - Extramedullary fixation | Plate accessories | Non-locking screw | Double Medical Technology Inc | 3.5mm Cortex Screw , self-tapping with three flute, 28 mm | 040710028 | Standalone | DE0504080 | Patients requiring fracture fixation or orthopaedic corrective surgery
Orthopaedics | Trauma - Extramedullary fixation | Plate accessories | Non-locking screw | Double Medical Technology Inc | 3.5mm Cortex Screw , self-tapping with three flute, 30 mm | 040710030 | Standalone | DE0504080 | Patients requiring fracture fixation or orthopaedic corrective surgery
Orthopaedics | Trauma - Extramedullary fixation | Plate accessories | Non-locking screw | Double Medical Technology Inc | 3.5mm Cortex Screw , self-tapping with three flute, 32 mm | 040710032 | Standalone | DE0504080 | Patients requiring fracture fixation or orthopaedic corrective surgery
Orthopaedics | Trauma - Extramedullary fixation | Plate accessories | Non-locking screw | Double Medical Technology Inc | 3.5mm Cortex Screw , self-tapping with three flute, 34 mm | 040710034 | Standalone | DE0504080 | Patients requiring fracture fixation or orthopaedic corrective surgery
Orthopaedics | Trauma - Extramedullary fixation | Plate accessories | Non-locking screw | Double Medical Technology Inc | 3.5mm Cortex Screw , self-tapping with three flute, 36 mm | 040710036 | Standalone | DE0504080 | Patients requiring fracture fixation or orthopaedic corrective surgery
Orthopaedics | Trauma - Extramedullary fixation | Plate accessories | Non-locking screw | Double Medical Technology Inc | 3.5mm Cortex Screw , self-tapping with three flute, 38 mm | 040710038 | Standalone | DE0504080 | Patients requiring fracture fixation or orthopaedic corrective surgery
Orthopaedics | Trauma - Extramedullary fixation | Plate accessories | Non-locking screw | Double Medical Technology Inc | 3.5mm Cortex Screw , self-tapping with three flute, 40 mm | 040710040 | Standalone | DE0504080 | Patients requiring fracture fixation or orthopaedic corrective surgery
Orthopaedics | Trauma - Extramedullary fixation | Plate accessories | Non-locking screw | Double Medical Technology Inc | 3.5mm Cortex Screw , self-tapping with three flute, 42 mm | 040710042 | Standalone | DE0504080 | Patients requiring fracture fixation or orthopaedic corrective surgery
Orthopaedics | Trauma - Extramedullary fixation | Plate accessories | Non-locking screw | Double Medical Technology Inc | 3.5mm Cortex Screw , self-tapping with three flute, 44 mm | 040710044 | Standalone | DE0504080 | Patients requiring fracture fixation or orthopaedic corrective surgery
Orthopaedics | Trauma - Extramedullary fixation | Plate accessories | Non-locking screw | Double Medical Technology Inc | 3.5mm Cortex Screw , self-tapping with three flute, 45 mm | 040710045 | Standalone | DE0504080 | Patients requiring fracture fixation or orthopaedic corrective surgery
Orthopaedics | Trauma - Extramedullary fixation | Plate accessories | Non-locking screw | Double Medical Technology Inc | 3.5mm Cortex Screw , self-tapping with three flute, 46 mm | 040710046 | Standalone | DE0504080 | Patients requiring fracture fixation or orthopaedic corrective surgery
Orthopaedics | Trauma - Extramedullary fixation | Plate accessories | Non-locking screw | Double Medical Technology Inc | 3.5mm Cortex Screw , self-tapping with three flute, 48 mm | 040710048 | Standalone | DE0504080 | Patients requiring fracture fixation or orthopaedic corrective surgery
Orthopaedics | Trauma - Extramedullary fixation | Plate accessories | Non-locking screw | Double Medical Technology Inc | 3.5mm Cortex Screw , self-tapping with three flute, 50 mm | 040710050 | Standalone | DE0504080 | Patients requiring fracture fixation or orthopaedic corrective surgery
Orthopaedics | Trauma - Extramedullary fixation | Plate accessories | Non-locking screw | Double Medical Technology Inc | 3.5mm Cortex Screw , self-tapping with three flute, 55 mm | 040710055 | Standalone | DE0504080 | Patients requiring fracture fixation or orthopaedic corrective surgery
Orthopaedics | Trauma - Extramedullary fixation | Plate accessories | Non-locking screw | Double Medical Technology Inc | 3.5mm Cortex Screw , self-tapping with three flute, 60 mm | 040710060 | Standalone | DE0504080 | Patients requiring fracture fixation or orthopaedic corrective surgery
Orthopaedics | Trauma - Extramedullary fixation | Plate accessories | Non-locking screw | Double Medical Technology Inc | 3.5mm Cortex Screw , self-tapping with three flute, 65 mm | 040710065 | Standalone | DE0504080 | Patients requiring fracture fixation or orthopaedic corrective surgery
Orthopaedics | Trauma - Extramedullary fixation | Plate accessories | Non-locking screw | Double Medical Technology Inc | 3.5mm Cortex Screw , self-tapping with three flute, 70 mm | 040710070 | Standalone | DE0504080 | Patients requiring fracture fixation or orthopaedic corrective surgery
Orthopaedics | Trauma - Extramedullary fixation | Plate accessories | Non-locking screw | Double Medical Technology Inc | MT 3.5mm Cortex Screw , Square, self-tapping, 10 mm | 041200010 | Standalone | DE0504080 | Patients requiring fracture fixation or orthopaedic corrective surgery
Orthopaedics | Trauma - Extramedullary fixation | Plate accessories | Non-locking screw | Double Medical Technology Inc | MT 3.5mm Cortex Screw , Square, self-tapping, 12 mm | 041200012 | Standalone | DE0504080 | Patients requiring fracture fixation or orthopaedic corrective surgery
Orthopaedics | Trauma - Extramedullary fixation | Plate accessories | Non-locking screw | Double Medical Technology Inc | MT 3.5mm Cortex Screw , Square, self-tapping, 14 mm | 041200014 | Standalone | DE0504080 | Patients requiring fracture fixation or orthopaedic corrective surgery
Orthopaedics | Trauma - Extramedullary fixation | Plate accessories | Non-locking screw | Double Medical Technology Inc | MT 3.5mm Cortex Screw , Square, self-tapping, 16 mm | 041200016 | Standalone | DE0504080 | Patients requiring fracture fixation or orthopaedic corrective surgery
Orthopaedics | Trauma - Extramedullary fixation | Plate accessories | Non-locking screw | Double Medical Technology Inc | MT 3.5mm Cortex Screw , Square, self-tapping, 18 mm | 041200018 | Standalone | DE0504080 | Patients requiring fracture fixation or orthopaedic corrective surgery
Orthopaedics | Trauma - Extramedullary fixation | Plate accessories | Non-locking screw | Double Medical Technology Inc | MT 3.5mm Cortex Screw , Square, self-tapping, 20 mm | 041200020 | Standalone | DE0504080 | Patients requiring fracture fixation or orthopaedic corrective surgery
Orthopaedics | Trauma - Extramedullary fixation | Plate accessories | Non-locking screw | Double Medical Technology Inc | MT 3.5mm Cortex Screw , Square, self-tapping, 22 mm | 041200022 | Standalone | DE0504080 | Patients requiring fracture fixation or orthopaedic corrective surgery
Orthopaedics | Trauma - Extramedullary fixation | Plate accessories | Non-locking screw | Double Medical Technology Inc | MT 3.5mm Cortex Screw , Square, self-tapping, 24 mm | 041200024 | Standalone | DE0504080 | Patients requiring fracture fixation or orthopaedic corrective surgery
Orthopaedics | Trauma - Extramedullary fixation | Plate accessories | Non-locking screw | Double Medical Technology Inc | MT 3.5mm Cortex Screw , Square, self-tapping, 26 mm | 041200026 | Standalone | DE0504080 | Patients requiring fracture fixation or orthopaedic corrective surgery
Orthopaedics | Trauma - Extramedullary fixation | Plate accessories | Non-locking screw | Double Medical Technology Inc | MT 3.5mm Cortex Screw , Square, self-tapping, 28 mm | 041200028 | Standalone | DE0504080 | Patients requiring fracture fixation or orthopaedic corrective surgery
Orthopaedics | Trauma - Extramedullary fixation | Plate accessories | Non-locking screw | Double Medical Technology Inc | MT 3.5mm Cortex Screw , Square, self-tapping, 30 mm | 041200030 | Standalone | DE0504080 | Patients requiring fracture fixation or orthopaedic corrective surgery
Orthopaedics | Trauma - Extramedullary fixation | Plate accessories | Non-locking screw | Double Medical Technology Inc | MT 3.5mm Cortex Screw , Square, self-tapping, 32 mm | 041200032 | Standalone | DE0504080 | Patients requiring fracture fixation or orthopaedic corrective surgery
Orthopaedics | Trauma - Extramedullary fixation | Plate accessories | Non-locking screw | Double Medical Technology Inc | MT 3.5mm Cortex Screw , Square, self-tapping, 34 mm | 041200034 | Standalone | DE0504080 | Patients requiring fracture fixation or orthopaedic corrective surgery
Orthopaedics | Trauma - Extramedullary fixation | Plate accessories | Non-locking screw | Double Medical Technology Inc | MT 3.5mm Cortex Screw , Square, self-tapping, 36 mm | 041200036 | Standalone | DE0504080 | Patients requiring fracture fixation or orthopaedic corrective surgery
Orthopaedics | Trauma - Extramedullary fixation | Plate accessories | Non-locking screw | Double Medical Technology Inc | MT 3.5mm Cortex Screw , Square, self-tapping, 38 mm | 041200038 | Standalone | DE0504080 | Patients requiring fracture fixation or orthopaedic corrective surgery
Orthopaedics | Trauma - Extramedullary fixation | Plate accessories | Non-locking screw | Double Medical Technology Inc | MT 3.5mm Cortex Screw , Square, self-tapping, 40 mm | 041200040 | Standalone | DE0504080 | Patients requiring fracture fixation or orthopaedic corrective surgery
Orthopaedics | Trauma - Extramedullary fixation | Plate accessories | Non-locking screw | Double Medical Technology Inc | MT 3.5mm Cortex Screw , Square, self-tapping, 42 mm | 041200042 | Standalone | DE0504080 | Patients requiring fracture fixation or orthopaedic corrective surgery
Orthopaedics | Trauma - Extramedullary fixation | Plate accessories | Non-locking screw | Double Medical Technology Inc | MT 3.5mm Cortex Screw , Square, self-tapping, 44 mm | 041200044 | Standalone | DE0504080 | Patients requiring fracture fixation or orthopaedic corrective surgery
Orthopaedics | Trauma - Extramedullary fixation | Plate accessories | Non-locking screw | Double Medical Technology Inc | MT 3.5mm Cortex Screw , Square, self-tapping, 46 mm | 041200046 | Standalone | DE0504080 | Patients requiring fracture fixation or orthopaedic corrective surgery
Orthopaedics | Trauma - Extramedullary fixation | Plate accessories | Non-locking screw | Double Medical Technology Inc | MT 3.5mm Cortex Screw , Square, self-tapping, 48 mm | 041200048 | Standalone | DE0504080 | Patients requiring fracture fixation or orthopaedic corrective surgery
Orthopaedics | Trauma - Extramedullary fixation | Plate accessories | Non-locking screw | Double Medical Technology Inc | MT 3.5mm Cortex Screw , Square, self-tapping, 50 mm | 041200050 | Standalone | DE0504080 | Patients requiring fracture fixation or orthopaedic corrective surgery
Orthopaedics | Trauma - Extramedullary fixation | Plate accessories | Locking screw | Double Medical Technology Inc | MT 3.5mm Locking Screw , stardrive, self-tapping, 10 mm | 041190010 | Standalone | DE0504080 | Patients requiring fracture fixation or orthopaedic corrective surgery
Orthopaedics | Trauma - Extramedullary fixation | Plate accessories | Locking screw | Double Medical Technology Inc | MT 3.5mm Locking Screw , stardrive, self-tapping, 12 mm | 041190012 | Standalone | DE0504080 | Patients requiring fracture fixation or orthopaedic corrective surgery
Orthopaedics | Trauma - Extramedullary fixation | Plate accessories | Locking screw | Double Medical Technology Inc | MT 3.5mm Locking Screw , stardrive, self-tapping, 14 mm | 041190014 | Standalone | DE0504080 | Patients requiring fracture fixation or orthopaedic corrective surgery
Orthopaedics | Trauma - Extramedullary fixation | Plate accessories | Locking screw | Double Medical Technology Inc | MT 3.5mm Locking Screw , stardrive, self-tapping, 16 mm | 041190016 | Standalone | DE0504080 | Patients requiring fracture fixation or orthopaedic corrective surgery
Orthopaedics | Trauma - Extramedullary fixation | Plate accessories | Locking screw | Double Medical Technology Inc | MT 3.5mm Locking Screw , stardrive, self-tapping, 18 mm | 041190018 | Standalone | DE0504080 | Patients requiring fracture fixation or orthopaedic corrective surgery
Orthopaedics | Trauma - Extramedullary fixation | Plate accessories | Locking screw | Double Medical Technology Inc | MT 3.5mm Locking Screw , stardrive, self-tapping, 20 mm | 041190020 | Standalone | DE0504080 | Patients requiring fracture fixation or orthopaedic corrective surgery
Orthopaedics | Trauma - Extramedullary fixation | Plate accessories | Locking screw | Double Medical Technology Inc | MT 3.5mm Locking Screw , stardrive, self-tapping, 22 mm | 041190022 | Standalone | DE0504080 | Patients requiring fracture fixation or orthopaedic corrective surgery
Orthopaedics | Trauma - Extramedullary fixation | Plate accessories | Locking screw | Double Medical Technology Inc | MT 3.5mm Locking Screw , stardrive, self-tapping, 24 mm | 041190024 | Standalone | DE0504080 | Patients requiring fracture fixation or orthopaedic corrective surgery
Orthopaedics | Trauma - Extramedullary fixation | Plate accessories | Locking screw | Double Medical Technology Inc | MT 3.5mm Locking Screw , stardrive, self-tapping, 26 mm | 041190026 | Standalone | DE0504080 | Patients requiring fracture fixation or orthopaedic corrective surgery
Orthopaedics | Trauma - Extramedullary fixation | Plate accessories | Locking screw | Double Medical Technology Inc | MT 3.5mm Locking Screw , stardrive, self-tapping, 28 mm | 041190028 | Standalone | DE0504080 | Patients requiring fracture fixation or orthopaedic corrective surgery
Orthopaedics | Trauma - Extramedullary fixation | Plate accessories | Locking screw | Double Medical Technology Inc | MT 3.5mm Locking Screw , stardrive, self-tapping, 30 mm | 041190030 | Standalone | DE0504080 | Patients requiring fracture fixation or orthopaedic corrective surgery
Orthopaedics | Trauma - Extramedullary fixation | Plate accessories | Locking screw | Double Medical Technology Inc | MT 3.5mm Locking Screw , stardrive, self-tapping, 32 mm | 041190032 | Standalone | DE0504080 | Patients requiring fracture fixation or orthopaedic corrective surgery
Orthopaedics | Trauma - Extramedullary fixation | Plate accessories | Locking screw | Double Medical Technology Inc | MT 3.5mm Locking Screw , stardrive, self-tapping, 34 mm | 041190034 | Standalone | DE0504080 | Patients requiring fracture fixation or orthopaedic corrective surgery
Orthopaedics | Trauma - Extramedullary fixation | Plate accessories | Locking screw | Double Medical Technology Inc | MT 3.5mm Locking Screw , stardrive, self-tapping, 36 mm | 041190036 | Standalone | DE0504080 | Patients requiring fracture fixation or orthopaedic corrective surgery
Orthopaedics | Trauma - Extramedullary fixation | Plate accessories | Locking screw | Double Medical Technology Inc | MT 3.5mm Locking Screw , stardrive, self-tapping, 38 mm | 041190038 | Standalone | DE0504080 | Patients requiring fracture fixation or orthopaedic corrective surgery
Orthopaedics | Trauma - Extramedullary fixation | Plate accessories | Locking screw | Double Medical Technology Inc | MT 3.5mm Locking Screw , stardrive, self-tapping, 40 mm | 041190040 | Standalone | DE0504080 | Patients requiring fracture fixation or orthopaedic corrective surgery
Orthopaedics | Trauma - Extramedullary fixation | Plate accessories | Locking screw | Double Medical Technology Inc | MT 3.5mm Locking Screw , stardrive, self-tapping, 42 mm | 041190042 | Standalone | DE0504080 | Patients requiring fracture fixation or orthopaedic corrective surgery
Orthopaedics | Trauma - Extramedullary fixation | Plate accessories | Locking screw | Double Medical Technology Inc | MT 3.5mm Locking Screw , stardrive, self-tapping, 44 mm | 041190044 | Standalone | DE0504080 | Patients requiring fracture fixation or orthopaedic corrective surgery
Orthopaedics | Trauma - Extramedullary fixation | Plate accessories | Locking screw | Double Medical Technology Inc | MT 3.5mm Locking Screw , stardrive, self-tapping, 46 mm | 041190046 | Standalone | DE0504080 | Patients requiring fracture fixation or orthopaedic corrective surgery
Orthopaedics | Trauma - Extramedullary fixation | Plate accessories | Locking screw | Double Medical Technology Inc | MT 3.5mm Locking Screw , stardrive, self-tapping, 48 mm | 041190048 | Standalone | DE0504080 | Patients requiring fracture fixation or orthopaedic corrective surgery
Orthopaedics | Trauma - Extramedullary fixation | Plate accessories | Locking screw | Double Medical Technology Inc | MT 3.5mm Locking Screw , stardrive, self-tapping, 50 mm | 041190050 | Standalone | DE0504080 | Patients requiring fracture fixation or orthopaedic corrective surgery
Orthopaedics | Trauma - Extramedullary fixation | Plate accessories | Locking screw | Double Medical Technology Inc | 3.5mm Locking Screw , self-tapping, 10 mm | 040070010 | Standalone | DE0504080 | Patients requiring fracture fixation or orthopaedic corrective surgery
Orthopaedics | Trauma - Extramedullary fixation | Plate accessories | Locking screw | Double Medical Technology Inc | 3.5mm Locking Screw , self-tapping, 12 mm | 040070012 | Standalone | DE0504080 | Patients requiring fracture fixation or orthopaedic corrective surgery
Orthopaedics | Trauma - Extramedullary fixation | Plate accessories | Locking screw | Double Medical Technology Inc | 3.5mm Locking Screw , self-tapping, 14 mm | 040070014 | Standalone | DE0504080 | Patients requiring fracture fixation or orthopaedic corrective surgery
Orthopaedics | Trauma - Extramedullary fixation | Plate accessories | Locking screw | Double Medical Technology Inc | 3.5mm Locking Screw , self-tapping, 16 mm | 040070016 | Standalone | DE0504080 | Patients requiring fracture fixation or orthopaedic corrective surgery
Orthopaedics | Trauma - Extramedullary fixation | Plate accessories | Locking screw | Double Medical Technology Inc | 3.5mm Locking Screw , self-tapping, 18 mm | 040070018 | Standalone | DE0504080 | Patients requiring fracture fixation or orthopaedic corrective surgery
Orthopaedics | Trauma - Extramedullary fixation | Plate accessories | Locking screw | Double Medical Technology Inc | 3.5mm Locking Screw , self-tapping, 20 mm | 040070020 | Standalone | DE0504080 | Patients requiring fracture fixation or orthopaedic corrective surgery
Orthopaedics | Trauma - Extramedullary fixation | Plate accessories | Locking screw | Double Medical Technology Inc | 3.5mm Locking Screw , self-tapping, 22 mm | 040070022 | Standalone | DE0504080 | Patients requiring fracture fixation or orthopaedic corrective surgery
Orthopaedics | Trauma - Extramedullary fixation | Plate accessories | Locking screw | Double Medical Technology Inc | 3.5mm Locking Screw , self-tapping, 24 mm | 040070024 | Standalone | DE0504080 | Patients requiring fracture fixation or orthopaedic corrective surgery
Orthopaedics | Trauma - Extramedullary fixation | Plate accessories | Locking screw | Double Medical Technology Inc | 3.5mm Locking Screw , self-tapping, 26 mm | 040070026 | Standalone | DE0504080 | Patients requiring fracture fixation or orthopaedic corrective surgery
Orthopaedics | Trauma - Extramedullary fixation | Plate accessories | Locking screw | Double Medical Technology Inc | 3.5mm Locking Screw , self-tapping, 28 mm | 040070028 | Standalone | DE0504080 | Patients requiring fracture fixation or orthopaedic corrective surgery
Orthopaedics | Trauma - Extramedullary fixation | Plate accessories | Locking screw | Double Medical Technology Inc | 3.5mm Locking Screw , self-tapping, 30 mm | 040070030 | Standalone | DE0504080 | Patients requiring fracture fixation or orthopaedic corrective surgery
Orthopaedics | Trauma - Extramedullary fixation | Plate accessories | Locking screw | Double Medical Technology Inc | 3.5mm Locking Screw , self-tapping, 32 mm | 040070032 | Standalone | DE0504080 | Patients requiring fracture fixation or orthopaedic corrective surgery
Orthopaedics | Trauma - Extramedullary fixation | Plate accessories | Locking screw | Double Medical Technology Inc | 3.5mm Locking Screw , self-tapping, 35 mm | 040070034 | Standalone | DE0504080 | Patients requiring fracture fixation or orthopaedic corrective surgery
Orthopaedics | Trauma - Extramedullary fixation | Plate accessories | Locking screw | Double Medical Technology Inc | 3.5mm Locking Screw , self-tapping, 34 mm | 040070035 | Standalone | DE0504080 | Patients requiring fracture fixation or orthopaedic corrective surgery
Orthopaedics | Trauma - Extramedullary fixation | Plate accessories | Locking screw | Double Medical Technology Inc | 3.5mm Locking Screw , self-tapping, 36 mm | 040070036 | Standalone | DE0504080 | Patients requiring fracture fixation or orthopaedic corrective surgery
Orthopaedics | Trauma - Extramedullary fixation | Plate accessories | Locking screw | Double Medical Technology Inc | 3.5mm Locking Screw , self-tapping, 38 mm | 040070038 | Standalone | DE0504080 | Patients requiring fracture fixation or orthopaedic corrective surgery
Orthopaedics | Trauma - Extramedullary fixation | Plate accessories | Locking screw | Double Medical Technology Inc | 3.5mm Locking Screw , self-tapping, 40 mm | 040070040 | Standalone | DE0504080 | Patients requiring fracture fixation or orthopaedic corrective surgery
Orthopaedics | Trauma - Extramedullary fixation | Plate accessories | Locking screw | Double Medical Technology Inc | 3.5mm Locking Screw , self-tapping, 42 mm | 040070042 | Standalone | DE0504080 | Patients requiring fracture fixation or orthopaedic corrective surgery
Orthopaedics | Trauma - Extramedullary fixation | Plate accessories | Locking screw | Double Medical Technology Inc | 3.5mm Locking Screw , self-tapping, 44 mm | 040070044 | Standalone | DE0504080 | Patients requiring fracture fixation or orthopaedic corrective surgery
Orthopaedics | Trauma - Extramedullary fixation | Plate accessories | Locking screw | Double Medical Technology Inc | 3.5mm Locking Screw , self-tapping, 45 mm | 040070045 | Standalone | DE0504080 | Patients requiring fracture fixation or orthopaedic corrective surgery
Orthopaedics | Trauma - Extramedullary fixation | Plate accessories | Locking screw | Double Medical Technology Inc | 3.5mm Locking Screw , self-tapping, 46 mm | 040070046 | Standalone | DE0504080 | Patients requiring fracture fixation or orthopaedic corrective surgery
Orthopaedics | Trauma - Extramedullary fixation | Plate accessories | Locking screw | Double Medical Technology Inc | 3.5mm Locking Screw , self-tapping, 48 mm | 040070048 | Standalone | DE0504080 | Patients requiring fracture fixation or orthopaedic corrective surgery
Orthopaedics | Trauma - Extramedullary fixation | Plate accessories | Locking screw | Double Medical Technology Inc | 3.5mm Locking Screw , self-tapping, 50 mm | 040070050 | Standalone | DE0504080 | Patients requiring fracture fixation or orthopaedic corrective surgery
Orthopaedics | Trauma - Extramedullary fixation | Plate accessories | Locking screw | Double Medical Technology Inc | 3.5mm Locking Screw , self-tapping, 52 mm | 040070052 | Standalone | DE0504080 | Patients requiring fracture fixation or orthopaedic corrective surgery
Orthopaedics | Trauma - Extramedullary fixation | Plate accessories | Locking screw | Double Medical Technology Inc | 3.5mm Locking Screw , self-tapping, 54 mm | 040070054 | Standalone | DE0504080 | Patients requiring fracture fixation or orthopaedic corrective surgery
Orthopaedics | Trauma - Extramedullary fixation | Plate accessories | Locking screw | Double Medical Technology Inc | 3.5mm Locking Screw , self-tapping, 55 mm | 040070055 | Standalone | DE0504080 | Patients requiring fracture fixation or orthopaedic corrective surgery
Orthopaedics | Trauma - Extramedullary fixation | Plate accessories | Locking screw | Double Medical Technology Inc | 3.5mm Locking Screw , self-tapping, 56 mm | 040070056 | Standalone | DE0504080 | Patients requiring fracture fixation or orthopaedic corrective surgery
Orthopaedics | Trauma - Extramedullary fixation | Plate accessories | Locking screw | Double Medical Technology Inc | 3.5mm Locking Screw , self-tapping, 58 mm | 040070058 | Standalone | DE0504080 | Patients requiring fracture fixation or orthopaedic corrective surgery
Orthopaedics | Trauma - Extramedullary fixation | Plate accessories | Locking screw | Double Medical Technology Inc | 3.5mm Locking Screw , self-tapping, 60 mm | 040070060 | Standalone | DE0504080 | Patients requiring fracture fixation or orthopaedic corrective surgery
Orthopaedics | Trauma - Extramedullary fixation | Plate accessories | Locking screw | Double Medical Technology Inc | 3.5mm Locking Screw , self-tapping, 65 mm | 040070065 | Standalone | DE0504080 | Patients requiring fracture fixation or orthopaedic corrective surgery
Orthopaedics | Trauma - Extramedullary fixation | Plate accessories | Locking screw | Double Medical Technology Inc | 3.5mm Locking Screw , self-tapping, 70 mm | 040070070 | Standalone | DE0504080 | Patients requiring fracture fixation or orthopaedic corrective surgery
Orthopaedics | Trauma - Extramedullary fixation | Plate accessories | Non-locking screw | Double Medical Technology Inc | 4.0mm Cancellous Screw, half threaded, 14 mm | 040020014 | Standalone | DE0504080 | Patients requiring fracture fixation or orthopaedic corrective surgery
Orthopaedics | Trauma - Extramedullary fixation | Plate accessories | Non-locking screw | Double Medical Technology Inc | 4.0mm Cancellous Screw, half threaded, 16 mm | 040020016 | Standalone | DE0504080 | Patients requiring fracture fixation or orthopaedic corrective surgery
Orthopaedics | Trauma - Extramedullary fixation | Plate accessories | Non-locking screw | Double Medical Technology Inc | 4.0mm Cancellous Screw, half threaded, 18 mm | 040020018 | Standalone | DE0504080 | Patients requiring fracture fixation or orthopaedic corrective surgery
Orthopaedics | Trauma - Extramedullary fixation | Plate accessories | Non-locking screw | Double Medical Technology Inc | 4.0mm Cancellous Screw, half threaded, 20 mm | 040020020 | Standalone | DE0504080 | Patients requiring fracture fixation or orthopaedic corrective surgery
Orthopaedics | Trauma - Extramedullary fixation | Plate accessories | Non-locking screw | Double Medical Technology Inc | 4.0mm Cancellous Screw, half threaded, 22 mm | 040020022 | Standalone | DE0504080 | Patients requiring fracture fixation or orthopaedic corrective surgery
Orthopaedics | Trauma - Extramedullary fixation | Plate accessories | Non-locking screw | Double Medical Technology Inc | 4.0mm Cancellous Screw, half threaded, 24 mm | 040020024 | Standalone | DE0504080 | Patients requiring fracture fixation or orthopaedic corrective surgery
Orthopaedics | Trauma - Extramedullary fixation | Plate accessories | Non-locking screw | Double Medical Technology Inc | 4.0mm Cancellous Screw, half threaded, 26 mm | 040020026 | Standalone | DE0504080 | Patients requiring fracture fixation or orthopaedic corrective surgery
Orthopaedics | Trauma - Extramedullary fixation | Plate accessories | Non-locking screw | Double Medical Technology Inc | 4.0mm Cancellous Screw, half threaded, 28 mm | 040020028 | Standalone | DE0504080 | Patients requiring fracture fixation or orthopaedic corrective surgery
Orthopaedics | Trauma - Extramedullary fixation | Plate accessories | Non-locking screw | Double Medical Technology Inc | 4.0mm Cancellous Screw, half threaded, 30 mm | 040020030 | Standalone | DE0504080 | Patients requiring fracture fixation or orthopaedic corrective surgery
Orthopaedics | Trauma - Extramedullary fixation | Plate accessories | Non-locking screw | Double Medical Technology Inc | 4.0mm Cancellous Screw, half threaded, 32 mm | 040020032 | Standalone | DE0504080 | Patients requiring fracture fixation or orthopaedic corrective surgery
Orthopaedics | Trauma - Extramedullary fixation | Plate accessories | Non-locking screw | Double Medical Technology Inc | 4.0mm Cancellous Screw, half threaded, 34 mm | 040020034 | Standalone | DE0504080 | Patients requiring fracture fixation or orthopaedic corrective surgery
Orthopaedics | Trauma - Extramedullary fixation | Plate accessories | Non-locking screw | Double Medical Technology Inc | 4.0mm Cancellous Screw, half threaded, 35 mm | 040020035 | Standalone | DE0504080 | Patients requiring fracture fixation or orthopaedic corrective surgery
Orthopaedics | Trauma - Extramedullary fixation | Plate accessories | Non-locking screw | Double Medical Technology Inc | 4.0mm Cancellous Screw, half threaded, 36 mm | 040020036 | Standalone | DE0504080 | Patients requiring fracture fixation or orthopaedic corrective surgery
Orthopaedics | Trauma - Extramedullary fixation | Plate accessories | Non-locking screw | Double Medical Technology Inc | 4.0mm Cancellous Screw, half threaded, 38 mm | 040020038 | Standalone | DE0504080 | Patients requiring fracture fixation or orthopaedic corrective surgery
Orthopaedics | Trauma - Extramedullary fixation | Plate accessories | Non-locking screw | Double Medical Technology Inc | 4.0mm Cancellous Screw, half threaded, 40 mm | 040020040 | Standalone | DE0504080 | Patients requiring fracture fixation or orthopaedic corrective surgery
Orthopaedics | Trauma - Extramedullary fixation | Plate accessories | Non-locking screw | Double Medical Technology Inc | 4.0mm Cancellous Screw, half threaded, 45 mm | 040020045 | Standalone | DE0504080 | Patients requiring fracture fixation or orthopaedic corrective surgery
Orthopaedics | Trauma - Extramedullary fixation | Plate accessories | Non-locking screw | Double Medical Technology Inc | 4.0mm Cancellous Screw, half threaded, 50 mm | 040020050 | Standalone | DE0504080 | Patients requiring fracture fixation or orthopaedic corrective surgery
Orthopaedics | Trauma - Extramedullary fixation | Plate accessories | Non-locking screw | Double Medical Technology Inc | 4.0mm Cancellous Screw, half threaded, 55 mm | 040020055 | Standalone | DE0504080 | Patients requiring fracture fixation or orthopaedic corrective surgery
Orthopaedics | Trauma - Extramedullary fixation | Plate accessories | Non-locking screw | Double Medical Technology Inc | 4.0mm Cancellous Screw, half threaded, 60 mm | 040020060 | Standalone | DE0504080 | Patients requiring fracture fixation or orthopaedic corrective surgery
Orthopaedics | Trauma - Extramedullary fixation | Plate accessories | Non-locking screw | Double Medical Technology Inc | 4.0mm Cancellous Screw, fully threaded, 10 mm | 040030010 | Standalone | DE0504080 | Patients requiring fracture fixation or orthopaedic corrective surgery
Orthopaedics | Trauma - Extramedullary fixation | Plate accessories | Non-locking screw | Double Medical Technology Inc | 4.0mm Cancellous Screw, fully threaded, 12 mm | 040030012 | Standalone | DE0504080 | Patients requiring fracture fixation or orthopaedic corrective surgery
Orthopaedics | Trauma - Extramedullary fixation | Plate accessories | Non-locking screw | Double Medical Technology Inc | 4.0mm Cancellous Screw, fully threaded, 14 mm | 040030014 | Standalone | DE0504080 | Patients requiring fracture fixation or orthopaedic corrective surgery
Orthopaedics | Trauma - Extramedullary fixation | Plate accessories | Non-locking screw | Double Medical Technology Inc | 4.0mm Cancellous Screw, fully threaded, 16 mm | 040030016 | Standalone | DE0504080 | Patients requiring fracture fixation or orthopaedic corrective surgery
Orthopaedics | Trauma - Extramedullary fixation | Plate accessories | Non-locking screw | Double Medical Technology Inc | 4.0mm Cancellous Screw, fully threaded, 18 mm | 040030018 | Standalone | DE0504080 | Patients requiring fracture fixation or orthopaedic corrective surgery
Orthopaedics | Trauma - Extramedullary fixation | Plate accessories | Non-locking screw | Double Medical Technology Inc | 4.0mm Cancellous Screw, fully threaded, 20 mm | 040030020 | Standalone | DE0504080 | Patients requiring fracture fixation or orthopaedic corrective surgery
Orthopaedics | Trauma - Extramedullary fixation | Plate accessories | Non-locking screw | Double Medical Technology Inc | 4.0mm Cancellous Screw, fully threaded, 22 mm | 040030022 | Standalone | DE0504080 | Patients requiring fracture fixation or orthopaedic corrective surgery
Orthopaedics | Trauma - Extramedullary fixation | Plate accessories | Non-locking screw | Double Medical Technology Inc | 4.0mm Cancellous Screw, fully threaded, 24 mm | 040030024 | Standalone | DE0504080 | Patients requiring fracture fixation or orthopaedic corrective surgery
Orthopaedics | Trauma - Extramedullary fixation | Plate accessories | Non-locking screw | Double Medical Technology Inc | 4.0mm Cancellous Screw, fully threaded, 26 mm | 040030026 | Standalone | DE0504080 | Patients requiring fracture fixation or orthopaedic corrective surgery
Orthopaedics | Trauma - Extramedullary fixation | Plate accessories | Non-locking screw | Double Medical Technology Inc | 4.0mm Cancellous Screw, fully threaded, 28 mm | 040030028 | Standalone | DE0504080 | Patients requiring fracture fixation or orthopaedic corrective surgery
Orthopaedics | Trauma - Extramedullary fixation | Plate accessories | Non-locking screw | Double Medical Technology Inc | 4.0mm Cancellous Screw, fully threaded, 30 mm | 040030030 | Standalone | DE0504080 | Patients requiring fracture fixation or orthopaedic corrective surgery
Orthopaedics | Trauma - Extramedullary fixation | Plate accessories | Non-locking screw | Double Medical Technology Inc | 4.0mm Cancellous Screw, fully threaded, 32 mm | 040030032 | Standalone | DE0504080 | Patients requiring fracture fixation or orthopaedic corrective surgery
Orthopaedics | Trauma - Extramedullary fixation | Plate accessories | Non-locking screw | Double Medical Technology Inc | 4.0mm Cancellous Screw, fully threaded, 34 mm | 040030034 | Standalone | DE0504080 | Patients requiring fracture fixation or orthopaedic corrective surgery
Orthopaedics | Trauma - Extramedullary fixation | Plate accessories | Non-locking screw | Double Medical Technology Inc | 4.0mm Cancellous Screw, fully threaded, 35 mm | 040030035 | Standalone | DE0504080 | Patients requiring fracture fixation or orthopaedic corrective surgery
Orthopaedics | Trauma - Extramedullary fixation | Plate accessories | Non-locking screw | Double Medical Technology Inc | 4.0mm Cancellous Screw, fully threaded, 36 mm | 040030036 | Standalone | DE0504080 | Patients requiring fracture fixation or orthopaedic corrective surgery
Orthopaedics | Trauma - Extramedullary fixation | Plate accessories | Non-locking screw | Double Medical Technology Inc | 4.0mm Cancellous Screw, fully threaded, 38 mm | 040030038 | Standalone | DE0504080 | Patients requiring fracture fixation or orthopaedic corrective surgery
Orthopaedics | Trauma - Extramedullary fixation | Plate accessories | Non-locking screw | Double Medical Technology Inc | 4.0mm Cancellous Screw, fully threaded, 40 mm | 040030040 | Standalone | DE0504080 | Patients requiring fracture fixation or orthopaedic corrective surgery
Orthopaedics | Trauma - Extramedullary fixation | Plate accessories | Non-locking screw | Double Medical Technology Inc | 4.0mm Cancellous Screw, fully threaded, 45 mm | 040030045 | Standalone | DE0504080 | Patients requiring fracture fixation or orthopaedic corrective surgery
Orthopaedics | Trauma - Extramedullary fixation | Plate accessories | Non-locking screw | Double Medical Technology Inc | 4.0mm Cancellous Screw, fully threaded, 50 mm | 040030050 | Standalone | DE0504080 | Patients requiring fracture fixation or orthopaedic corrective surgery
Orthopaedics | Trauma - Extramedullary fixation | Plate accessories | Non-locking screw | Double Medical Technology Inc | 4.0mm Cancellous Screw, fully threaded, 55 mm | 040030055 | Standalone | DE0504080 | Patients requiring fracture fixation or orthopaedic corrective surgery
Orthopaedics | Trauma - Extramedullary fixation | Plate accessories | Non-locking screw | Double Medical Technology Inc | 4.0mm Cancellous Screw, fully threaded, 60 mm | 040030060 | Standalone | DE0504080 | Patients requiring fracture fixation or orthopaedic corrective surgery
Orthopaedics | Trauma - Extramedullary fixation | Plate accessories | Locking screw | Double Medical Technology Inc | 4.0mm Locking Screw, self-tapping, 14 mm | 040940014 | Standalone | DE0504080 | Patients requiring fracture fixation or orthopaedic corrective surgery
Orthopaedics | Trauma - Extramedullary fixation | Plate accessories | Locking screw | Double Medical Technology Inc | 4.0mm Locking Screw, self-tapping, 16 mm | 040940016 | Standalone | DE0504080 | Patients requiring fracture fixation or orthopaedic corrective surgery
Orthopaedics | Trauma - Extramedullary fixation | Plate accessories | Locking screw | Double Medical Technology Inc | 4.0mm Locking Screw, self-tapping, 18 mm | 040940018 | Standalone | DE0504080 | Patients requiring fracture fixation or orthopaedic corrective surgery
Orthopaedics | Trauma - Extramedullary fixation | Plate accessories | Locking screw | Double Medical Technology Inc | 4.0mm Locking Screw, self-tapping, 20 mm | 040940020 | Standalone | DE0504080 | Patients requiring fracture fixation or orthopaedic corrective surgery
Orthopaedics | Trauma - Extramedullary fixation | Plate accessories | Locking screw | Double Medical Technology Inc | 4.0mm Locking Screw, self-tapping, 22 mm | 040940022 | Standalone | DE0504080 | Patients requiring fracture fixation or orthopaedic corrective surgery
Orthopaedics | Trauma - Extramedullary fixation | Plate accessories | Locking screw | Double Medical Technology Inc | 4.0mm Locking Screw, self-tapping, 24 mm | 040940024 | Standalone | DE0504080 | Patients requiring fracture fixation or orthopaedic corrective surgery
Orthopaedics | Trauma - Extramedullary fixation | Plate accessories | Locking screw | Double Medical Technology Inc | 4.0mm Locking Screw, self-tapping, 26 mm | 040940026 | Standalone | DE0504080 | Patients requiring fracture fixation or orthopaedic corrective surgery
Orthopaedics | Trauma - Extramedullary fixation | Plate accessories | Locking screw | Double Medical Technology Inc | 4.0mm Locking Screw, self-tapping, 28 mm | 040940028 | Standalone | DE0504080 | Patients requiring fracture fixation or orthopaedic corrective surgery
Orthopaedics | Trauma - Extramedullary fixation | Plate accessories | Locking screw | Double Medical Technology Inc | 4.0mm Locking Screw, self-tapping, 30 mm | 040940030 | Standalone | DE0504080 | Patients requiring fracture fixation or orthopaedic corrective surgery
Orthopaedics | Trauma - Extramedullary fixation | Plate accessories | Locking screw | Double Medical Technology Inc | 4.0mm Locking Screw, self-tapping, 32 mm | 040940032 | Standalone | DE0504080 | Patients requiring fracture fixation or orthopaedic corrective surgery
Orthopaedics | Trauma - Extramedullary fixation | Plate accessories | Locking screw | Double Medical Technology Inc | 4.0mm Locking Screw, self-tapping, 34 mm | 040940034 | Standalone | DE0504080 | Patients requiring fracture fixation or orthopaedic corrective surgery
Orthopaedics | Trauma - Extramedullary fixation | Plate accessories | Locking screw | Double Medical Technology Inc | 4.0mm Locking Screw, self-tapping, 36 mm | 040940036 | Standalone | DE0504080 | Patients requiring fracture fixation or orthopaedic corrective surgery
Orthopaedics | Trauma - Extramedullary fixation | Plate accessories | Locking screw | Double Medical Technology Inc | 4.0mm Locking Screw, self-tapping, 38 mm | 040940038 | Standalone | DE0504080 | Patients requiring fracture fixation or orthopaedic corrective surgery
Orthopaedics | Trauma - Extramedullary fixation | Plate accessories | Locking screw | Double Medical Technology Inc | 4.0mm Locking Screw, self-tapping, 40 mm | 040940040 | Standalone | DE0504080 | Patients requiring fracture fixation or orthopaedic corrective surgery
Orthopaedics | Trauma - Extramedullary fixation | Plate accessories | Locking screw | Double Medical Technology Inc | 4.0mm Locking Screw, self-tapping, 45 mm | 040940045 | Standalone | DE0504080 | Patients requiring fracture fixation or orthopaedic corrective surgery
Orthopaedics | Trauma - Extramedullary fixation | Plate accessories | Locking screw | Double Medical Technology Inc | 4.0mm Locking Screw, self-tapping, 50 mm | 040940050 | Standalone | DE0504080 | Patients requiring fracture fixation or orthopaedic corrective surgery
Orthopaedics | Trauma - Extramedullary fixation | Plate accessories | Locking screw | Double Medical Technology Inc | 4.0mm Locking Screw, self-tapping, 55 mm | 040940055 | Standalone | DE0504080 | Patients requiring fracture fixation or orthopaedic corrective surgery
Orthopaedics | Trauma - Extramedullary fixation | Plate accessories | Locking screw | Double Medical Technology Inc | 4.0mm Locking Screw, self-tapping, 60 mm | 040940060 | Standalone | DE0504080 | Patients requiring fracture fixation or orthopaedic corrective surgery
Orthopaedics | Trauma - Extramedullary fixation | Plate accessories | Locking screw | Double Medical Technology Inc | 4.0mm Locking Screw, self-tapping, 65 mm | 040940065 | Standalone | DE0504080 | Patients requiring fracture fixation or orthopaedic corrective surgery
Orthopaedics | Trauma - Extramedullary fixation | Plate accessories | Locking screw | Double Medical Technology Inc | 4.0mm Locking Screw, self-tapping, 70 mm | 040940070 | Standalone | DE0504080 | Patients requiring fracture fixation or orthopaedic corrective surgery
Orthopaedics | Trauma - Extramedullary fixation | Plate accessories | Locking screw | Double Medical Technology Inc | 5.0mm Locking Screw, self-tapping, 16 mm | 040090016 | Standalone | DE0504080 | Patients requiring fracture fixation or orthopaedic corrective surgery
Orthopaedics | Trauma - Extramedullary fixation | Plate accessories | Locking screw | Double Medical Technology Inc | 5.0mm Locking Screw, self-tapping, 18 mm | 040090018 | Standalone | DE0504080 | Patients requiring fracture fixation or orthopaedic corrective surgery
Orthopaedics | Trauma - Extramedullary fixation | Plate accessories | Locking screw | Double Medical Technology Inc | 5.0mm Locking Screw, self-tapping, 20 mm | 040090020 | Standalone | DE0504080 | Patients requiring fracture fixation or orthopaedic corrective surgery
Orthopaedics | Trauma - Extramedullary fixation | Plate accessories | Locking screw | Double Medical Technology Inc | 5.0mm Locking Screw, self-tapping, 22 mm | 040090022 | Standalone | DE0504080 | Patients requiring fracture fixation or orthopaedic corrective surgery
Orthopaedics | Trauma - Extramedullary fixation | Plate accessories | Locking screw | Double Medical Technology Inc | 5.0mm Locking Screw, self-tapping, 25 mm | 040090024 | Standalone | DE0504080 | Patients requiring fracture fixation or orthopaedic corrective surgery
Orthopaedics | Trauma - Extramedullary fixation | Plate accessories | Locking screw | Double Medical Technology Inc | 5.0mm Locking Screw, self-tapping, 26 mm | 040090026 | Standalone | DE0504080 | Patients requiring fracture fixation or orthopaedic corrective surgery
Orthopaedics | Trauma - Extramedullary fixation | Plate accessories | Locking screw | Double Medical Technology Inc | 5.0mm Locking Screw, self-tapping, 28 mm | 040090028 | Standalone | DE0504080 | Patients requiring fracture fixation or orthopaedic corrective surgery
Orthopaedics | Trauma - Extramedullary fixation | Plate accessories | Locking screw | Double Medical Technology Inc | 5.0mm Locking Screw, self-tapping, 30 mm | 040090030 | Standalone | DE0504080 | Patients requiring fracture fixation or orthopaedic corrective surgery
Orthopaedics | Trauma - Extramedullary fixation | Plate accessories | Locking screw | Double Medical Technology Inc | 5.0mm Locking Screw, self-tapping, 32 mm | 040090032 | Standalone | DE0504080 | Patients requiring fracture fixation or orthopaedic corrective surgery
Orthopaedics | Trauma - Extramedullary fixation | Plate accessories | Locking screw | Double Medical Technology Inc | 5.0mm Locking Screw, self-tapping, 35 mm | 040090034 | Standalone | DE0504080 | Patients requiring fracture fixation or orthopaedic corrective surgery
Orthopaedics | Trauma - Extramedullary fixation | Plate accessories | Locking screw | Double Medical Technology Inc | 5.0mm Locking Screw, self-tapping, 36 mm | 040090036 | Standalone | DE0504080 | Patients requiring fracture fixation or orthopaedic corrective surgery
Orthopaedics | Trauma - Extramedullary fixation | Plate accessories | Locking screw | Double Medical Technology Inc | 5.0mm Locking Screw, self-tapping, 38 mm | 040090038 | Standalone | DE0504080 | Patients requiring fracture fixation or orthopaedic corrective surgery
Orthopaedics | Trauma - Extramedullary fixation | Plate accessories | Locking screw | Double Medical Technology Inc | 5.0mm Locking Screw, self-tapping, 40 mm | 040090040 | Standalone | DE0504080 | Patients requiring fracture fixation or orthopaedic corrective surgery
Orthopaedics | Trauma - Extramedullary fixation | Plate accessories | Locking screw | Double Medical Technology Inc | 5.0mm Locking Screw, self-tapping, 42 mm | 040090042 | Standalone | DE0504080 | Patients requiring fracture fixation or orthopaedic corrective surgery
Orthopaedics | Trauma - Extramedullary fixation | Plate accessories | Locking screw | Double Medical Technology Inc | 5.0mm Locking Screw, self-tapping, 44 mm | 040090044 | Standalone | DE0504080 | Patients requiring fracture fixation or orthopaedic corrective surgery
Orthopaedics | Trauma - Extramedullary fixation | Plate accessories | Locking screw | Double Medical Technology Inc | 5.0mm Locking Screw, self-tapping, 45 mm | 040090045 | Standalone | DE0504080 | Patients requiring fracture fixation or orthopaedic corrective surgery
Orthopaedics | Trauma - Extramedullary fixation | Plate accessories | Locking screw | Double Medical Technology Inc | 5.0mm Locking Screw, self-tapping, 46 mm | 040090046 | Standalone | DE0504080 | Patients requiring fracture fixation or orthopaedic corrective surgery
Orthopaedics | Trauma - Extramedullary fixation | Plate accessories | Locking screw | Double Medical Technology Inc | 5.0mm Locking Screw, self-tapping, 58 mm | 040090048 | Standalone | DE0504080 | Patients requiring fracture fixation or orthopaedic corrective surgery
Orthopaedics | Trauma - Extramedullary fixation | Plate accessories | Locking screw | Double Medical Technology Inc | 5.0mm Locking Screw, self-tapping, 50 mm | 040090050 | Standalone | DE0504080 | Patients requiring fracture fixation or orthopaedic corrective surgery
Orthopaedics | Trauma - Extramedullary fixation | Plate accessories | Locking screw | Double Medical Technology Inc | 5.0mm Locking Screw, self-tapping, 52 mm | 040090052 | Standalone | DE0504080 | Patients requiring fracture fixation or orthopaedic corrective surgery
Orthopaedics | Trauma - Extramedullary fixation | Plate accessories | Locking screw | Double Medical Technology Inc | 5.0mm Locking Screw, self-tapping, 55 mm | 040090055 | Standalone | DE0504080 | Patients requiring fracture fixation or orthopaedic corrective surgery
Orthopaedics | Trauma - Extramedullary fixation | Plate accessories | Locking screw | Double Medical Technology Inc | 5.0mm Locking Screw, self-tapping, 56 mm | 040090056 | Standalone | DE0504080 | Patients requiring fracture fixation or orthopaedic corrective surgery
Orthopaedics | Trauma - Extramedullary fixation | Plate accessories | Locking screw | Double Medical Technology Inc | 5.0mm Locking Screw, self-tapping, 60 mm | 040090060 | Standalone | DE0504080 | Patients requiring fracture fixation or orthopaedic corrective surgery
Orthopaedics | Trauma - Extramedullary fixation | Plate accessories | Locking screw | Double Medical Technology Inc | 5.0mm Locking Screw, self-tapping, 64 mm | 040090064 | Standalone | DE0504080 | Patients requiring fracture fixation or orthopaedic corrective surgery
Orthopaedics | Trauma - Extramedullary fixation | Plate accessories | Locking screw | Double Medical Technology Inc | 5.0mm Locking Screw, self-tapping, 65 mm | 040090065 | Standalone | DE0504080 | Patients requiring fracture fixation or orthopaedic corrective surgery
Orthopaedics | Trauma - Extramedullary fixation | Plate accessories | Locking screw | Double Medical Technology Inc | 5.0mm Locking Screw, self-tapping, 68 mm | 040090068 | Standalone | DE0504080 | Patients requiring fracture fixation or orthopaedic corrective surgery
Orthopaedics | Trauma - Extramedullary fixation | Plate accessories | Locking screw | Double Medical Technology Inc | 5.0mm Locking Screw, self-tapping, 70 mm | 040090070 | Standalone | DE0504080 | Patients requiring fracture fixation or orthopaedic corrective surgery
Orthopaedics | Trauma - Extramedullary fixation | Plate accessories | Locking screw | Double Medical Technology Inc | 5.0mm Locking Screw, self-tapping, 72 mm | 040090072 | Standalone | DE0504080 | Patients requiring fracture fixation or orthopaedic corrective surgery
Orthopaedics | Trauma - Extramedullary fixation | Plate accessories | Locking screw | Double Medical Technology Inc | 5.0mm Locking Screw, self-tapping, 75 mm | 040090075 | Standalone | DE0504080 | Patients requiring fracture fixation or orthopaedic corrective surgery
Orthopaedics | Trauma - Extramedullary fixation | Plate accessories | Locking screw | Double Medical Technology Inc | 5.0mm Locking Screw, self-tapping, 76 mm | 040090076 | Standalone | DE0504080 | Patients requiring fracture fixation or orthopaedic corrective surgery
Orthopaedics | Trauma - Extramedullary fixation | Plate accessories | Locking screw | Double Medical Technology Inc | 5.0mm Locking Screw, self-tapping, 80 mm | 040090080 | Standalone | DE0504080 | Patients requiring fracture fixation or orthopaedic corrective surgery
Orthopaedics | Trauma - Extramedullary fixation | Plate accessories | Locking screw | Double Medical Technology Inc | 5.0mm Locking Screw, self-tapping, 85 mm | 040090085 | Standalone | DE0504080 | Patients requiring fracture fixation or orthopaedic corrective surgery
Orthopaedics | Trauma - Extramedullary fixation | Plate accessories | Locking screw | Double Medical Technology Inc | 5.0mm Locking Screw, self-tapping, 90 mm | 040090090 | Standalone | DE0504080 | Patients requiring fracture fixation or orthopaedic corrective surgery
Orthopaedics | Trauma - Extramedullary fixation | Plate accessories | Locking screw | Double Medical Technology Inc | 5.0mm Locking Screw, self-tapping, 95 mm | 040090095 | Standalone | DE0504080 | Patients requiring fracture fixation or orthopaedic corrective surgery
Orthopaedics | Trauma - Extramedullary fixation | Plate accessories | Locking screw | Double Medical Technology Inc | 5.0mm Locking Screw, self-tapping, 100 mm | 040090100 | Standalone | DE0504080 | Patients requiring fracture fixation or orthopaedic corrective surgery
Orthopaedics | Trauma - Extramedullary fixation | Plate accessories | Non-locking screw | Double Medical Technology Inc | 6.5mm Cancellous Screw, half threaded, 40 mm | 040050040 | Standalone | DE0504080 | Patients requiring fracture fixation or orthopaedic corrective surgery
Orthopaedics | Trauma - Extramedullary fixation | Plate accessories | Non-locking screw | Double Medical Technology Inc | 6.5mm Cancellous Screw, half threaded, 45 mm | 040050045 | Standalone | DE0504080 | Patients requiring fracture fixation or orthopaedic corrective surgery
Orthopaedics | Trauma - Extramedullary fixation | Plate accessories | Non-locking screw | Double Medical Technology Inc | 6.5mm Cancellous Screw, half threaded, 50 mm | 040050050 | Standalone | DE0504080 | Patients requiring fracture fixation or orthopaedic corrective surgery
Orthopaedics | Trauma - Extramedullary fixation | Plate accessories | Non-locking screw | Double Medical Technology Inc | 6.5mm Cancellous Screw, half threaded, 55 mm | 040050055 | Standalone | DE0504080 | Patients requiring fracture fixation or orthopaedic corrective surgery
Orthopaedics | Trauma - Extramedullary fixation | Plate accessories | Non-locking screw | Double Medical Technology Inc | 6.5mm Cancellous Screw, half threaded, 60 mm | 040050060 | Standalone | DE0504080 | Patients requiring fracture fixation or orthopaedic corrective surgery
Orthopaedics | Trauma - Extramedullary fixation | Plate accessories | Non-locking screw | Double Medical Technology Inc | 6.5mm Cancellous Screw, half threaded, 65 mm | 040050065 | Standalone | DE0504080 | Patients requiring fracture fixation or orthopaedic corrective surgery
Orthopaedics | Trauma - Extramedullary fixation | Plate accessories | Non-locking screw | Double Medical Technology Inc | 6.5mm Cancellous Screw, half threaded, 70 mm | 040050070 | Standalone | DE0504080 | Patients requiring fracture fixation or orthopaedic corrective surgery
Orthopaedics | Trauma - Extramedullary fixation | Plate accessories | Non-locking screw | Double Medical Technology Inc | 6.5mm Cancellous Screw, half threaded, 75 mm | 040050075 | Standalone | DE0504080 | Patients requiring fracture fixation or orthopaedic corrective surgery
Orthopaedics | Trauma - Extramedullary fixation | Plate accessories | Non-locking screw | Double Medical Technology Inc | 6.5mm Cancellous Screw, half threaded, 80 mm | 040050080 | Standalone | DE0504080 | Patients requiring fracture fixation or orthopaedic corrective surgery
Orthopaedics | Trauma - Extramedullary fixation | Plate accessories | Non-locking screw | Double Medical Technology Inc | 6.5mm Cancellous Screw, half threaded, 85 mm | 040050085 | Standalone | DE0504080 | Patients requiring fracture fixation or orthopaedic corrective surgery
Orthopaedics | Trauma - Extramedullary fixation | Plate accessories | Non-locking screw | Double Medical Technology Inc | 6.5mm Cancellous Screw, half threaded, 90 mm | 040050090 | Standalone | DE0504080 | Patients requiring fracture fixation or orthopaedic corrective surgery
Orthopaedics | Trauma - Extramedullary fixation | Plate accessories | Non-locking screw | Double Medical Technology Inc | 6.5mm Cancellous Screw, half threaded, 95 mm | 040050095 | Standalone | DE0504080 | Patients requiring fracture fixation or orthopaedic corrective surgery
Orthopaedics | Trauma - Extramedullary fixation | Plate accessories | Non-locking screw | Double Medical Technology Inc | 6.5mm Cancellous Screw, half threaded, 100 mm | 040050100 | Standalone | DE0504080 | Patients requiring fracture fixation or orthopaedic corrective surgery
Orthopaedics | Trauma - Extramedullary fixation | Plate accessories | Non-locking screw | Double Medical Technology Inc | 6.5mm Cancellous Screw, half threaded, 105 mm | 040050105 | Standalone | DE0504080 | Patients requiring fracture fixation or orthopaedic corrective surgery
Orthopaedics | Trauma - Extramedullary fixation | Plate accessories | Non-locking screw | Double Medical Technology Inc | 6.5mm Cancellous Screw, half threaded, 110 mm | 040050110 | Standalone | DE0504080 | Patients requiring fracture fixation or orthopaedic corrective surgery
Orthopaedics | Trauma - Extramedullary fixation | Plate accessories | Non-locking screw | Double Medical Technology Inc | 6.5mm Cancellous Screw, fully threaded, 30 mm | 040060030 | Standalone | DE0504080 | Patients requiring fracture fixation or orthopaedic corrective surgery
Orthopaedics | Trauma - Extramedullary fixation | Plate accessories | Non-locking screw | Double Medical Technology Inc | 6.5mm Cancellous Screw, fully threaded, 35 mm | 040060035 | Standalone | DE0504080 | Patients requiring fracture fixation or orthopaedic corrective surgery
Orthopaedics | Trauma - Extramedullary fixation | Plate accessories | Non-locking screw | Double Medical Technology Inc | 6.5mm Cancellous Screw, fully threaded, 40 mm | 040060040 | Standalone | DE0504080 | Patients requiring fracture fixation or orthopaedic corrective surgery
Orthopaedics | Trauma - Extramedullary fixation | Plate accessories | Non-locking screw | Double Medical Technology Inc | 6.5mm Cancellous Screw, fully threaded, 45 mm | 040060045 | Standalone | DE0504080 | Patients requiring fracture fixation or orthopaedic corrective surgery
Orthopaedics | Trauma - Extramedullary fixation | Plate accessories | Non-locking screw | Double Medical Technology Inc | 6.5mm Cancellous Screw, fully threaded, 50 mm | 040060050 | Standalone | DE0504080 | Patients requiring fracture fixation or orthopaedic corrective surgery
Orthopaedics | Trauma - Extramedullary fixation | Plate accessories | Non-locking screw | Double Medical Technology Inc | 6.5mm Cancellous Screw, fully threaded, 55 mm | 040060055 | Standalone | DE0504080 | Patients requiring fracture fixation or orthopaedic corrective surgery
Orthopaedics | Trauma - Extramedullary fixation | Plate accessories | Non-locking screw | Double Medical Technology Inc | 6.5mm Cancellous Screw, fully threaded, 60 mm | 040060060 | Standalone | DE0504080 | Patients requiring fracture fixation or orthopaedic corrective surgery
Orthopaedics | Trauma - Extramedullary fixation | Plate accessories | Non-locking screw | Double Medical Technology Inc | 6.5mm Cancellous Screw, fully threaded, 65 mm | 040060065 | Standalone | DE0504080 | Patients requiring fracture fixation or orthopaedic corrective surgery
Orthopaedics | Trauma - Extramedullary fixation | Plate accessories | Non-locking screw | Double Medical Technology Inc | 6.5mm Cancellous Screw, fully threaded, 70 mm | 040060070 | Standalone | DE0504080 | Patients requiring fracture fixation or orthopaedic corrective surgery
Orthopaedics | Trauma - Extramedullary fixation | Plate accessories | Non-locking screw | Double Medical Technology Inc | 6.5mm Cancellous Screw, fully threaded, 75 mm | 040060075 | Standalone | DE0504080 | Patients requiring fracture fixation or orthopaedic corrective surgery
Orthopaedics | Trauma - Extramedullary fixation | Plate accessories | Non-locking screw | Double Medical Technology Inc | 6.5mm Cancellous Screw, fully threaded, 80 mm | 040060080 | Standalone | DE0504080 | Patients requiring fracture fixation or orthopaedic corrective surgery
Orthopaedics | Trauma - Extramedullary fixation | Plate accessories | Non-locking screw | Double Medical Technology Inc | 6.5mm Cancellous Screw, fully threaded, 85 mm | 040060085 | Standalone | DE0504080 | Patients requiring fracture fixation or orthopaedic corrective surgery
Orthopaedics | Trauma - Extramedullary fixation | Plate accessories | Non-locking screw | Double Medical Technology Inc | 6.5mm Cancellous Screw, fully threaded, 90 mm | 040060090 | Standalone | DE0504080 | Patients requiring fracture fixation or orthopaedic corrective surgery
Orthopaedics | Trauma - Extramedullary fixation | Plate accessories | Non-locking screw | Double Medical Technology Inc | 6.5mm Cancellous Screw, fully threaded, 95 mm | 040060095 | Standalone | DE0504080 | Patients requiring fracture fixation or orthopaedic corrective surgery
Orthopaedics | Trauma - Extramedullary fixation | Fixation screw | Cannulated screw | Double Medical Technology Inc | 4.0mm cannulated Screw, 12mm | 060020012 | Standalone | DE0507663 | Patients requiring fracture fixation or orthopaedic corrective surgery
Orthopaedics | Trauma - Extramedullary fixation | Fixation screw | Cannulated screw | Double Medical Technology Inc | 4.0mm cannulated Screw, 14mm | 060020014 | Standalone | DE0507663 | Patients requiring fracture fixation or orthopaedic corrective surgery
Orthopaedics | Trauma - Extramedullary fixation | Fixation screw | Cannulated screw | Double Medical Technology Inc | 4.0mm cannulated Screw, 16mm | 060020016 | Standalone | DE0507663 | Patients requiring fracture fixation or orthopaedic corrective surgery
Orthopaedics | Trauma - Extramedullary fixation | Fixation screw | Cannulated screw | Double Medical Technology Inc | 4.0mm cannulated Screw, 18mm | 060020018 | Standalone | DE0507663 | Patients requiring fracture fixation or orthopaedic corrective surgery
Orthopaedics | Trauma - Extramedullary fixation | Fixation screw | Cannulated screw | Double Medical Technology Inc | 4.0mm cannulated Screw, 20mm | 060020020 | Standalone | DE0507663 | Patients requiring fracture fixation or orthopaedic corrective surgery
Orthopaedics | Trauma - Extramedullary fixation | Fixation screw | Cannulated screw | Double Medical Technology Inc | 4.0mm cannulated Screw, 22mm | 060020022 | Standalone | DE0507663 | Patients requiring fracture fixation or orthopaedic corrective surgery
Orthopaedics | Trauma - Extramedullary fixation | Fixation screw | Cannulated screw | Double Medical Technology Inc | 4.0mm cannulated Screw, 24mm | 060020024 | Standalone | DE0507663 | Patients requiring fracture fixation or orthopaedic corrective surgery
Orthopaedics | Trauma - Extramedullary fixation | Fixation screw | Cannulated screw | Double Medical Technology Inc | 4.0mm cannulated Screw, 26mm | 060020026 | Standalone | DE0507663 | Patients requiring fracture fixation or orthopaedic corrective surgery
Orthopaedics | Trauma - Extramedullary fixation | Fixation screw | Cannulated screw | Double Medical Technology Inc | 4.0mm cannulated Screw, 28mm | 060020028 | Standalone | DE0507663 | Patients requiring fracture fixation or orthopaedic corrective surgery
Orthopaedics | Trauma - Extramedullary fixation | Fixation screw | Cannulated screw | Double Medical Technology Inc | 4.0mm cannulated Screw, 30mm | 060020030 | Standalone | DE0507663 | Patients requiring fracture fixation or orthopaedic corrective surgery
Orthopaedics | Trauma - Extramedullary fixation | Fixation screw | Cannulated screw | Double Medical Technology Inc | 4.0mm cannulated Screw, 32mm | 060020032 | Standalone | DE0507663 | Patients requiring fracture fixation or orthopaedic corrective surgery
Orthopaedics | Trauma - Extramedullary fixation | Fixation screw | Cannulated screw | Double Medical Technology Inc | 4.0mm cannulated Screw, 34mm | 060020034 | Standalone | DE0507663 | Patients requiring fracture fixation or orthopaedic corrective surgery
Orthopaedics | Trauma - Extramedullary fixation | Fixation screw | Cannulated screw | Double Medical Technology Inc | 4.0mm cannulated Screw, 35mm | 060020035 | Standalone | DE0507663 | Patients requiring fracture fixation or orthopaedic corrective surgery
Orthopaedics | Trauma - Extramedullary fixation | Fixation screw | Cannulated screw | Double Medical Technology Inc | 4.0mm cannulated Screw, 36mm | 060020036 | Standalone | DE0507663 | Patients requiring fracture fixation or orthopaedic corrective surgery
Orthopaedics | Trauma - Extramedullary fixation | Fixation screw | Cannulated screw | Double Medical Technology Inc | 4.0mm cannulated Screw, 38mm | 060020038 | Standalone | DE0507663 | Patients requiring fracture fixation or orthopaedic corrective surgery
Orthopaedics | Trauma - Extramedullary fixation | Fixation screw | Cannulated screw | Double Medical Technology Inc | 4.0mm cannulated Screw, 40mm | 060020040 | Standalone | DE0507663 | Patients requiring fracture fixation or orthopaedic corrective surgery
Orthopaedics | Trauma - Extramedullary fixation | Fixation screw | Cannulated screw | Double Medical Technology Inc | 4.0mm cannulated Screw, 42mm | 060020042 | Standalone | DE0507663 | Patients requiring fracture fixation or orthopaedic corrective surgery
Orthopaedics | Trauma - Extramedullary fixation | Fixation screw | Cannulated screw | Double Medical Technology Inc | 4.0mm cannulated Screw, 44mm | 060020044 | Standalone | DE0507663 | Patients requiring fracture fixation or orthopaedic corrective surgery
Orthopaedics | Trauma - Extramedullary fixation | Fixation screw | Cannulated screw | Double Medical Technology Inc | 4.0mm cannulated Screw, 45mm | 060020045 | Standalone | DE0507663 | Patients requiring fracture fixation or orthopaedic corrective surgery
Orthopaedics | Trauma - Extramedullary fixation | Fixation screw | Cannulated screw | Double Medical Technology Inc | 4.0mm cannulated Screw, 46mm | 060020046 | Standalone | DE0507663 | Patients requiring fracture fixation or orthopaedic corrective surgery
Orthopaedics | Trauma - Extramedullary fixation | Fixation screw | Cannulated screw | Double Medical Technology Inc | 4.0mm cannulated Screw, 50mm | 060020050 | Standalone | DE0507663 | Patients requiring fracture fixation or orthopaedic corrective surgery
Orthopaedics | Trauma - Extramedullary fixation | Fixation screw | Other fixation screw accessories (e.g. nut, washer, etc) | Double Medical Technology Inc | Washer for 4.0mm cannulated Screws | 060030000 | Standalone | DE0507663 | Patients requiring fracture fixation or orthopaedic corrective surgery
Orthopaedics | Trauma - Extramedullary fixation | Fixation screw | Other fixation screw accessories (e.g. nut, washer, etc) | Double Medical Technology Inc | Spiked Washer for 4.0mm cannulated Screws | 060040000 | Standalone | DE0507663 | Patients requiring fracture fixation or orthopaedic corrective surgery
Orthopaedics | Trauma - Extramedullary fixation | Fixation screw | Other fixation screw accessories (e.g. nut, washer, etc) | Double Medical Technology Inc | Washer for 6.5mm/7.3mm cannulated Screws | 060090000 | Standalone | DE0507663 | Patients requiring fracture fixation or orthopaedic corrective surgery
Orthopaedics | Trauma - Extramedullary fixation | Fixation screw | Other fixation screw accessories (e.g. nut, washer, etc) | Double Medical Technology Inc | Spiked Washer for 6.5mm/7.3mm cannulated Screws | 060100000 | Standalone | DE0507663 | Patients requiring fracture fixation or orthopaedic corrective surgery
Orthopaedics | Trauma - Extramedullary fixation | Fixation screw | Headless compression screw | Double Medical Technology Inc | 2.4mm Headless Compression Screw, short thread, 10mm | 060200010 | Standalone | DE0507663 | Patients requiring fracture fixation or orthopaedic corrective surgery
Orthopaedics | Trauma - Extramedullary fixation | Fixation screw | Headless compression screw | Double Medical Technology Inc | 2.4mm Headless Compression Screw, short thread, 11mm | 060200011 | Standalone | DE0507663 | Patients requiring fracture fixation or orthopaedic corrective surgery
Orthopaedics | Trauma - Extramedullary fixation | Fixation screw | Headless compression screw | Double Medical Technology Inc | 2.4mm Headless Compression Screw, short thread, 12mm | 060200012 | Standalone | DE0507663 | Patients requiring fracture fixation or orthopaedic corrective surgery
Orthopaedics | Trauma - Extramedullary fixation | Fixation screw | Headless compression screw | Double Medical Technology Inc | 2.4mm Headless Compression Screw, short thread, 13mm | 060200013 | Standalone | DE0507663 | Patients requiring fracture fixation or orthopaedic corrective surgery
Orthopaedics | Trauma - Extramedullary fixation | Fixation screw | Headless compression screw | Double Medical Technology Inc | 2.4mm Headless Compression Screw, short thread, 14mm | 060200014 | Standalone | DE0507663 | Patients requiring fracture fixation or orthopaedic corrective surgery
Orthopaedics | Trauma - Extramedullary fixation | Fixation screw | Headless compression screw | Double Medical Technology Inc | 2.4mm Headless Compression Screw, short thread, 15mm | 060200015 | Standalone | DE0507663 | Patients requiring fracture fixation or orthopaedic corrective surgery
Orthopaedics | Trauma - Extramedullary fixation | Fixation screw | Headless compression screw | Double Medical Technology Inc | 2.4mm Headless Compression Screw, short thread, 16mm | 060200016 | Standalone | DE0507663 | Patients requiring fracture fixation or orthopaedic corrective surgery
Orthopaedics | Trauma - Extramedullary fixation | Fixation screw | Headless compression screw | Double Medical Technology Inc | 2.4mm Headless Compression Screw, short thread, 17mm | 060200017 | Standalone | DE0507663 | Patients requiring fracture fixation or orthopaedic corrective surgery
Orthopaedics | Trauma - Extramedullary fixation | Fixation screw | Headless compression screw | Double Medical Technology Inc | 2.4mm Headless Compression Screw, short thread, 18mm | 060200018 | Standalone | DE0507663 | Patients requiring fracture fixation or orthopaedic corrective surgery
Orthopaedics | Trauma - Extramedullary fixation | Fixation screw | Headless compression screw | Double Medical Technology Inc | 2.4mm Headless Compression Screw, short thread, 19mm | 060200019 | Standalone | DE0507663 | Patients requiring fracture fixation or orthopaedic corrective surgery
Orthopaedics | Trauma - Extramedullary fixation | Fixation screw | Headless compression screw | Double Medical Technology Inc | 2.4mm Headless Compression Screw, short thread, 20mm | 060200020 | Standalone | DE0507663 | Patients requiring fracture fixation or orthopaedic corrective surgery
Orthopaedics | Trauma - Extramedullary fixation | Fixation screw | Headless compression screw | Double Medical Technology Inc | 2.4mm Headless Compression Screw, short thread, 21mm | 060200021 | Standalone | DE0507663 | Patients requiring fracture fixation or orthopaedic corrective surgery
Orthopaedics | Trauma - Extramedullary fixation | Fixation screw | Headless compression screw | Double Medical Technology Inc | 2.4mm Headless Compression Screw, short thread, 22mm | 060200022 | Standalone | DE0507663 | Patients requiring fracture fixation or orthopaedic corrective surgery
Orthopaedics | Trauma - Extramedullary fixation | Fixation screw | Headless compression screw | Double Medical Technology Inc | 2.4mm Headless Compression Screw, short thread, 23mm | 060200023 | Standalone | DE0507663 | Patients requiring fracture fixation or orthopaedic corrective surgery
Orthopaedics | Trauma - Extramedullary fixation | Fixation screw | Headless compression screw | Double Medical Technology Inc | 2.4mm Headless Compression Screw, short thread, 24mm | 060200024 | Standalone | DE0507663 | Patients requiring fracture fixation or orthopaedic corrective surgery
Orthopaedics | Trauma - Extramedullary fixation | Fixation screw | Headless compression screw | Double Medical Technology Inc | 2.4mm Headless Compression Screw, short thread, 25mm | 060200025 | Standalone | DE0507663 | Patients requiring fracture fixation or orthopaedic corrective surgery
Orthopaedics | Trauma - Extramedullary fixation | Fixation screw | Headless compression screw | Double Medical Technology Inc | 2.4mm Headless Compression Screw, short thread, 26mm | 060200026 | Standalone | DE0507663 | Patients requiring fracture fixation or orthopaedic corrective surgery
Orthopaedics | Trauma - Extramedullary fixation | Fixation screw | Headless compression screw | Double Medical Technology Inc | 2.4mm Headless Compression Screw, short thread, 27mm | 060200027 | Standalone | DE0507663 | Patients requiring fracture fixation or orthopaedic corrective surgery
Orthopaedics | Trauma - Extramedullary fixation | Fixation screw | Headless compression screw | Double Medical Technology Inc | 2.4mm Headless Compression Screw, short thread, 28mm | 060200028 | Standalone | DE0507663 | Patients requiring fracture fixation or orthopaedic corrective surgery
Orthopaedics | Trauma - Extramedullary fixation | Fixation screw | Headless compression screw | Double Medical Technology Inc | 2.4mm Headless Compression Screw, short thread, 29mm | 060200029 | Standalone | DE0507663 | Patients requiring fracture fixation or orthopaedic corrective surgery
Orthopaedics | Trauma - Extramedullary fixation | Fixation screw | Headless compression screw | Double Medical Technology Inc | 2.4mm Headless Compression Screw, short thread, 30mm | 060200030 | Standalone | DE0507663 | Patients requiring fracture fixation or orthopaedic corrective surgery
Orthopaedics | Trauma - Extramedullary fixation | Fixation screw | Headless compression screw | Double Medical Technology Inc | 2.4mm Headless Compression Screw, short thread, 32mm | 060200032 | Standalone | DE0507663 | Patients requiring fracture fixation or orthopaedic corrective surgery
Orthopaedics | Trauma - Extramedullary fixation | Fixation screw | Headless compression screw | Double Medical Technology Inc | 2.4mm Headless Compression Screw, short thread, 34mm | 060200034 | Standalone | DE0507663 | Patients requiring fracture fixation or orthopaedic corrective surgery
Orthopaedics | Trauma - Extramedullary fixation | Fixation screw | Headless compression screw | Double Medical Technology Inc | 2.4mm Headless Compression Screw, short thread, 36mm | 060200036 | Standalone | DE0507663 | Patients requiring fracture fixation or orthopaedic corrective surgery
Orthopaedics | Trauma - Extramedullary fixation | Fixation screw | Headless compression screw | Double Medical Technology Inc | 2.4mm Headless Compression Screw, short thread, 38mm | 060200038 | Standalone | DE0507663 | Patients requiring fracture fixation or orthopaedic corrective surgery
Orthopaedics | Trauma - Extramedullary fixation | Fixation screw | Headless compression screw | Double Medical Technology Inc | 2.4mm Headless Compression Screw, short thread, 40mm | 060200040 | Standalone | DE0507663 | Patients requiring fracture fixation or orthopaedic corrective surgery
Orthopaedics | Trauma - Extramedullary fixation | Fixation screw | Headless compression screw | Double Medical Technology Inc | 2.4mm Headless Compression Screw, long thread, 17mm | 060210017 | Standalone | DE0507663 | Patients requiring fracture fixation or orthopaedic corrective surgery
Orthopaedics | Trauma - Extramedullary fixation | Fixation screw | Headless compression screw | Double Medical Technology Inc | 2.4mm Headless Compression Screw, long thread, 18mm | 060210018 | Standalone | DE0507663 | Patients requiring fracture fixation or orthopaedic corrective surgery
Orthopaedics | Trauma - Extramedullary fixation | Fixation screw | Headless compression screw | Double Medical Technology Inc | 2.4mm Headless Compression Screw, long thread, 19mm | 060210019 | Standalone | DE0507663 | Patients requiring fracture fixation or orthopaedic corrective surgery
Orthopaedics | Trauma - Extramedullary fixation | Fixation screw | Headless compression screw | Double Medical Technology Inc | 2.4mm Headless Compression Screw, long thread, 20mm | 060210020 | Standalone | DE0507663 | Patients requiring fracture fixation or orthopaedic corrective surgery
Orthopaedics | Trauma - Extramedullary fixation | Fixation screw | Headless compression screw | Double Medical Technology Inc | 2.4mm Headless Compression Screw, long thread, 21mm | 060210021 | Standalone | DE0507663 | Patients requiring fracture fixation or orthopaedic corrective surgery
Orthopaedics | Trauma - Extramedullary fixation | Fixation screw | Headless compression screw | Double Medical Technology Inc | 2.4mm Headless Compression Screw, long thread, 22mm | 060210022 | Standalone | DE0507663 | Patients requiring fracture fixation or orthopaedic corrective surgery
Orthopaedics | Trauma - Extramedullary fixation | Fixation screw | Headless compression screw | Double Medical Technology Inc | 2.4mm Headless Compression Screw, long thread, 23mm | 060210023 | Standalone | DE0507663 | Patients requiring fracture fixation or orthopaedic corrective surgery
Orthopaedics | Trauma - Extramedullary fixation | Fixation screw | Headless compression screw | Double Medical Technology Inc | 2.4mm Headless Compression Screw, long thread, 24mm | 060210024 | Standalone | DE0507663 | Patients requiring fracture fixation or orthopaedic corrective surgery
Orthopaedics | Trauma - Extramedullary fixation | Fixation screw | Headless compression screw | Double Medical Technology Inc | 2.4mm Headless Compression Screw, long thread, 25mm | 060210025 | Standalone | DE0507663 | Patients requiring fracture fixation or orthopaedic corrective surgery
Orthopaedics | Trauma - Extramedullary fixation | Fixation screw | Headless compression screw | Double Medical Technology Inc | 2.4mm Headless Compression Screw, long thread, 26mm | 060210026 | Standalone | DE0507663 | Patients requiring fracture fixation or orthopaedic corrective surgery
Orthopaedics | Trauma - Extramedullary fixation | Fixation screw | Headless compression screw | Double Medical Technology Inc | 2.4mm Headless Compression Screw, long thread, 27mm | 060210027 | Standalone | DE0507663 | Patients requiring fracture fixation or orthopaedic corrective surgery
Orthopaedics | Trauma - Extramedullary fixation | Fixation screw | Headless compression screw | Double Medical Technology Inc | 2.4mm Headless Compression Screw, long thread, 28mm | 060210028 | Standalone | DE0507663 | Patients requiring fracture fixation or orthopaedic corrective surgery
Orthopaedics | Trauma - Extramedullary fixation | Fixation screw | Headless compression screw | Double Medical Technology Inc | 2.4mm Headless Compression Screw, long thread, 29mm | 060210029 | Standalone | DE0507663 | Patients requiring fracture fixation or orthopaedic corrective surgery
Orthopaedics | Trauma - Extramedullary fixation | Fixation screw | Headless compression screw | Double Medical Technology Inc | 2.4mm Headless Compression Screw, long thread, 30mm | 060210030 | Standalone | DE0507663 | Patients requiring fracture fixation or orthopaedic corrective surgery
Orthopaedics | Trauma - Extramedullary fixation | Fixation screw | Headless compression screw | Double Medical Technology Inc | 2.4mm Headless Compression Screw, long thread, 32mm | 060210032 | Standalone | DE0507663 | Patients requiring fracture fixation or orthopaedic corrective surgery
Orthopaedics | Trauma - Extramedullary fixation | Fixation screw | Headless compression screw | Double Medical Technology Inc | 2.4mm Headless Compression Screw, long thread, 34mm | 060210034 | Standalone | DE0507663 | Patients requiring fracture fixation or orthopaedic corrective surgery
Orthopaedics | Trauma - Extramedullary fixation | Fixation screw | Headless compression screw | Double Medical Technology Inc | 2.4mm Headless Compression Screw, long thread, 36mm | 060210036 | Standalone | DE0507663 | Patients requiring fracture fixation or orthopaedic corrective surgery
Orthopaedics | Trauma - Extramedullary fixation | Fixation screw | Headless compression screw | Double Medical Technology Inc | 2.4mm Headless Compression Screw, long thread, 38mm | 060210038 | Standalone | DE0507663 | Patients requiring fracture fixation or orthopaedic corrective surgery
Orthopaedics | Trauma - Extramedullary fixation | Fixation screw | Headless compression screw | Double Medical Technology Inc | 2.4mm Headless Compression Screw, long thread, 40mm | 060210040 | Standalone | DE0507663 | Patients requiring fracture fixation or orthopaedic corrective surgery
Orthopaedics | Trauma - Extramedullary fixation | Fixation screw | Headless compression screw | Double Medical Technology Inc | 2.5mm Headless Compression Screw II, 8mm | 060590008 | Standalone | DE0507663 | Patients requiring fracture fixation or orthopaedic corrective surgery
Orthopaedics | Trauma - Extramedullary fixation | Fixation screw | Headless compression screw | Double Medical Technology Inc | 2.5mm Headless Compression Screw II, 9mm | 060590009 | Standalone | DE0507663 | Patients requiring fracture fixation or orthopaedic corrective surgery
Orthopaedics | Trauma - Extramedullary fixation | Fixation screw | Headless compression screw | Double Medical Technology Inc | 2.5mm Headless Compression Screw II, 10mm | 060590010 | Standalone | DE0507663 | Patients requiring fracture fixation or orthopaedic corrective surgery
Orthopaedics | Trauma - Extramedullary fixation | Fixation screw | Headless compression screw | Double Medical Technology Inc | 2.5mm Headless Compression Screw II, 11mm | 060590011 | Standalone | DE0507663 | Patients requiring fracture fixation or orthopaedic corrective surgery
Orthopaedics | Trauma - Extramedullary fixation | Fixation screw | Headless compression screw | Double Medical Technology Inc | 2.5mm Headless Compression Screw II, 12mm | 060590012 | Standalone | DE0507663 | Patients requiring fracture fixation or orthopaedic corrective surgery
Orthopaedics | Trauma - Extramedullary fixation | Fixation screw | Headless compression screw | Double Medical Technology Inc | 2.5mm Headless Compression Screw II, 13mm | 060590013 | Standalone | DE0507663 | Patients requiring fracture fixation or orthopaedic corrective surgery
Orthopaedics | Trauma - Extramedullary fixation | Fixation screw | Headless compression screw | Double Medical Technology Inc | 2.5mm Headless Compression Screw II, 14mm | 060590014 | Standalone | DE0507663 | Patients requiring fracture fixation or orthopaedic corrective surgery
Orthopaedics | Trauma - Extramedullary fixation | Fixation screw | Headless compression screw | Double Medical Technology Inc | 2.5mm Headless Compression Screw II, 16mm | 060590016 | Standalone | DE0507663 | Patients requiring fracture fixation or orthopaedic corrective surgery
Orthopaedics | Trauma - Extramedullary fixation | Fixation screw | Headless compression screw | Double Medical Technology Inc | 2.5mm Headless Compression Screw II, 18mm | 060590018 | Standalone | DE0507663 | Patients requiring fracture fixation or orthopaedic corrective surgery
Orthopaedics | Trauma - Extramedullary fixation | Fixation screw | Headless compression screw | Double Medical Technology Inc | 2.5mm Headless Compression Screw II, 20mm | 060590020 | Standalone | DE0507663 | Patients requiring fracture fixation or orthopaedic corrective surgery
Orthopaedics | Trauma - Extramedullary fixation | Fixation screw | Headless compression screw | Double Medical Technology Inc | 2.5mm Headless Compression Screw II, 22mm | 060590022 | Standalone | DE0507663 | Patients requiring fracture fixation or orthopaedic corrective surgery
Orthopaedics | Trauma - Extramedullary fixation | Fixation screw | Headless compression screw | Double Medical Technology Inc | 2.5mm Headless Compression Screw II, 24mm | 060590024 | Standalone | DE0507663 | Patients requiring fracture fixation or orthopaedic corrective surgery
Orthopaedics | Trauma - Extramedullary fixation | Fixation screw | Headless compression screw | Double Medical Technology Inc | 2.5mm Headless Compression Screw II, 26mm | 060590026 | Standalone | DE0507663 | Patients requiring fracture fixation or orthopaedic corrective surgery
Orthopaedics | Trauma - Extramedullary fixation | Fixation screw | Headless compression screw | Double Medical Technology Inc | 2.5mm Headless Compression Screw II, 28mm | 060590028 | Standalone | DE0507663 | Patients requiring fracture fixation or orthopaedic corrective surgery
Orthopaedics | Trauma - Extramedullary fixation | Fixation screw | Headless compression screw | Double Medical Technology Inc | 2.5mm Headless Compression Screw II, 30mm | 060590030 | Standalone | DE0507663 | Patients requiring fracture fixation or orthopaedic corrective surgery
Orthopaedics | Trauma - Extramedullary fixation | Fixation screw | Headless compression screw | Double Medical Technology Inc | 3.5mm Headless Compression Screw II, 16mm | 060600016 | Standalone | DE0507663 | Patients requiring fracture fixation or orthopaedic corrective surgery
Orthopaedics | Trauma - Extramedullary fixation | Fixation screw | Headless compression screw | Double Medical Technology Inc | 3.5mm Headless Compression Screw II, 18mm | 060600018 | Standalone | DE0507663 | Patients requiring fracture fixation or orthopaedic corrective surgery
Orthopaedics | Trauma - Extramedullary fixation | Fixation screw | Headless compression screw | Double Medical Technology Inc | 3.5mm Headless Compression Screw II, 20mm | 060600020 | Standalone | DE0507663 | Patients requiring fracture fixation or orthopaedic corrective surgery
Orthopaedics | Trauma - Extramedullary fixation | Fixation screw | Headless compression screw | Double Medical Technology Inc | 3.5mm Headless Compression Screw II, 22mm | 060600022 | Standalone | DE0507663 | Patients requiring fracture fixation or orthopaedic corrective surgery
Orthopaedics | Trauma - Extramedullary fixation | Fixation screw | Headless compression screw | Double Medical Technology Inc | 3.5mm Headless Compression Screw II, 24mm | 060600024 | Standalone | DE0507663 | Patients requiring fracture fixation or orthopaedic corrective surgery
Orthopaedics | Trauma - Extramedullary fixation | Fixation screw | Headless compression screw | Double Medical Technology Inc | 3.5mm Headless Compression Screw II, 26mm | 060600026 | Standalone | DE0507663 | Patients requiring fracture fixation or orthopaedic corrective surgery
Orthopaedics | Trauma - Extramedullary fixation | Fixation screw | Headless compression screw | Double Medical Technology Inc | 3.5mm Headless Compression Screw II, 28mm | 060600028 | Standalone | DE0507663 | Patients requiring fracture fixation or orthopaedic corrective surgery
Orthopaedics | Trauma - Extramedullary fixation | Fixation screw | Headless compression screw | Double Medical Technology Inc | 3.5mm Headless Compression Screw II, 30mm | 060600030 | Standalone | DE0507663 | Patients requiring fracture fixation or orthopaedic corrective surgery
Orthopaedics | Trauma - Extramedullary fixation | Fixation screw | Headless compression screw | Double Medical Technology Inc | 4.0mm Headless Compression Screw II, 16mm | 060610016 | Standalone | DE0507663 | Patients requiring fracture fixation or orthopaedic corrective surgery
Orthopaedics | Trauma - Extramedullary fixation | Fixation screw | Headless compression screw | Double Medical Technology Inc | 4.0mm Headless Compression Screw II, 18mm | 060610018 | Standalone | DE0507663 | Patients requiring fracture fixation or orthopaedic corrective surgery
Orthopaedics | Trauma - Extramedullary fixation | Fixation screw | Headless compression screw | Double Medical Technology Inc | 4.0mm Headless Compression Screw II, 20mm | 060610020 | Standalone | DE0507663 | Patients requiring fracture fixation or orthopaedic corrective surgery
Orthopaedics | Trauma - Extramedullary fixation | Fixation screw | Headless compression screw | Double Medical Technology Inc | 4.0mm Headless Compression Screw II, 22mm | 060610022 | Standalone | DE0507663 | Patients requiring fracture fixation or orthopaedic corrective surgery
Orthopaedics | Trauma - Extramedullary fixation | Fixation screw | Headless compression screw | Double Medical Technology Inc | 4.0mm Headless Compression Screw II, 24mm | 060610024 | Standalone | DE0507663 | Patients requiring fracture fixation or orthopaedic corrective surgery
Orthopaedics | Trauma - Extramedullary fixation | Fixation screw | Headless compression screw | Double Medical Technology Inc | 4.0mm Headless Compression Screw II, 26mm | 060610026 | Standalone | DE0507663 | Patients requiring fracture fixation or orthopaedic corrective surgery
Orthopaedics | Trauma - Extramedullary fixation | Fixation screw | Headless compression screw | Double Medical Technology Inc | 4.0mm Headless Compression Screw II, 28mm | 060610028 | Standalone | DE0507663 | Patients requiring fracture fixation or orthopaedic corrective surgery
Orthopaedics | Trauma - Extramedullary fixation | Fixation screw | Headless compression screw | Double Medical Technology Inc | 4.0mm Headless Compression Screw II, 30mm | 060610030 | Standalone | DE0507663 | Patients requiring fracture fixation or orthopaedic corrective surgery
Orthopaedics | Trauma - Extramedullary fixation | Fixation screw | Headless compression screw | Double Medical Technology Inc | 4.0mm Headless Compression Screw II, 32mm | 060610032 | Standalone | DE0507663 | Patients requiring fracture fixation or orthopaedic corrective surgery
Orthopaedics | Trauma - Extramedullary fixation | Fixation screw | Headless compression screw | Double Medical Technology Inc | 4.0mm Headless Compression Screw II, 34mm | 060610034 | Standalone | DE0507663 | Patients requiring fracture fixation or orthopaedic corrective surgery
Orthopaedics | Trauma - Extramedullary fixation | Fixation screw | Headless compression screw | Double Medical Technology Inc | 4.5mm Headless Compression Screw II, 20mm | 060620020 | Standalone | DE0507663 | Patients requiring fracture fixation or orthopaedic corrective surgery
Orthopaedics | Trauma - Extramedullary fixation | Fixation screw | Headless compression screw | Double Medical Technology Inc | 4.5mm Headless Compression Screw II, 21mm | 060620021 | Standalone | DE0507663 | Patients requiring fracture fixation or orthopaedic corrective surgery
Orthopaedics | Trauma - Extramedullary fixation | Fixation screw | Headless compression screw | Double Medical Technology Inc | 4.5mm Headless Compression Screw II, 22mm | 060620022 | Standalone | DE0507663 | Patients requiring fracture fixation or orthopaedic corrective surgery
Orthopaedics | Trauma - Extramedullary fixation | Fixation screw | Headless compression screw | Double Medical Technology Inc | 4.5mm Headless Compression Screw II, 23mm | 060620023 | Standalone | DE0507663 | Patients requiring fracture fixation or orthopaedic corrective surgery
Orthopaedics | Trauma - Extramedullary fixation | Fixation screw | Headless compression screw | Double Medical Technology Inc | 4.5mm Headless Compression Screw II, 24mm | 060620024 | Standalone | DE0507663 | Patients requiring fracture fixation or orthopaedic corrective surgery
Orthopaedics | Trauma - Extramedullary fixation | Fixation screw | Headless compression screw | Double Medical Technology Inc | 4.5mm Headless Compression Screw II, 25mm | 060620025 | Standalone | DE0507663 | Patients requiring fracture fixation or orthopaedic corrective surgery
Orthopaedics | Trauma - Extramedullary fixation | Fixation screw | Headless compression screw | Double Medical Technology Inc | 4.5mm Headless Compression Screw II, 26mm | 060620026 | Standalone | DE0507663 | Patients requiring fracture fixation or orthopaedic corrective surgery
Orthopaedics | Trauma - Extramedullary fixation | Fixation screw | Headless compression screw | Double Medical Technology Inc | 4.5mm Headless Compression Screw II, 27mm | 060620027 | Standalone | DE0507663 | Patients requiring fracture fixation or orthopaedic corrective surgery
Orthopaedics | Trauma - Extramedullary fixation | Fixation screw | Headless compression screw | Double Medical Technology Inc | 4.5mm Headless Compression Screw II, 28mm | 060620028 | Standalone | DE0507663 | Patients requiring fracture fixation or orthopaedic corrective surgery
Orthopaedics | Trauma - Extramedullary fixation | Fixation screw | Headless compression screw | Double Medical Technology Inc | 4.5mm Headless Compression Screw II, 29mm | 060620029 | Standalone | DE0507663 | Patients requiring fracture fixation or orthopaedic corrective surgery
Orthopaedics | Trauma - Extramedullary fixation | Fixation screw | Headless compression screw | Double Medical Technology Inc | 4.5mm Headless Compression Screw II, 30mm | 060620030 | Standalone | DE0507663 | Patients requiring fracture fixation or orthopaedic corrective surgery
Orthopaedics | Trauma - Extramedullary fixation | Fixation screw | Headless compression screw | Double Medical Technology Inc | 4.5mm Headless Compression Screw II, 31mm | 060620031 | Standalone | DE0507663 | Patients requiring fracture fixation or orthopaedic corrective surgery
Orthopaedics | Trauma - Extramedullary fixation | Fixation screw | Headless compression screw | Double Medical Technology Inc | 4.5mm Headless Compression Screw II, 32mm | 060620032 | Standalone | DE0507663 | Patients requiring fracture fixation or orthopaedic corrective surgery
Orthopaedics | Trauma - Extramedullary fixation | Fixation screw | Headless compression screw | Double Medical Technology Inc | 4.5mm Headless Compression Screw II, 33mm | 060620033 | Standalone | DE0507663 | Patients requiring fracture fixation or orthopaedic corrective surgery
Orthopaedics | Trauma - Extramedullary fixation | Fixation screw | Headless compression screw | Double Medical Technology Inc | 4.5mm Headless Compression Screw II, 34mm | 060620034 | Standalone | DE0507663 | Patients requiring fracture fixation or orthopaedic corrective surgery
Orthopaedics | Trauma - Extramedullary fixation | Fixation screw | Headless compression screw | Double Medical Technology Inc | 4.5mm Headless Compression Screw II, 35mm | 060620035 | Standalone | DE0507663 | Patients requiring fracture fixation or orthopaedic corrective surgery
Orthopaedics | Trauma - Extramedullary fixation | Fixation screw | Headless compression screw | Double Medical Technology Inc | 4.5mm Headless Compression Screw II, 36mm | 060620036 | Standalone | DE0507663 | Patients requiring fracture fixation or orthopaedic corrective surgery
Orthopaedics | Trauma - Extramedullary fixation | Fixation screw | Headless compression screw | Double Medical Technology Inc | 4.5mm Headless Compression Screw II, 37mm | 060620037 | Standalone | DE0507663 | Patients requiring fracture fixation or orthopaedic corrective surgery
Orthopaedics | Trauma - Extramedullary fixation | Fixation screw | Headless compression screw | Double Medical Technology Inc | 4.5mm Headless Compression Screw II, 38mm | 060620038 | Standalone | DE0507663 | Patients requiring fracture fixation or orthopaedic corrective surgery
Orthopaedics | Trauma - Extramedullary fixation | Fixation screw | Headless compression screw | Double Medical Technology Inc | 4.5mm Headless Compression Screw II, 39mm | 060620039 | Standalone | DE0507663 | Patients requiring fracture fixation or orthopaedic corrective surgery
Orthopaedics | Trauma - Extramedullary fixation | Fixation screw | Headless compression screw | Double Medical Technology Inc | 4.5mm Headless Compression Screw II, 40mm | 060620040 | Standalone | DE0507663 | Patients requiring fracture fixation or orthopaedic corrective surgery
Orthopaedics | Trauma - Extramedullary fixation | Fixation screw | Headless compression screw | Double Medical Technology Inc | 4.5mm Headless Compression Screw II, 41mm | 060620041 | Standalone | DE0507663 | Patients requiring fracture fixation or orthopaedic corrective surgery
Orthopaedics | Trauma - Extramedullary fixation | Fixation screw | Headless compression screw | Double Medical Technology Inc | 4.5mm Headless Compression Screw II, 42mm | 060620042 | Standalone | DE0507663 | Patients requiring fracture fixation or orthopaedic corrective surgery
Orthopaedics | Trauma - Extramedullary fixation | Fixation screw | Headless compression screw | Double Medical Technology Inc | 4.5mm Headless Compression Screw II, 43mm | 060620043 | Standalone | DE0507663 | Patients requiring fracture fixation or orthopaedic corrective surgery
Orthopaedics | Trauma - Extramedullary fixation | Fixation screw | Headless compression screw | Double Medical Technology Inc | 4.5mm Headless Compression Screw II, 44mm | 060620044 | Standalone | DE0507663 | Patients requiring fracture fixation or orthopaedic corrective surgery
Orthopaedics | Trauma - Extramedullary fixation | Fixation screw | Headless compression screw | Double Medical Technology Inc | 4.5mm Headless Compression Screw II, 45mm | 060620045 | Standalone | DE0507663 | Patients requiring fracture fixation or orthopaedic corrective surgery
Orthopaedics | Trauma - Extramedullary fixation | Fixation screw | Headless compression screw | Double Medical Technology Inc | 4.5mm Headless Compression Screw II, 46mm | 060620046 | Standalone | DE0507663 | Patients requiring fracture fixation or orthopaedic corrective surgery
Orthopaedics | Trauma - Extramedullary fixation | Fixation screw | Headless compression screw | Double Medical Technology Inc | 4.5mm Headless Compression Screw II, 47mm | 060620047 | Standalone | DE0507663 | Patients requiring fracture fixation or orthopaedic corrective surgery
Orthopaedics | Trauma - Extramedullary fixation | Fixation screw | Headless compression screw | Double Medical Technology Inc | 4.5mm Headless Compression Screw II, 48mm | 060620048 | Standalone | DE0507663 | Patients requiring fracture fixation or orthopaedic corrective surgery
Orthopaedics | Trauma - Extramedullary fixation | Fixation screw | Headless compression screw | Double Medical Technology Inc | 4.5mm Headless Compression Screw II, 49mm | 060620049 | Standalone | DE0507663 | Patients requiring fracture fixation or orthopaedic corrective surgery
Orthopaedics | Trauma - Extramedullary fixation | Fixation screw | Headless compression screw | Double Medical Technology Inc | 4.5mm Headless Compression Screw II, 50mm | 060620050 | Standalone | DE0507663 | Patients requiring fracture fixation or orthopaedic corrective surgery
Orthopaedics | Trauma - Extramedullary fixation | Fixation screw | Headless compression screw | Double Medical Technology Inc | 5.2mm Headless Compression Screw II, 25mm | 060630025 | Standalone | DE0507663 | Patients requiring fracture fixation or orthopaedic corrective surgery
Orthopaedics | Trauma - Extramedullary fixation | Fixation screw | Headless compression screw | Double Medical Technology Inc | 5.2mm Headless Compression Screw II, 26mm | 060630026 | Standalone | DE0507663 | Patients requiring fracture fixation or orthopaedic corrective surgery
Orthopaedics | Trauma - Extramedullary fixation | Fixation screw | Headless compression screw | Double Medical Technology Inc | 5.2mm Headless Compression Screw II, 28mm | 060630028 | Standalone | DE0507663 | Patients requiring fracture fixation or orthopaedic corrective surgery
Orthopaedics | Trauma - Extramedullary fixation | Fixation screw | Headless compression screw | Double Medical Technology Inc | 5.2mm Headless Compression Screw II, 30mm | 060630030 | Standalone | DE0507663 | Patients requiring fracture fixation or orthopaedic corrective surgery
Orthopaedics | Trauma - Extramedullary fixation | Fixation screw | Headless compression screw | Double Medical Technology Inc | 5.2mm Headless Compression Screw II, 32mm | 060630032 | Standalone | DE0507663 | Patients requiring fracture fixation or orthopaedic corrective surgery
Orthopaedics | Trauma - Extramedullary fixation | Fixation screw | Headless compression screw | Double Medical Technology Inc | 5.2mm Headless Compression Screw II, 34mm | 060630034 | Standalone | DE0507663 | Patients requiring fracture fixation or orthopaedic corrective surgery
Orthopaedics | Trauma - Extramedullary fixation | Fixation screw | Headless compression screw | Double Medical Technology Inc | 5.2mm Headless Compression Screw II, 35mm | 060630035 | Standalone | DE0507663 | Patients requiring fracture fixation or orthopaedic corrective surgery
Orthopaedics | Trauma - Extramedullary fixation | Fixation screw | Headless compression screw | Double Medical Technology Inc | 5.2mm Headless Compression Screw II, 36mm | 060630036 | Standalone | DE0507663 | Patients requiring fracture fixation or orthopaedic corrective surgery
Orthopaedics | Trauma - Extramedullary fixation | Fixation screw | Headless compression screw | Double Medical Technology Inc | 5.2mm Headless Compression Screw II, 38mm | 060630038 | Standalone | DE0507663 | Patients requiring fracture fixation or orthopaedic corrective surgery
Orthopaedics | Trauma - Extramedullary fixation | Fixation screw | Headless compression screw | Double Medical Technology Inc | 5.2mm Headless Compression Screw II, 40mm | 060630040 | Standalone | DE0507663 | Patients requiring fracture fixation or orthopaedic corrective surgery
Orthopaedics | Trauma - Extramedullary fixation | Fixation screw | Headless compression screw | Double Medical Technology Inc | 5.2mm Headless Compression Screw II, 45mm | 060630045 | Standalone | DE0507663 | Patients requiring fracture fixation or orthopaedic corrective surgery
Orthopaedics | Trauma - Extramedullary fixation | Fixation screw | Headless compression screw | Double Medical Technology Inc | 5.2mm Headless Compression Screw II, 50mm | 060630050 | Standalone | DE0507663 | Patients requiring fracture fixation or orthopaedic corrective surgery
Orthopaedics | Trauma - Extramedullary fixation | Fixation screw | Headless compression screw | Double Medical Technology Inc | 5.2mm Headless Compression Screw II, 55mm | 060630055 | Standalone | DE0507663 | Patients requiring fracture fixation or orthopaedic corrective surgery
Orthopaedics | Trauma - Extramedullary fixation | Fixation screw | Headless compression screw | Double Medical Technology Inc | 5.2mm Headless Compression Screw II, 60mm | 060630060 | Standalone | DE0507663 | Patients requiring fracture fixation or orthopaedic corrective surgery
Orthopaedics | Trauma - Extramedullary fixation | Fixation screw | Headless compression screw | Double Medical Technology Inc | 7.0mm Headless Compression Screw II, 40mm | 060640040 | Standalone | DE0507663 | Patients requiring fracture fixation or orthopaedic corrective surgery
Orthopaedics | Trauma - Extramedullary fixation | Fixation screw | Headless compression screw | Double Medical Technology Inc | 7.0mm Headless Compression Screw II, 45mm | 060640045 | Standalone | DE0507663 | Patients requiring fracture fixation or orthopaedic corrective surgery
Orthopaedics | Trauma - Extramedullary fixation | Fixation screw | Headless compression screw | Double Medical Technology Inc | 7.0mm Headless Compression Screw II, 50mm | 060640050 | Standalone | DE0507663 | Patients requiring fracture fixation or orthopaedic corrective surgery
Orthopaedics | Trauma - Extramedullary fixation | Fixation screw | Headless compression screw | Double Medical Technology Inc | 7.0mm Headless Compression Screw II, 55mm | 060640055 | Standalone | DE0507663 | Patients requiring fracture fixation or orthopaedic corrective surgery
Orthopaedics | Trauma - Extramedullary fixation | Fixation screw | Headless compression screw | Double Medical Technology Inc | 7.0mm Headless Compression Screw II, 60mm | 060640060 | Standalone | DE0507663 | Patients requiring fracture fixation or orthopaedic corrective surgery
Orthopaedics | Trauma - Extramedullary fixation | Fixation screw | Headless compression screw | Double Medical Technology Inc | 7.0mm Headless Compression Screw II, 65mm | 060640065 | Standalone | DE0507663 | Patients requiring fracture fixation or orthopaedic corrective surgery
Orthopaedics | Trauma - Extramedullary fixation | Fixation screw | Headless compression screw | Double Medical Technology Inc | 7.0mm Headless Compression Screw II, 70mm | 060640070 | Standalone | DE0507663 | Patients requiring fracture fixation or orthopaedic corrective surgery
Orthopaedics | Trauma - Extramedullary fixation | Fixation screw | Headless compression screw | Double Medical Technology Inc | 7.0mm Headless Compression Screw II, 75mm | 060640075 | Standalone | DE0507663 | Patients requiring fracture fixation or orthopaedic corrective surgery
Orthopaedics | Trauma - Extramedullary fixation | Fixation screw | Headless compression screw | Double Medical Technology Inc | 7.0mm Headless Compression Screw II, 80mm | 060640080 | Standalone | DE0507663 | Patients requiring fracture fixation or orthopaedic corrective surgery
Orthopaedics | Trauma - Extramedullary fixation | Fixation screw | Headless compression screw | Double Medical Technology Inc | 7.0mm Headless Compression Screw II, 85mm | 060640085 | Standalone | DE0507663 | Patients requiring fracture fixation or orthopaedic corrective surgery
Orthopaedics | Trauma - Extramedullary fixation | Fixation screw | Headless compression screw | Double Medical Technology Inc | 7.0mm Headless Compression Screw II, 90mm | 060640090 | Standalone | DE0507663 | Patients requiring fracture fixation or orthopaedic corrective surgery
Orthopaedics | Trauma - Extramedullary fixation | Fixation screw | Headless compression screw | Double Medical Technology Inc | 7.0mm Headless Compression Screw II, 95mm | 060640095 | Standalone | DE0507663 | Patients requiring fracture fixation or orthopaedic corrective surgery
Orthopaedics | Trauma - Extramedullary fixation | Fixation screw | Headless compression screw | Double Medical Technology Inc | 7.0mm Headless Compression Screw II, 100mm | 060640100 | Standalone | DE0507663 | Patients requiring fracture fixation or orthopaedic corrective surgery
Orthopaedics | Trauma - Extramedullary fixation | Fixation screw | Headless compression screw | Double Medical Technology Inc | 7.0mm Headless Compression Screw II, 105mm | 060640105 | Standalone | DE0507663 | Patients requiring fracture fixation or orthopaedic corrective surgery
Orthopaedics | Trauma - Extramedullary fixation | Fixation screw | Headless compression screw | Double Medical Technology Inc | 7.0mm Headless Compression Screw II, 110mm | 060640110 | Standalone | DE0507663 | Patients requiring fracture fixation or orthopaedic corrective surgery
Orthopaedics | Trauma - Extramedullary fixation | Fixation screw | Headless compression screw | Double Medical Technology Inc | 7.0mm Headless Compression Screw II, 115mm | 060640115 | Standalone | DE0507663 | Patients requiring fracture fixation or orthopaedic corrective surgery
Orthopaedics | Trauma - Extramedullary fixation | Fixation screw | Headless compression screw | Double Medical Technology Inc | 7.0mm Headless Compression Screw II, 120mm | 060640120 | Standalone | DE0507663 | Patients requiring fracture fixation or orthopaedic corrective surgery
Orthopaedics | Trauma - Intramedullary fixation | Nail | Nail - Tibia - Without antibiotic coating | Double Medical Technology Inc | Supra-patella Tibial Nail, 8x240mm | 075140240 | Standalone | DE0507743 | Patients requiring fracture fixation or orthopaedic corrective surgery
Orthopaedics | Trauma - Intramedullary fixation | Nail | Nail - Tibia - Without antibiotic coating | Double Medical Technology Inc | Supra-patella Tibial Nail, 8x260mm | 075140260 | Standalone | DE0507743 | Patients requiring fracture fixation or orthopaedic corrective surgery
Orthopaedics | Trauma - Intramedullary fixation | Nail | Nail - Tibia - Without antibiotic coating | Double Medical Technology Inc | Supra-patella Tibial Nail, 8x280mm | 075140280 | Standalone | DE0507743 | Patients requiring fracture fixation or orthopaedic corrective surgery
Orthopaedics | Trauma - Intramedullary fixation | Nail | Nail - Tibia - Without antibiotic coating | Double Medical Technology Inc | Supra-patella Tibial Nail, 8x300mm | 075140300 | Standalone | DE0507743 | Patients requiring fracture fixation or orthopaedic corrective surgery
Orthopaedics | Trauma - Intramedullary fixation | Nail | Nail - Tibia - Without antibiotic coating | Double Medical Technology Inc | Supra-patella Tibial Nail, 8x320mm | 075140320 | Standalone | DE0507743 | Patients requiring fracture fixation or orthopaedic corrective surgery
Orthopaedics | Trauma - Intramedullary fixation | Nail | Nail - Tibia - Without antibiotic coating | Double Medical Technology Inc | Supra-patella Tibial Nail, 8x340mm | 075140340 | Standalone | DE0507743 | Patients requiring fracture fixation or orthopaedic corrective surgery
Orthopaedics | Trauma - Intramedullary fixation | Nail | Nail - Tibia - Without antibiotic coating | Double Medical Technology Inc | Supra-patella Tibial Nail, 8x360mm | 075140360 | Standalone | DE0507743 | Patients requiring fracture fixation or orthopaedic corrective surgery
Orthopaedics | Trauma - Intramedullary fixation | Nail | Nail - Tibia - Without antibiotic coating | Double Medical Technology Inc | Supra-patella Tibial Nail, 8x380mm | 075140380 | Standalone | DE0507743 | Patients requiring fracture fixation or orthopaedic corrective surgery
Orthopaedics | Trauma - Intramedullary fixation | Nail | Nail - Tibia - Without antibiotic coating | Double Medical Technology Inc | Supra-patella Tibial Nail, 8x400mm | 075140400 | Standalone | DE0507743 | Patients requiring fracture fixation or orthopaedic corrective surgery
Orthopaedics | Trauma - Intramedullary fixation | Nail | Nail - Tibia - Without antibiotic coating | Double Medical Technology Inc | Supra-patella Tibial Nail, 8x420mm | 075140420 | Standalone | DE0507743 | Patients requiring fracture fixation or orthopaedic corrective surgery
Orthopaedics | Trauma - Intramedullary fixation | Nail | Nail - Tibia - Without antibiotic coating | Double Medical Technology Inc | Supra-patella Tibial Nail, 9x240mm | 075150240 | Standalone | DE0507743 | Patients requiring fracture fixation or orthopaedic corrective surgery
Orthopaedics | Trauma - Intramedullary fixation | Nail | Nail - Tibia - Without antibiotic coating | Double Medical Technology Inc | Supra-patella Tibial Nail, 9x260mm | 075150260 | Standalone | DE0507743 | Patients requiring fracture fixation or orthopaedic corrective surgery
Orthopaedics | Trauma - Intramedullary fixation | Nail | Nail - Tibia - Without antibiotic coating | Double Medical Technology Inc | Supra-patella Tibial Nail, 9x280mm | 075150280 | Standalone | DE0507743 | Patients requiring fracture fixation or orthopaedic corrective surgery
Orthopaedics | Trauma - Intramedullary fixation | Nail | Nail - Tibia - Without antibiotic coating | Double Medical Technology Inc | Supra-patella Tibial Nail, 9x300mm | 075150300 | Standalone | DE0507743 | Patients requiring fracture fixation or orthopaedic corrective surgery
Orthopaedics | Trauma - Intramedullary fixation | Nail | Nail - Tibia - Without antibiotic coating | Double Medical Technology Inc | Supra-patella Tibial Nail, 9x320mm | 075150320 | Standalone | DE0507743 | Patients requiring fracture fixation or orthopaedic corrective surgery
Orthopaedics | Trauma - Intramedullary fixation | Nail | Nail - Tibia - Without antibiotic coating | Double Medical Technology Inc | Supra-patella Tibial Nail, 9x340mm | 075150340 | Standalone | DE0507743 | Patients requiring fracture fixation or orthopaedic corrective surgery
Orthopaedics | Trauma - Intramedullary fixation | Nail | Nail - Tibia - Without antibiotic coating | Double Medical Technology Inc | Supra-patella Tibial Nail, 9x360mm | 075150360 | Standalone | DE0507743 | Patients requiring fracture fixation or orthopaedic corrective surgery
Orthopaedics | Trauma - Intramedullary fixation | Nail | Nail - Tibia - Without antibiotic coating | Double Medical Technology Inc | Supra-patella Tibial Nail, 9x380mm | 075150380 | Standalone | DE0507743 | Patients requiring fracture fixation or orthopaedic corrective surgery
Orthopaedics | Trauma - Intramedullary fixation | Nail | Nail - Tibia - Without antibiotic coating | Double Medical Technology Inc | Supra-patella Tibial Nail, 9x400mm | 075150400 | Standalone | DE0507743 | Patients requiring fracture fixation or orthopaedic corrective surgery
Orthopaedics | Trauma - Intramedullary fixation | Nail | Nail - Tibia - Without antibiotic coating | Double Medical Technology Inc | Supra-patella Tibial Nail, 9x420mm | 075150420 | Standalone | DE0507743 | Patients requiring fracture fixation or orthopaedic corrective surgery
Orthopaedics | Trauma - Intramedullary fixation | Nail | Nail - Tibia - Without antibiotic coating | Double Medical Technology Inc | Supra-patella Tibial Nail, 10x240mm | 075160240 | Standalone | DE0507743 | Patients requiring fracture fixation or orthopaedic corrective surgery
Orthopaedics | Trauma - Intramedullary fixation | Nail | Nail - Tibia - Without antibiotic coating | Double Medical Technology Inc | Supra-patella Tibial Nail, 10x260mm | 075160260 | Standalone | DE0507743 | Patients requiring fracture fixation or orthopaedic corrective surgery
Orthopaedics | Trauma - Intramedullary fixation | Nail | Nail - Tibia - Without antibiotic coating | Double Medical Technology Inc | Supra-patella Tibial Nail, 10x280mm | 075160280 | Standalone | DE0507743 | Patients requiring fracture fixation or orthopaedic corrective surgery
Orthopaedics | Trauma - Intramedullary fixation | Nail | Nail - Tibia - Without antibiotic coating | Double Medical Technology Inc | Supra-patella Tibial Nail, 10x300mm | 075160300 | Standalone | DE0507743 | Patients requiring fracture fixation or orthopaedic corrective surgery
Orthopaedics | Trauma - Intramedullary fixation | Nail | Nail - Tibia - Without antibiotic coating | Double Medical Technology Inc | Supra-patella Tibial Nail, 10x320mm | 075160320 | Standalone | DE0507743 | Patients requiring fracture fixation or orthopaedic corrective surgery
Orthopaedics | Trauma - Intramedullary fixation | Nail | Nail - Tibia - Without antibiotic coating | Double Medical Technology Inc | Supra-patella Tibial Nail, 10x340mm | 075160340 | Standalone | DE0507743 | Patients requiring fracture fixation or orthopaedic corrective surgery
Orthopaedics | Trauma - Intramedullary fixation | Nail | Nail - Tibia - Without antibiotic coating | Double Medical Technology Inc | Supra-patella Tibial Nail, 10x360mm | 075160360 | Standalone | DE0507743 | Patients requiring fracture fixation or orthopaedic corrective surgery
Orthopaedics | Trauma - Intramedullary fixation | Nail | Nail - Tibia - Without antibiotic coating | Double Medical Technology Inc | Supra-patella Tibial Nail, 10x380mm | 075160380 | Standalone | DE0507743 | Patients requiring fracture fixation or orthopaedic corrective surgery
Orthopaedics | Trauma - Intramedullary fixation | Nail | Nail - Tibia - Without antibiotic coating | Double Medical Technology Inc | Supra-patella Tibial Nail, 10x400mm | 075160400 | Standalone | DE0507743 | Patients requiring fracture fixation or orthopaedic corrective surgery
Orthopaedics | Trauma - Intramedullary fixation | Nail | Nail - Tibia - Without antibiotic coating | Double Medical Technology Inc | Supra-patella Tibial Nail, 10x420mm | 075160420 | Standalone | DE0507743 | Patients requiring fracture fixation or orthopaedic corrective surgery
Orthopaedics | Trauma - Intramedullary fixation | Nail | Nail - Tibia - Without antibiotic coating | Double Medical Technology Inc | Supra-patella Tibial Nail, 11x240mm | 075170240 | Standalone | DE0507743 | Patients requiring fracture fixation or orthopaedic corrective surgery
Orthopaedics | Trauma - Intramedullary fixation | Nail | Nail - Tibia - Without antibiotic coating | Double Medical Technology Inc | Supra-patella Tibial Nail, 11x260mm | 075170260 | Standalone | DE0507743 | Patients requiring fracture fixation or orthopaedic corrective surgery
Orthopaedics | Trauma - Intramedullary fixation | Nail | Nail - Tibia - Without antibiotic coating | Double Medical Technology Inc | Supra-patella Tibial Nail, 11x280mm | 075170280 | Standalone | DE0507743 | Patients requiring fracture fixation or orthopaedic corrective surgery
Orthopaedics | Trauma - Intramedullary fixation | Nail | Nail - Tibia - Without antibiotic coating | Double Medical Technology Inc | Supra-patella Tibial Nail, 11x300mm | 075170300 | Standalone | DE0507743 | Patients requiring fracture fixation or orthopaedic corrective surgery
Orthopaedics | Trauma - Intramedullary fixation | Nail | Nail - Tibia - Without antibiotic coating | Double Medical Technology Inc | Supra-patella Tibial Nail, 11x320mm | 075170320 | Standalone | DE0507743 | Patients requiring fracture fixation or orthopaedic corrective surgery
Orthopaedics | Trauma - Intramedullary fixation | Nail | Nail - Tibia - Without antibiotic coating | Double Medical Technology Inc | Supra-patella Tibial Nail, 11x340mm | 075170340 | Standalone | DE0507743 | Patients requiring fracture fixation or orthopaedic corrective surgery
Orthopaedics | Trauma - Intramedullary fixation | Nail | Nail - Tibia - Without antibiotic coating | Double Medical Technology Inc | Supra-patella Tibial Nail, 11x360mm | 075170360 | Standalone | DE0507743 | Patients requiring fracture fixation or orthopaedic corrective surgery
Orthopaedics | Trauma - Intramedullary fixation | Nail | Nail - Tibia - Without antibiotic coating | Double Medical Technology Inc | Supra-patella Tibial Nail, 11x380mm | 075170380 | Standalone | DE0507743 | Patients requiring fracture fixation or orthopaedic corrective surgery
Orthopaedics | Trauma - Intramedullary fixation | Nail | Nail - Tibia - Without antibiotic coating | Double Medical Technology Inc | Supra-patella Tibial Nail, 11x400mm | 075170400 | Standalone | DE0507743 | Patients requiring fracture fixation or orthopaedic corrective surgery
Orthopaedics | Trauma - Intramedullary fixation | Nail | Nail - Tibia - Without antibiotic coating | Double Medical Technology Inc | Supra-patella Tibial Nail, 11x420mm | 075170420 | Standalone | DE0507743 | Patients requiring fracture fixation or orthopaedic corrective surgery
Orthopaedics | Trauma - Intramedullary fixation | Nail accessories | Interlocking screw | Double Medical Technology Inc | 4.5mm Locking Screw for Supra-patella Tibial Nail, 24mm | 075190024 | Standalone | DE0507743 | Patients requiring fracture fixation or orthopaedic corrective surgery
Orthopaedics | Trauma - Intramedullary fixation | Nail accessories | Interlocking screw | Double Medical Technology Inc | 4.5mm Locking Screw for Supra-patella Tibial Nail, 26mm | 075190026 | Standalone | DE0507743 | Patients requiring fracture fixation or orthopaedic corrective surgery
Orthopaedics | Trauma - Intramedullary fixation | Nail accessories | Interlocking screw | Double Medical Technology Inc | 4.5mm Locking Screw for Supra-patella Tibial Nail, 28mm | 075190028 | Standalone | DE0507743 | Patients requiring fracture fixation or orthopaedic corrective surgery
Orthopaedics | Trauma - Intramedullary fixation | Nail accessories | Interlocking screw | Double Medical Technology Inc | 4.5mm Locking Screw for Supra-patella Tibial Nail, 30mm | 075190030 | Standalone | DE0507743 | Patients requiring fracture fixation or orthopaedic corrective surgery
Orthopaedics | Trauma - Intramedullary fixation | Nail accessories | Interlocking screw | Double Medical Technology Inc | 4.5mm Locking Screw for Supra-patella Tibial Nail, 32mm | 075190032 | Standalone | DE0507743 | Patients requiring fracture fixation or orthopaedic corrective surgery
Orthopaedics | Trauma - Intramedullary fixation | Nail accessories | Interlocking screw | Double Medical Technology Inc | 4.5mm Locking Screw for Supra-patella Tibial Nail, 34mm | 075190034 | Standalone | DE0507743 | Patients requiring fracture fixation or orthopaedic corrective surgery
Orthopaedics | Trauma - Intramedullary fixation | Nail accessories | Interlocking screw | Double Medical Technology Inc | 4.5mm Locking Screw for Supra-patella Tibial Nail, 36mm | 075190036 | Standalone | DE0507743 | Patients requiring fracture fixation or orthopaedic corrective surgery
Orthopaedics | Trauma - Intramedullary fixation | Nail accessories | Interlocking screw | Double Medical Technology Inc | 4.5mm Locking Screw for Supra-patella Tibial Nail, 38mm | 075190038 | Standalone | DE0507743 | Patients requiring fracture fixation or orthopaedic corrective surgery
Orthopaedics | Trauma - Intramedullary fixation | Nail accessories | Interlocking screw | Double Medical Technology Inc | 4.5mm Locking Screw for Supra-patella Tibial Nail, 40mm | 075190040 | Standalone | DE0507743 | Patients requiring fracture fixation or orthopaedic corrective surgery
Orthopaedics | Trauma - Intramedullary fixation | Nail accessories | Interlocking screw | Double Medical Technology Inc | 4.5mm Locking Screw for Supra-patella Tibial Nail, 42mm | 075190042 | Standalone | DE0507743 | Patients requiring fracture fixation or orthopaedic corrective surgery
Orthopaedics | Trauma - Intramedullary fixation | Nail accessories | Interlocking screw | Double Medical Technology Inc | 4.5mm Locking Screw for Supra-patella Tibial Nail, 44mm | 075190044 | Standalone | DE0507743 | Patients requiring fracture fixation or orthopaedic corrective surgery
Orthopaedics | Trauma - Intramedullary fixation | Nail accessories | Interlocking screw | Double Medical Technology Inc | 4.5mm Locking Screw for Supra-patella Tibial Nail, 46mm | 075190046 | Standalone | DE0507743 | Patients requiring fracture fixation or orthopaedic corrective surgery
Orthopaedics | Trauma - Intramedullary fixation | Nail accessories | Interlocking screw | Double Medical Technology Inc | 4.5mm Locking Screw for Supra-patella Tibial Nail, 48mm | 075190048 | Standalone | DE0507743 | Patients requiring fracture fixation or orthopaedic corrective surgery
Orthopaedics | Trauma - Intramedullary fixation | Nail accessories | Interlocking screw | Double Medical Technology Inc | 4.5mm Locking Screw for Supra-patella Tibial Nail, 50mm | 075190050 | Standalone | DE0507743 | Patients requiring fracture fixation or orthopaedic corrective surgery
Orthopaedics | Trauma - Intramedullary fixation | Nail accessories | Interlocking screw | Double Medical Technology Inc | 4.5mm Locking Screw for Supra-patella Tibial Nail, 52mm | 075190052 | Standalone | DE0507743 | Patients requiring fracture fixation or orthopaedic corrective surgery
Orthopaedics | Trauma - Intramedullary fixation | Nail accessories | Interlocking screw | Double Medical Technology Inc | 4.5mm Locking Screw for Supra-patella Tibial Nail, 54mm | 075190054 | Standalone | DE0507743 | Patients requiring fracture fixation or orthopaedic corrective surgery
Orthopaedics | Trauma - Intramedullary fixation | Nail accessories | Interlocking screw | Double Medical Technology Inc | 4.5mm Locking Screw for Supra-patella Tibial Nail, 56mm | 075190056 | Standalone | DE0507743 | Patients requiring fracture fixation or orthopaedic corrective surgery
Orthopaedics | Trauma - Intramedullary fixation | Nail accessories | Interlocking screw | Double Medical Technology Inc | 4.5mm Locking Screw for Supra-patella Tibial Nail, 58mm | 075190058 | Standalone | DE0507743 | Patients requiring fracture fixation or orthopaedic corrective surgery
Orthopaedics | Trauma - Intramedullary fixation | Nail accessories | Interlocking screw | Double Medical Technology Inc | 4.5mm Locking Screw for Supra-patella Tibial Nail, 60mm | 075190060 | Standalone | DE0507743 | Patients requiring fracture fixation or orthopaedic corrective surgery
Orthopaedics | Trauma - Intramedullary fixation | Nail accessories | Interlocking screw | Double Medical Technology Inc | 4.5mm Locking Screw for Supra-patella Tibial Nail, 62mm | 075190062 | Standalone | DE0507743 | Patients requiring fracture fixation or orthopaedic corrective surgery
Orthopaedics | Trauma - Intramedullary fixation | Nail accessories | Interlocking screw | Double Medical Technology Inc | 4.5mm Locking Screw for Supra-patella Tibial Nail, 64mm | 075190064 | Standalone | DE0507743 | Patients requiring fracture fixation or orthopaedic corrective surgery
Orthopaedics | Trauma - Intramedullary fixation | Nail accessories | Interlocking screw | Double Medical Technology Inc | 4.5mm Locking Screw for Supra-patella Tibial Nail, 66mm | 075190066 | Standalone | DE0507743 | Patients requiring fracture fixation or orthopaedic corrective surgery
Orthopaedics | Trauma - Intramedullary fixation | Nail accessories | Interlocking screw | Double Medical Technology Inc | 4.5mm Locking Screw for Supra-patella Tibial Nail, 68mm | 075190068 | Standalone | DE0507743 | Patients requiring fracture fixation or orthopaedic corrective surgery
Orthopaedics | Trauma - Intramedullary fixation | Nail accessories | Interlocking screw | Double Medical Technology Inc | 4.5mm Locking Screw for Supra-patella Tibial Nail, 70mm | 075190070 | Standalone | DE0507743 | Patients requiring fracture fixation or orthopaedic corrective surgery
Orthopaedics | Trauma - Intramedullary fixation | Nail accessories | Interlocking screw | Double Medical Technology Inc | 5.0mm Locking Screw for Supra-patella Tibial Nail, 24mm | 075200024 | Standalone | DE0507743 | Patients requiring fracture fixation or orthopaedic corrective surgery
Orthopaedics | Trauma - Intramedullary fixation | Nail accessories | Interlocking screw | Double Medical Technology Inc | 5.0mm Locking Screw for Supra-patella Tibial Nail, 26mm | 075200026 | Standalone | DE0507743 | Patients requiring fracture fixation or orthopaedic corrective surgery
Orthopaedics | Trauma - Intramedullary fixation | Nail accessories | Interlocking screw | Double Medical Technology Inc | 5.0mm Locking Screw for Supra-patella Tibial Nail, 28mm | 075200028 | Standalone | DE0507743 | Patients requiring fracture fixation or orthopaedic corrective surgery
Orthopaedics | Trauma - Intramedullary fixation | Nail accessories | Interlocking screw | Double Medical Technology Inc | 5.0mm Locking Screw for Supra-patella Tibial Nail, 30mm | 075200030 | Standalone | DE0507743 | Patients requiring fracture fixation or orthopaedic corrective surgery
Orthopaedics | Trauma - Intramedullary fixation | Nail accessories | Interlocking screw | Double Medical Technology Inc | 5.0mm Locking Screw for Supra-patella Tibial Nail, 32mm | 075200032 | Standalone | DE0507743 | Patients requiring fracture fixation or orthopaedic corrective surgery
Orthopaedics | Trauma - Intramedullary fixation | Nail accessories | Interlocking screw | Double Medical Technology Inc | 5.0mm Locking Screw for Supra-patella Tibial Nail, 34mm | 075200034 | Standalone | DE0507743 | Patients requiring fracture fixation or orthopaedic corrective surgery
Orthopaedics | Trauma - Intramedullary fixation | Nail accessories | Interlocking screw | Double Medical Technology Inc | 5.0mm Locking Screw for Supra-patella Tibial Nail, 36mm | 075200036 | Standalone | DE0507743 | Patients requiring fracture fixation or orthopaedic corrective surgery
Orthopaedics | Trauma - Intramedullary fixation | Nail accessories | Interlocking screw | Double Medical Technology Inc | 5.0mm Locking Screw for Supra-patella Tibial Nail, 38mm | 075200038 | Standalone | DE0507743 | Patients requiring fracture fixation or orthopaedic corrective surgery
Orthopaedics | Trauma - Intramedullary fixation | Nail accessories | Interlocking screw | Double Medical Technology Inc | 5.0mm Locking Screw for Supra-patella Tibial Nail, 40mm | 075200040 | Standalone | DE0507743 | Patients requiring fracture fixation or orthopaedic corrective surgery
Orthopaedics | Trauma - Intramedullary fixation | Nail accessories | Interlocking screw | Double Medical Technology Inc | 5.0mm Locking Screw for Supra-patella Tibial Nail, 42mm | 075200042 | Standalone | DE0507743 | Patients requiring fracture fixation or orthopaedic corrective surgery
Orthopaedics | Trauma - Intramedullary fixation | Nail accessories | Interlocking screw | Double Medical Technology Inc | 5.0mm Locking Screw for Supra-patella Tibial Nail, 44mm | 075200044 | Standalone | DE0507743 | Patients requiring fracture fixation or orthopaedic corrective surgery
Orthopaedics | Trauma - Intramedullary fixation | Nail accessories | Interlocking screw | Double Medical Technology Inc | 5.0mm Locking Screw for Supra-patella Tibial Nail, 46mm | 075200046 | Standalone | DE0507743 | Patients requiring fracture fixation or orthopaedic corrective surgery
Orthopaedics | Trauma - Intramedullary fixation | Nail accessories | Interlocking screw | Double Medical Technology Inc | 5.0mm Locking Screw for Supra-patella Tibial Nail, 48mm | 075200048 | Standalone | DE0507743 | Patients requiring fracture fixation or orthopaedic corrective surgery
Orthopaedics | Trauma - Intramedullary fixation | Nail accessories | Interlocking screw | Double Medical Technology Inc | 5.0mm Locking Screw for Supra-patella Tibial Nail, 50mm | 075200050 | Standalone | DE0507743 | Patients requiring fracture fixation or orthopaedic corrective surgery
Orthopaedics | Trauma - Intramedullary fixation | Nail accessories | Interlocking screw | Double Medical Technology Inc | 5.0mm Locking Screw for Supra-patella Tibial Nail, 52mm | 075200052 | Standalone | DE0507743 | Patients requiring fracture fixation or orthopaedic corrective surgery
Orthopaedics | Trauma - Intramedullary fixation | Nail accessories | Interlocking screw | Double Medical Technology Inc | 5.0mm Locking Screw for Supra-patella Tibial Nail, 54mm | 075200054 | Standalone | DE0507743 | Patients requiring fracture fixation or orthopaedic corrective surgery
Orthopaedics | Trauma - Intramedullary fixation | Nail accessories | Interlocking screw | Double Medical Technology Inc | 5.0mm Locking Screw for Supra-patella Tibial Nail, 56mm | 075200056 | Standalone | DE0507743 | Patients requiring fracture fixation or orthopaedic corrective surgery
Orthopaedics | Trauma - Intramedullary fixation | Nail accessories | Interlocking screw | Double Medical Technology Inc | 5.0mm Locking Screw for Supra-patella Tibial Nail, 58mm | 075200058 | Standalone | DE0507743 | Patients requiring fracture fixation or orthopaedic corrective surgery
Orthopaedics | Trauma - Intramedullary fixation | Nail accessories | Interlocking screw | Double Medical Technology Inc | 5.0mm Locking Screw for Supra-patella Tibial Nail, 60mm | 075200060 | Standalone | DE0507743 | Patients requiring fracture fixation or orthopaedic corrective surgery
Orthopaedics | Trauma - Intramedullary fixation | Nail accessories | Interlocking screw | Double Medical Technology Inc | 5.0mm Locking Screw for Supra-patella Tibial Nail, 62mm | 075200062 | Standalone | DE0507743 | Patients requiring fracture fixation or orthopaedic corrective surgery
Orthopaedics | Trauma - Intramedullary fixation | Nail accessories | Interlocking screw | Double Medical Technology Inc | 5.0mm Locking Screw for Supra-patella Tibial Nail, 64mm | 075200064 | Standalone | DE0507743 | Patients requiring fracture fixation or orthopaedic corrective surgery
Orthopaedics | Trauma - Intramedullary fixation | Nail accessories | Interlocking screw | Double Medical Technology Inc | 5.0mm Locking Screw for Supra-patella Tibial Nail, 66mm | 075200066 | Standalone | DE0507743 | Patients requiring fracture fixation or orthopaedic corrective surgery
Orthopaedics | Trauma - Intramedullary fixation | Nail accessories | Interlocking screw | Double Medical Technology Inc | 5.0mm Locking Screw for Supra-patella Tibial Nail, 68mm | 075200068 | Standalone | DE0507743 | Patients requiring fracture fixation or orthopaedic corrective surgery
Orthopaedics | Trauma - Intramedullary fixation | Nail accessories | Interlocking screw | Double Medical Technology Inc | 5.0mm Locking Screw for Supra-patella Tibial Nail, 70mm | 075200070 | Standalone | DE0507743 | Patients requiring fracture fixation or orthopaedic corrective surgery
Orthopaedics | Trauma - Intramedullary fixation | Nail accessories | Interlocking screw | Double Medical Technology Inc | 5.0mm Locking Screw for Supra-patella Tibial Nail, 72mm | 075200072 | Standalone | DE0507743 | Patients requiring fracture fixation or orthopaedic corrective surgery
Orthopaedics | Trauma - Intramedullary fixation | Nail accessories | Interlocking screw | Double Medical Technology Inc | 5.0mm Locking Screw for Supra-patella Tibial Nail, 74mm | 075200074 | Standalone | DE0507743 | Patients requiring fracture fixation or orthopaedic corrective surgery
Orthopaedics | Trauma - Intramedullary fixation | Nail accessories | Interlocking screw | Double Medical Technology Inc | 5.0mm Locking Screw for Supra-patella Tibial Nail, 76mm | 075200076 | Standalone | DE0507743 | Patients requiring fracture fixation or orthopaedic corrective surgery
Orthopaedics | Trauma - Intramedullary fixation | Nail accessories | Interlocking screw | Double Medical Technology Inc | 5.0mm Locking Screw for Supra-patella Tibial Nail, 78mm | 075200078 | Standalone | DE0507743 | Patients requiring fracture fixation or orthopaedic corrective surgery
Orthopaedics | Trauma - Intramedullary fixation | Nail accessories | Interlocking screw | Double Medical Technology Inc | 5.0mm Locking Screw for Supra-patella Tibial Nail, 80mm | 075200080 | Standalone | DE0507743 | Patients requiring fracture fixation or orthopaedic corrective surgery
Orthopaedics | Trauma - Intramedullary fixation | Nail accessories | Nail end cap/set screw | Double Medical Technology Inc | End Cap for Supra-patella Tibial Nail, 0mm | 074650000 | Standalone | DE0507743 | Patients requiring fracture fixation or orthopaedic corrective surgery
Orthopaedics | Trauma - Intramedullary fixation | Nail accessories | Nail end cap/set screw | Double Medical Technology Inc | End Cap for Supra-patella Tibial Nail, 5mm | 074650005 | Standalone | DE0507743 | Patients requiring fracture fixation or orthopaedic corrective surgery
Orthopaedics | Trauma - Intramedullary fixation | Nail accessories | Nail end cap/set screw | Double Medical Technology Inc | End Cap for Supra-patella Tibial Nail, 10mm | 074650010 | Standalone | DE0507743 | Patients requiring fracture fixation or orthopaedic corrective surgery
Orthopaedics | Trauma - Intramedullary fixation | Nail accessories | Nail end cap/set screw | Double Medical Technology Inc | End Cap for Supra-patella Tibial Nail, 15mm | 074650015 | Standalone | DE0507743 | Patients requiring fracture fixation or orthopaedic corrective surgery
Orthopaedics | Trauma - Intramedullary fixation | Nail | Nail - Tibia - Without antibiotic coating | Double Medical Technology Inc | Universal Tibial Nail II, cannulated, 8x255mm | 071160255 | Standalone | DE0507742 | Patients requiring fracture fixation or orthopaedic corrective surgery
Orthopaedics | Trauma - Intramedullary fixation | Nail | Nail - Tibia - Without antibiotic coating | Double Medical Technology Inc | Universal Tibial Nail II, cannulated, 8x270mm | 071160270 | Standalone | DE0507742 | Patients requiring fracture fixation or orthopaedic corrective surgery
Orthopaedics | Trauma - Intramedullary fixation | Nail | Nail - Tibia - Without antibiotic coating | Double Medical Technology Inc | Universal Tibial Nail II, cannulated, 8x285mm | 071160285 | Standalone | DE0507742 | Patients requiring fracture fixation or orthopaedic corrective surgery
Orthopaedics | Trauma - Intramedullary fixation | Nail | Nail - Tibia - Without antibiotic coating | Double Medical Technology Inc | Universal Tibial Nail II, cannulated, 8x300mm | 071160300 | Standalone | DE0507742 | Patients requiring fracture fixation or orthopaedic corrective surgery
Orthopaedics | Trauma - Intramedullary fixation | Nail | Nail - Tibia - Without antibiotic coating | Double Medical Technology Inc | Universal Tibial Nail II, cannulated, 8x315mm | 071160315 | Standalone | DE0507742 | Patients requiring fracture fixation or orthopaedic corrective surgery
Orthopaedics | Trauma - Intramedullary fixation | Nail | Nail - Tibia - Without antibiotic coating | Double Medical Technology Inc | Universal Tibial Nail II, cannulated, 8x330mm | 071160330 | Standalone | DE0507742 | Patients requiring fracture fixation or orthopaedic corrective surgery
Orthopaedics | Trauma - Intramedullary fixation | Nail | Nail - Tibia - Without antibiotic coating | Double Medical Technology Inc | Universal Tibial Nail II, cannulated, 8x345mm | 071160345 | Standalone | DE0507742 | Patients requiring fracture fixation or orthopaedic corrective surgery
Orthopaedics | Trauma - Intramedullary fixation | Nail | Nail - Tibia - Without antibiotic coating | Double Medical Technology Inc | Universal Tibial Nail II, cannulated, 8x360mm | 071160360 | Standalone | DE0507742 | Patients requiring fracture fixation or orthopaedic corrective surgery
Orthopaedics | Trauma - Intramedullary fixation | Nail | Nail - Tibia - Without antibiotic coating | Double Medical Technology Inc | Universal Tibial Nail II, cannulated, 9x255mm | 071170255 | Standalone | DE0507742 | Patients requiring fracture fixation or orthopaedic corrective surgery
Orthopaedics | Trauma - Intramedullary fixation | Nail | Nail - Tibia - Without antibiotic coating | Double Medical Technology Inc | Universal Tibial Nail II, cannulated, 9x270mm | 071170270 | Standalone | DE0507742 | Patients requiring fracture fixation or orthopaedic corrective surgery
Orthopaedics | Trauma - Intramedullary fixation | Nail | Nail - Tibia - Without antibiotic coating | Double Medical Technology Inc | Universal Tibial Nail II, cannulated, 9x285mm | 071170285 | Standalone | DE0507742 | Patients requiring fracture fixation or orthopaedic corrective surgery
Orthopaedics | Trauma - Intramedullary fixation | Nail | Nail - Tibia - Without antibiotic coating | Double Medical Technology Inc | Universal Tibial Nail II, cannulated, 9x300mm | 071170300 | Standalone | DE0507742 | Patients requiring fracture fixation or orthopaedic corrective surgery
Orthopaedics | Trauma - Intramedullary fixation | Nail | Nail - Tibia - Without antibiotic coating | Double Medical Technology Inc | Universal Tibial Nail II, cannulated, 9x315mm | 071170315 | Standalone | DE0507742 | Patients requiring fracture fixation or orthopaedic corrective surgery
Orthopaedics | Trauma - Intramedullary fixation | Nail | Nail - Tibia - Without antibiotic coating | Double Medical Technology Inc | Universal Tibial Nail II, cannulated, 9x330mm | 071170330 | Standalone | DE0507742 | Patients requiring fracture fixation or orthopaedic corrective surgery
Orthopaedics | Trauma - Intramedullary fixation | Nail | Nail - Tibia - Without antibiotic coating | Double Medical Technology Inc | Universal Tibial Nail II, cannulated, 9x345mm | 071170345 | Standalone | DE0507742 | Patients requiring fracture fixation or orthopaedic corrective surgery
Orthopaedics | Trauma - Intramedullary fixation | Nail | Nail - Tibia - Without antibiotic coating | Double Medical Technology Inc | Universal Tibial Nail II, cannulated, 9x360mm | 071170360 | Standalone | DE0507742 | Patients requiring fracture fixation or orthopaedic corrective surgery
Orthopaedics | Trauma - Intramedullary fixation | Nail | Nail - Tibia - Without antibiotic coating | Double Medical Technology Inc | Universal Tibial Nail II, cannulated, 10x255mm | 071180255 | Standalone | DE0507742 | Patients requiring fracture fixation or orthopaedic corrective surgery
Orthopaedics | Trauma - Intramedullary fixation | Nail | Nail - Tibia - Without antibiotic coating | Double Medical Technology Inc | Universal Tibial Nail II, cannulated, 10x270mm | 071180270 | Standalone | DE0507742 | Patients requiring fracture fixation or orthopaedic corrective surgery
Orthopaedics | Trauma - Intramedullary fixation | Nail | Nail - Tibia - Without antibiotic coating | Double Medical Technology Inc | Universal Tibial Nail II, cannulated, 10x285mm | 071180285 | Standalone | DE0507742 | Patients requiring fracture fixation or orthopaedic corrective surgery
Orthopaedics | Trauma - Intramedullary fixation | Nail | Nail - Tibia - Without antibiotic coating | Double Medical Technology Inc | Universal Tibial Nail II, cannulated, 10x300mm | 071180300 | Standalone | DE0507742 | Patients requiring fracture fixation or orthopaedic corrective surgery
Orthopaedics | Trauma - Intramedullary fixation | Nail | Nail - Tibia - Without antibiotic coating | Double Medical Technology Inc | Universal Tibial Nail II, cannulated, 10x315mm | 071180315 | Standalone | DE0507742 | Patients requiring fracture fixation or orthopaedic corrective surgery
Orthopaedics | Trauma - Intramedullary fixation | Nail | Nail - Tibia - Without antibiotic coating | Double Medical Technology Inc | Universal Tibial Nail II, cannulated, 10x330mm | 071180330 | Standalone | DE0507742 | Patients requiring fracture fixation or orthopaedic corrective surgery
Orthopaedics | Trauma - Intramedullary fixation | Nail | Nail - Tibia - Without antibiotic coating | Double Medical Technology Inc | Universal Tibial Nail II, cannulated, 10x345mm | 071180345 | Standalone | DE0507742 | Patients requiring fracture fixation or orthopaedic corrective surgery
Orthopaedics | Trauma - Intramedullary fixation | Nail | Nail - Tibia - Without antibiotic coating | Double Medical Technology Inc | Universal Tibial Nail II, cannulated, 10x360mm | 071180360 | Standalone | DE0507742 | Patients requiring fracture fixation or orthopaedic corrective surgery
Orthopaedics | Trauma - Intramedullary fixation | Nail | Nail - Tibia - Without antibiotic coating | Double Medical Technology Inc | Universal Tibial Nail II, cannulated, 10x375mm | 071180375 | Standalone | DE0507742 | Patients requiring fracture fixation or orthopaedic corrective surgery
Orthopaedics | Trauma - Intramedullary fixation | Nail | Nail - Tibia - Without antibiotic coating | Double Medical Technology Inc | Universal Tibial Nail II, cannulated, 10x390mm | 071180390 | Standalone | DE0507742 | Patients requiring fracture fixation or orthopaedic corrective surgery
Orthopaedics | Trauma - Intramedullary fixation | Nail | Nail - Tibia - Without antibiotic coating | Double Medical Technology Inc | Universal Tibial Nail II, cannulated, 11x255mm | 071190255 | Standalone | DE0507742 | Patients requiring fracture fixation or orthopaedic corrective surgery
Orthopaedics | Trauma - Intramedullary fixation | Nail | Nail - Tibia - Without antibiotic coating | Double Medical Technology Inc | Universal Tibial Nail II, cannulated, 11x270mm | 071190270 | Standalone | DE0507742 | Patients requiring fracture fixation or orthopaedic corrective surgery
Orthopaedics | Trauma - Intramedullary fixation | Nail | Nail - Tibia - Without antibiotic coating | Double Medical Technology Inc | Universal Tibial Nail II, cannulated, 11x285mm | 071190285 | Standalone | DE0507742 | Patients requiring fracture fixation or orthopaedic corrective surgery
Orthopaedics | Trauma - Intramedullary fixation | Nail | Nail - Tibia - Without antibiotic coating | Double Medical Technology Inc | Universal Tibial Nail II, cannulated, 11x300mm | 071190300 | Standalone | DE0507742 | Patients requiring fracture fixation or orthopaedic corrective surgery
Orthopaedics | Trauma - Intramedullary fixation | Nail | Nail - Tibia - Without antibiotic coating | Double Medical Technology Inc | Universal Tibial Nail II, cannulated, 11x315mm | 071190315 | Standalone | DE0507742 | Patients requiring fracture fixation or orthopaedic corrective surgery
Orthopaedics | Trauma - Intramedullary fixation | Nail | Nail - Tibia - Without antibiotic coating | Double Medical Technology Inc | Universal Tibial Nail II, cannulated, 11x330mm | 071190330 | Standalone | DE0507742 | Patients requiring fracture fixation or orthopaedic corrective surgery
Orthopaedics | Trauma - Intramedullary fixation | Nail | Nail - Tibia - Without antibiotic coating | Double Medical Technology Inc | Universal Tibial Nail II, cannulated, 11x345mm | 071190345 | Standalone | DE0507742 | Patients requiring fracture fixation or orthopaedic corrective surgery
Orthopaedics | Trauma - Intramedullary fixation | Nail | Nail - Tibia - Without antibiotic coating | Double Medical Technology Inc | Universal Tibial Nail II, cannulated, 11x360mm | 071190360 | Standalone | DE0507742 | Patients requiring fracture fixation or orthopaedic corrective surgery
Orthopaedics | Trauma - Intramedullary fixation | Nail | Nail - Tibia - Without antibiotic coating | Double Medical Technology Inc | Universal Tibial Nail II, cannulated, 11x375mm | 071190375 | Standalone | DE0507742 | Patients requiring fracture fixation or orthopaedic corrective surgery
Orthopaedics | Trauma - Intramedullary fixation | Nail | Nail - Tibia - Without antibiotic coating | Double Medical Technology Inc | Universal Tibial Nail II, cannulated, 11x390mm | 071190390 | Standalone | DE0507742 | Patients requiring fracture fixation or orthopaedic corrective surgery
Orthopaedics | Trauma - Intramedullary fixation | Nail accessories | Interlocking screw | Double Medical Technology Inc | 5.0mm Locking Screw for Universal Tibial Nail II, 30mm | 071260030 | Standalone | DE0507742 | Patients requiring fracture fixation or orthopaedic corrective surgery
Orthopaedics | Trauma - Intramedullary fixation | Nail accessories | Interlocking screw | Double Medical Technology Inc | 5.0mm Locking Screw for Universal Tibial Nail II, 35mm | 071260035 | Standalone | DE0507742 | Patients requiring fracture fixation or orthopaedic corrective surgery
Orthopaedics | Trauma - Intramedullary fixation | Nail accessories | Interlocking screw | Double Medical Technology Inc | 5.0mm Locking Screw for Universal Tibial Nail II, 40mm | 071260040 | Standalone | DE0507742 | Patients requiring fracture fixation or orthopaedic corrective surgery
Orthopaedics | Trauma - Intramedullary fixation | Nail accessories | Interlocking screw | Double Medical Technology Inc | 5.0mm Locking Screw for Universal Tibial Nail II, 45mm | 071260045 | Standalone | DE0507742 | Patients requiring fracture fixation or orthopaedic corrective surgery
Orthopaedics | Trauma - Intramedullary fixation | Nail accessories | Interlocking screw | Double Medical Technology Inc | 5.0mm Locking Screw for Universal Tibial Nail II, 50mm | 071260050 | Standalone | DE0507742 | Patients requiring fracture fixation or orthopaedic corrective surgery
Orthopaedics | Trauma - Intramedullary fixation | Nail accessories | Interlocking screw | Double Medical Technology Inc | 5.0mm Locking Screw for Universal Tibial Nail II, 55mm | 071260055 | Standalone | DE0507742 | Patients requiring fracture fixation or orthopaedic corrective surgery
Orthopaedics | Trauma - Intramedullary fixation | Nail accessories | Interlocking screw | Double Medical Technology Inc | 5.0mm Locking Screw for Universal Tibial Nail II, 60mm | 071260060 | Standalone | DE0507742 | Patients requiring fracture fixation or orthopaedic corrective surgery
Orthopaedics | Trauma - Intramedullary fixation | Nail accessories | Interlocking screw | Double Medical Technology Inc | 5.0mm Locking Screw for Universal Tibial Nail II, 65mm | 071260065 | Standalone | DE0507742 | Patients requiring fracture fixation or orthopaedic corrective surgery
Orthopaedics | Trauma - Intramedullary fixation | Nail accessories | Interlocking screw | Double Medical Technology Inc | 5.0mm Locking Screw for Universal Tibial Nail II, 70mm | 071260070 | Standalone | DE0507742 | Patients requiring fracture fixation or orthopaedic corrective surgery
Orthopaedics | Trauma - Intramedullary fixation | Nail accessories | Interlocking screw | Double Medical Technology Inc | 5.0mm Locking Screw for Universal Tibial Nail II, 75mm | 071260075 | Standalone | DE0507742 | Patients requiring fracture fixation or orthopaedic corrective surgery
Orthopaedics | Trauma - Intramedullary fixation | Nail accessories | Interlocking screw | Double Medical Technology Inc | 4.0mm Locking Screw for Universal Tibial Nail II, 24mm | 071250024 | Standalone | DE0507742 | Patients requiring fracture fixation or orthopaedic corrective surgery
Orthopaedics | Trauma - Intramedullary fixation | Nail accessories | Interlocking screw | Double Medical Technology Inc | 4.0mm Locking Screw for Universal Tibial Nail II, 26mm | 071250026 | Standalone | DE0507742 | Patients requiring fracture fixation or orthopaedic corrective surgery
Orthopaedics | Trauma - Intramedullary fixation | Nail accessories | Interlocking screw | Double Medical Technology Inc | 4.0mm Locking Screw for Universal Tibial Nail II, 28mm | 071250028 | Standalone | DE0507742 | Patients requiring fracture fixation or orthopaedic corrective surgery
Orthopaedics | Trauma - Intramedullary fixation | Nail accessories | Interlocking screw | Double Medical Technology Inc | 4.0mm Locking Screw for Universal Tibial Nail II, 30mm | 071250030 | Standalone | DE0507742 | Patients requiring fracture fixation or orthopaedic corrective surgery
Orthopaedics | Trauma - Intramedullary fixation | Nail accessories | Interlocking screw | Double Medical Technology Inc | 4.0mm Locking Screw for Universal Tibial Nail II, 32mm | 071250032 | Standalone | DE0507742 | Patients requiring fracture fixation or orthopaedic corrective surgery
Orthopaedics | Trauma - Intramedullary fixation | Nail accessories | Interlocking screw | Double Medical Technology Inc | 4.0mm Locking Screw for Universal Tibial Nail II, 34mm | 071250034 | Standalone | DE0507742 | Patients requiring fracture fixation or orthopaedic corrective surgery
Orthopaedics | Trauma - Intramedullary fixation | Nail accessories | Interlocking screw | Double Medical Technology Inc | 4.0mm Locking Screw for Universal Tibial Nail II, 36mm | 071250036 | Standalone | DE0507742 | Patients requiring fracture fixation or orthopaedic corrective surgery
Orthopaedics | Trauma - Intramedullary fixation | Nail accessories | Interlocking screw | Double Medical Technology Inc | 4.0mm Locking Screw for Universal Tibial Nail II, 38mm | 071250038 | Standalone | DE0507742 | Patients requiring fracture fixation or orthopaedic corrective surgery
Orthopaedics | Trauma - Intramedullary fixation | Nail accessories | Interlocking screw | Double Medical Technology Inc | 4.0mm Locking Screw for Universal Tibial Nail II, 40mm | 071250040 | Standalone | DE0507742 | Patients requiring fracture fixation or orthopaedic corrective surgery
Orthopaedics | Trauma - Intramedullary fixation | Nail accessories | Interlocking screw | Double Medical Technology Inc | 4.0mm Locking Screw for Universal Tibial Nail II, 42mm | 071250042 | Standalone | DE0507742 | Patients requiring fracture fixation or orthopaedic corrective surgery
Orthopaedics | Trauma - Intramedullary fixation | Nail accessories | Interlocking screw | Double Medical Technology Inc | 4.0mm Locking Screw for Universal Tibial Nail II, 44mm | 071250044 | Standalone | DE0507742 | Patients requiring fracture fixation or orthopaedic corrective surgery
Orthopaedics | Trauma - Intramedullary fixation | Nail accessories | Interlocking screw | Double Medical Technology Inc | 4.0mm Locking Screw for Universal Tibial Nail II, 46mm | 071250046 | Standalone | DE0507742 | Patients requiring fracture fixation or orthopaedic corrective surgery
Orthopaedics | Trauma - Intramedullary fixation | Nail accessories | Interlocking screw | Double Medical Technology Inc | 4.0mm Locking Screw for Universal Tibial Nail II, 48mm | 071250048 | Standalone | DE0507742 | Patients requiring fracture fixation or orthopaedic corrective surgery
Orthopaedics | Trauma - Intramedullary fixation | Nail accessories | Interlocking screw | Double Medical Technology Inc | 4.0mm Locking Screw for Universal Tibial Nail II, 50mm | 071250050 | Standalone | DE0507742 | Patients requiring fracture fixation or orthopaedic corrective surgery
Orthopaedics | Trauma - Intramedullary fixation | Nail accessories | Interlocking screw | Double Medical Technology Inc | 4.0mm Locking Screw for Universal Tibial Nail II, 52mm | 071250052 | Standalone | DE0507742 | Patients requiring fracture fixation or orthopaedic corrective surgery
Orthopaedics | Trauma - Intramedullary fixation | Nail accessories | Interlocking screw | Double Medical Technology Inc | 4.0mm Locking Screw for Universal Tibial Nail II, 54mm | 071250054 | Standalone | DE0507742 | Patients requiring fracture fixation or orthopaedic corrective surgery
Orthopaedics | Trauma - Intramedullary fixation | Nail accessories | Interlocking screw | Double Medical Technology Inc | 4.0mm Locking Screw for Universal Tibial Nail II, 56mm | 071250056 | Standalone | DE0507742 | Patients requiring fracture fixation or orthopaedic corrective surgery
Orthopaedics | Trauma - Intramedullary fixation | Nail accessories | Interlocking screw | Double Medical Technology Inc | 4.0mm Locking Screw for Universal Tibial Nail II, 58mm | 071250058 | Standalone | DE0507742 | Patients requiring fracture fixation or orthopaedic corrective surgery
Orthopaedics | Trauma - Intramedullary fixation | Nail accessories | Interlocking screw | Double Medical Technology Inc | 4.0mm Locking Screw for Universal Tibial Nail II, 60mm | 071250060 | Standalone | DE0507742 | Patients requiring fracture fixation or orthopaedic corrective surgery
Orthopaedics | Trauma - Intramedullary fixation | Nail accessories | Interlocking screw | Double Medical Technology Inc | 4.0mm Locking Screw for Universal Tibial Nail II, 62mm | 071250062 | Standalone | DE0507742 | Patients requiring fracture fixation or orthopaedic corrective surgery
Orthopaedics | Trauma - Intramedullary fixation | Nail accessories | Interlocking screw | Double Medical Technology Inc | 4.0mm Locking Screw for Universal Tibial Nail II, 64mm | 071250064 | Standalone | DE0507742 | Patients requiring fracture fixation or orthopaedic corrective surgery
Orthopaedics | Trauma - Intramedullary fixation | Nail accessories | Interlocking screw | Double Medical Technology Inc | 4.0mm Locking Screw for Universal Tibial Nail II, 66mm | 071250066 | Standalone | DE0507742 | Patients requiring fracture fixation or orthopaedic corrective surgery
Orthopaedics | Trauma - Intramedullary fixation | Nail accessories | Nail end cap/set screw | Double Medical Technology Inc | End Cap for Universal Tibial Nail II | 071280000 | Standalone | DE0507742 | Patients requiring fracture fixation or orthopaedic corrective surgery
Orthopaedics | Trauma - Intramedullary fixation | Nail accessories | Nail end cap/set screw | Double Medical Technology Inc | End Cap for Universal Tibial Nail II, 5mm | 071280005 | Standalone | DE0507742 | Patients requiring fracture fixation or orthopaedic corrective surgery
Orthopaedics | Trauma - Intramedullary fixation | Nail accessories | Nail end cap/set screw | Double Medical Technology Inc | End Cap for Universal Tibial Nail II, 10mm | 071280010 | Standalone | DE0507742 | Patients requiring fracture fixation or orthopaedic corrective surgery
Orthopaedics | Trauma - Intramedullary fixation | Nail accessories | Nail end cap/set screw | Double Medical Technology Inc | End Cap for Universal Tibial Nail II, 15mm | 071280015 | Standalone | DE0507742 | Patients requiring fracture fixation or orthopaedic corrective surgery
Orthopaedics | Trauma - Extramedullary fixation | Plate accessories | Non-locking screw | Depuy Synthes | Cortex Screw D 1.0mm, self-tapp., L 6mm SS | 200.526 | Standalone | DE0018975 | Patients requiring fracture fixation or orthopaedic corrective surgery
Orthopaedics | Trauma - Extramedullary fixation | Plate accessories | Non-locking screw | Depuy Synthes | Cortex Screw D 1.0mm, self-tapp., L 7mm SS | 200.527 | Standalone | DE0018975 | Patients requiring fracture fixation or orthopaedic corrective surgery
Orthopaedics | Trauma - Extramedullary fixation | Plate accessories | Non-locking screw | Depuy Synthes | Cortex Screw D 1.0mm, self-tapp., L 8mm SS | 200.528 | Standalone | DE0018975 | Patients requiring fracture fixation or orthopaedic corrective surgery
Orthopaedics | Trauma - Extramedullary fixation | Plate accessories | Non-locking screw | Depuy Synthes | Cortex Screw D 1.0mm, self-tapp., L 9mm SS | 200.529 | Standalone | DE0018975 | Patients requiring fracture fixation or orthopaedic corrective surgery
Orthopaedics | Trauma - Extramedullary fixation | Plate accessories | Non-locking screw | Depuy Synthes | Cortex Screw D 1.0mm, self-tapp., L 10mm SS | 200.530 | Standalone | DE0018975 | Patients requiring fracture fixation or orthopaedic corrective surgery
Orthopaedics | Trauma - Extramedullary fixation | Plate accessories | Non-locking screw | Depuy Synthes | Cortex Screw D 1.0mm, self-tapp., L 11mm SS | 200.531 | Standalone | DE0018975 | Patients requiring fracture fixation or orthopaedic corrective surgery
Orthopaedics | Trauma - Extramedullary fixation | Plate accessories | Non-locking screw | Depuy Synthes | Cortex Screw D 1.0mm, self-tapp., L 12mm SS | 200.532 | Standalone | DE0018975 | Patients requiring fracture fixation or orthopaedic corrective surgery
Orthopaedics | Trauma - Extramedullary fixation | Plate accessories | Non-locking screw | Depuy Synthes | Cortex Screw D 1.0mm, self-tapp., L 13mm SS | 200.533 | Standalone | DE0018975 | Patients requiring fracture fixation or orthopaedic corrective surgery
Orthopaedics | Trauma - Extramedullary fixation | Plate accessories | Non-locking screw | Depuy Synthes | Cortex Screw D 1.0mm, self-tapp., L 14mm SS | 200.534 | Standalone | DE0018975 | Patients requiring fracture fixation or orthopaedic corrective surgery
Orthopaedics | Trauma - Extramedullary fixation | Plate accessories | Non-locking screw | Depuy Synthes | Cortex Screw Stardrive D 2.0mm, L 6mm | 201.356 | Standalone | DE0006552 | Patients requiring fracture fixation or orthopaedic corrective surgery
Orthopaedics | Trauma - Extramedullary fixation | Plate accessories | Non-locking screw | Depuy Synthes | Cortex Screw Stardrive D 2.0mm, L 7mm SS | 201.357 | Standalone | DE0006552 | Patients requiring fracture fixation or orthopaedic corrective surgery
Orthopaedics | Trauma - Extramedullary fixation | Plate accessories | Non-locking screw | Depuy Synthes | Cortex Screw Stardrive D 2.0mm, L 8mm | 201.358 | Standalone | DE0006552 | Patients requiring fracture fixation or orthopaedic corrective surgery
Orthopaedics | Trauma - Extramedullary fixation | Plate accessories | Non-locking screw | Depuy Synthes | Cortex Screw Stardrive D 2.0mm, L 9mm SS | 201.359 | Standalone | DE0006552 | Patients requiring fracture fixation or orthopaedic corrective surgery
Orthopaedics | Trauma - Extramedullary fixation | Plate accessories | Non-locking screw | Depuy Synthes | Cortex Screw Stardrive D 2.0mm, L 10mm | 201.360 | Standalone | DE0006552 | Patients requiring fracture fixation or orthopaedic corrective surgery
Orthopaedics | Trauma - Extramedullary fixation | Plate accessories | Non-locking screw | Depuy Synthes | Cortex Screw Stardrive D 2.0mm, L 11mm SS | 201.361 | Standalone | DE0006552 | Patients requiring fracture fixation or orthopaedic corrective surgery
Orthopaedics | Trauma - Extramedullary fixation | Plate accessories | Non-locking screw | Depuy Synthes | Cortex Screw Stardrive D 2.0mm, L 12mm | 201.362 | Standalone | DE0006552 | Patients requiring fracture fixation or orthopaedic corrective surgery
Orthopaedics | Trauma - Extramedullary fixation | Plate accessories | Non-locking screw | Depuy Synthes | Cortex Screw Stardrive D 2.0mm, L 13mm SS | 201.363 | Standalone | DE0006552 | Patients requiring fracture fixation or orthopaedic corrective surgery
Orthopaedics | Trauma - Extramedullary fixation | Plate accessories | Non-locking screw | Depuy Synthes | Cortex Screw Stardrive D 2.0mm, L 14mm | 201.364 | Standalone | DE0006552 | Patients requiring fracture fixation or orthopaedic corrective surgery
Orthopaedics | Trauma - Extramedullary fixation | Plate accessories | Non-locking screw | Depuy Synthes | Cortex Screw Stardrive D 2.0 mm, self-tapping, length 15 mm, Stainless Steel | 201.365 | Standalone | DE0018975 | Patients requiring fracture fixation or orthopaedic corrective surgery
Orthopaedics | Trauma - Extramedullary fixation | Plate accessories | Non-locking screw | Depuy Synthes | Cortex Screw Stardrive D 2.0mm, L 16mm | 201.366 | Standalone | DE0006552 | Patients requiring fracture fixation or orthopaedic corrective surgery
Orthopaedics | Trauma - Extramedullary fixation | Plate accessories | Non-locking screw | Depuy Synthes | Cortex Screw Stardrive D 2.0mm, L 18mm | 201.368 | Standalone | DE0006552 | Patients requiring fracture fixation or orthopaedic corrective surgery
Orthopaedics | Trauma - Extramedullary fixation | Plate accessories | Non-locking screw | Depuy Synthes | Cortex Screw Stardrive D 2.0mm, L 20mm SS | 201.370 | Standalone | DE0006552 | Patients requiring fracture fixation or orthopaedic corrective surgery
Orthopaedics | Trauma - Extramedullary fixation | Plate accessories | Non-locking screw | Depuy Synthes | Cortex Screw Stardrive D 2.0mm, L 22mm SS | 201.372 | Standalone | DE0006552 | Patients requiring fracture fixation or orthopaedic corrective surgery
Orthopaedics | Trauma - Extramedullary fixation | Plate accessories | Non-locking screw | Depuy Synthes | Cortex Screw Stardrive D 2.0mm, L 24mm SS | 201.374 | Standalone | DE0006552 | Patients requiring fracture fixation or orthopaedic corrective surgery
Orthopaedics | Trauma - Extramedullary fixation | Plate accessories | Non-locking screw | Depuy Synthes | Cortex Screw Stardrive D 2.0mm, L 26mm SS | 201.375 | Standalone | DE0006552 | Patients requiring fracture fixation or orthopaedic corrective surgery
Orthopaedics | Trauma - Extramedullary fixation | Plate accessories | Non-locking screw | Depuy Synthes | Cortex Screw Stardrive D 2.0mm, L 28mm SS | 201.376 | Standalone | DE0006552 | Patients requiring fracture fixation or orthopaedic corrective surgery
Orthopaedics | Trauma - Extramedullary fixation | Plate accessories | Non-locking screw | Depuy Synthes | Cortex Screw Stardrive D 2.0mm, L 30mm SS | 201.377 | Standalone | DE0006552 | Patients requiring fracture fixation or orthopaedic corrective surgery
Orthopaedics | Trauma - Extramedullary fixation | Plate accessories | Non-locking screw | Depuy Synthes | Cortex Screw Stardrive D 2.0mm, L 32mm SS | 201.378 | Standalone | DE0006552 | Patients requiring fracture fixation or orthopaedic corrective surgery
Orthopaedics | Trauma - Extramedullary fixation | Plate accessories | Non-locking screw | Depuy Synthes | Cortex Screw Stardrive D 2.0mm, L 34mm SS | 201.379 | Standalone | DE0006552 | Patients requiring fracture fixation or orthopaedic corrective surgery
Orthopaedics | Trauma - Extramedullary fixation | Plate accessories | Non-locking screw | Depuy Synthes | Cortex Screw Stardrive D 2.0mm, L 36mm SS | 201.380 | Standalone | DE0006552 | Patients requiring fracture fixation or orthopaedic corrective surgery
Orthopaedics | Trauma - Extramedullary fixation | Plate accessories | Non-locking screw | Depuy Synthes | Cortex Screw Stardrive D 2.0mm, L 38mm SS | 201.381 | Standalone | DE0006552 | Patients requiring fracture fixation or orthopaedic corrective surgery
Orthopaedics | Trauma - Extramedullary fixation | Plate accessories | Non-locking screw | Depuy Synthes | Cortex Screw Stardrive D 2.4mm, L 6mm SS | 201.756 | Standalone | DE0002133 | Patients requiring fracture fixation or orthopaedic corrective surgery
Orthopaedics | Trauma - Extramedullary fixation | Plate accessories | Non-locking screw | Depuy Synthes | Cortex Screw Stardrive D 2.4mm, L 7mm SS | 201.757 | Standalone | DE0002133 | Patients requiring fracture fixation or orthopaedic corrective surgery
Orthopaedics | Trauma - Extramedullary fixation | Plate accessories | Non-locking screw | Depuy Synthes | Cortex Screw Stardrive D 2.4mm, L 8mm SS | 201.758 | Standalone | DE0002133 | Patients requiring fracture fixation or orthopaedic corrective surgery
Orthopaedics | Trauma - Extramedullary fixation | Plate accessories | Non-locking screw | Depuy Synthes | Cortex Screw Stardrive D 2.4mm, L 9mm SS | 201.759 | Standalone | DE0002133 | Patients requiring fracture fixation or orthopaedic corrective surgery
Orthopaedics | Trauma - Extramedullary fixation | Plate accessories | Non-locking screw | Depuy Synthes | Cortex Screw Stardrive D 2.4mm, L 10mm SS | 201.760 | Standalone | DE0002133 | Patients requiring fracture fixation or orthopaedic corrective surgery
Orthopaedics | Trauma - Extramedullary fixation | Plate accessories | Non-locking screw | Depuy Synthes | Cortex Screw Stardrive D 2.4mm, L 11mm SS | 201.761 | Standalone | DE0002133 | Patients requiring fracture fixation or orthopaedic corrective surgery
Orthopaedics | Trauma - Extramedullary fixation | Plate accessories | Non-locking screw | Depuy Synthes | Cortex Screw Stardrive D 2.4mm, L 12mm SS | 201.762 | Standalone | DE0002133 | Patients requiring fracture fixation or orthopaedic corrective surgery
Orthopaedics | Trauma - Extramedullary fixation | Plate accessories | Non-locking screw | Depuy Synthes | Cortex Screw Stardrive D 2.4mm, L 13mm SS | 201.763 | Standalone | DE0002133 | Patients requiring fracture fixation or orthopaedic corrective surgery
Orthopaedics | Trauma - Extramedullary fixation | Plate accessories | Non-locking screw | Depuy Synthes | Cortex Screw Stardrive D 2.4mm, L 14mm SS | 201.764 | Standalone | DE0002133 | Patients requiring fracture fixation or orthopaedic corrective surgery
Orthopaedics | Trauma - Extramedullary fixation | Plate accessories | Non-locking screw | Depuy Synthes | Cortex Screw Stardrive D 2.4mm, L 16mm SS | 201.766 | Standalone | DE0002133 | Patients requiring fracture fixation or orthopaedic corrective surgery
Orthopaedics | Trauma - Extramedullary fixation | Plate accessories | Non-locking screw | Depuy Synthes | Cortex Screw Stardrive D 2.4mm, L 18mm | 201.768 | Standalone | DE0002133 | Patients requiring fracture fixation or orthopaedic corrective surgery
Orthopaedics | Trauma - Extramedullary fixation | Plate accessories | Non-locking screw | Depuy Synthes | Cortex Screw Stardrive D 2.4mm, L 20mm SS | 201.770 | Standalone | DE0002133 | Patients requiring fracture fixation or orthopaedic corrective surgery
Orthopaedics | Trauma - Extramedullary fixation | Plate accessories | Non-locking screw | Depuy Synthes | Cortex Screw Stardrive D 2.4mm, L 22mm | 201.772 | Standalone | DE0002133 | Patients requiring fracture fixation or orthopaedic corrective surgery
Orthopaedics | Trauma - Extramedullary fixation | Plate accessories | Non-locking screw | Depuy Synthes | Cortex Screw Stardrive D 2.4mm, L 24mm SS | 201.774 | Standalone | DE0002133 | Patients requiring fracture fixation or orthopaedic corrective surgery
Orthopaedics | Trauma - Extramedullary fixation | Plate accessories | Non-locking screw | Depuy Synthes | Cortex Screw Stardrive D 2.4mm, L 26mm SS | 201.776 | Standalone | DE0002133 | Patients requiring fracture fixation or orthopaedic corrective surgery
Orthopaedics | Trauma - Extramedullary fixation | Plate accessories | Non-locking screw | Depuy Synthes | Cortex Screw Stardrive D 2.4mm, L 28mm SS | 201.778 | Standalone | DE0002133 | Patients requiring fracture fixation or orthopaedic corrective surgery
Orthopaedics | Trauma - Extramedullary fixation | Plate accessories | Non-locking screw | Depuy Synthes | Cortex Screw Stardrive D 2.4mm, L 30mm | 201.780 | Standalone | DE0002133 | Patients requiring fracture fixation or orthopaedic corrective surgery
Orthopaedics | Trauma - Extramedullary fixation | Plate accessories | Non-locking screw | Depuy Synthes | Cortex Screw Stardrive D 2.4mm, L 32mm SS | 201.782 | Standalone | DE0006552 | Patients requiring fracture fixation or orthopaedic corrective surgery
Orthopaedics | Trauma - Extramedullary fixation | Plate accessories | Non-locking screw | Depuy Synthes | Cortex Screw Stardrive D 2.4mm, L 34mm | 201.784 | Standalone | DE0006552 | Patients requiring fracture fixation or orthopaedic corrective surgery
Orthopaedics | Trauma - Extramedullary fixation | Plate accessories | Non-locking screw | Depuy Synthes | Cortex Screw Stardrive D 2.4mm, L 36mm SS | 201.786 | Standalone | DE0006552 | Patients requiring fracture fixation or orthopaedic corrective surgery
Orthopaedics | Trauma - Extramedullary fixation | Plate accessories | Non-locking screw | Depuy Synthes | Cortex Screw Stardrive D 2.4mm, L 38mm SS | 201.788 | Standalone | DE0006552 | Patients requiring fracture fixation or orthopaedic corrective surgery
Orthopaedics | Trauma - Extramedullary fixation | Plate accessories | Non-locking screw | Depuy Synthes | Cortex Screw Stardrive D 2.4mm, L 40mm SS | 201.790 | Standalone | DE0006552 | Patients requiring fracture fixation or orthopaedic corrective surgery
Orthopaedics | Trauma - Extramedullary fixation | Plate accessories | Non-locking screw | Depuy Synthes | Cortex Screw D 2.0mm, self-tapp., L 8mm | 201.808 | Standalone | DE0002134 | Patients requiring fracture fixation or orthopaedic corrective surgery
Orthopaedics | Trauma - Extramedullary fixation | Plate accessories | Non-locking screw | Depuy Synthes | Cortex Screw D 2.0mm, self-tapp., L 10mm | 201.810 | Standalone | DE0002134 | Patients requiring fracture fixation or orthopaedic corrective surgery
Orthopaedics | Trauma - Extramedullary fixation | Plate accessories | Non-locking screw | Depuy Synthes | Cortex Screw D 2.0mm, self-tapp., L 14mm | 201.814 | Standalone | DE0002134 | Patients requiring fracture fixation or orthopaedic corrective surgery
Orthopaedics | Trauma - Extramedullary fixation | Plate accessories | Locking screw | Depuy Synthes | Locking Screw Stardrive, self-tapping 6mm | 202.206 | Standalone | DE0002133 | Patients requiring fracture fixation or orthopaedic corrective surgery
Orthopaedics | Trauma - Extramedullary fixation | Plate accessories | Locking screw | Depuy Synthes | Locking Screw Stardrive, self-tapping 7mm | 202.207 | Standalone | DE0002133 | Patients requiring fracture fixation or orthopaedic corrective surgery
Orthopaedics | Trauma - Extramedullary fixation | Plate accessories | Locking screw | Depuy Synthes | Locking Screw Stardrive, self-tapping 8mm | 202.208 | Standalone | DE0002133 | Patients requiring fracture fixation or orthopaedic corrective surgery
Orthopaedics | Trauma - Extramedullary fixation | Plate accessories | Locking screw | Depuy Synthes | Locking Screw Stardrive, self-tapping 9mm | 202.209 | Standalone | DE0002133 | Patients requiring fracture fixation or orthopaedic corrective surgery
Orthopaedics | Trauma - Extramedullary fixation | Plate accessories | Locking screw | Depuy Synthes | Locking Screw Stardrive, self-tapping 10mm | 202.210 | Standalone | DE0002133 | Patients requiring fracture fixation or orthopaedic corrective surgery
Orthopaedics | Trauma - Extramedullary fixation | Plate accessories | Locking screw | Depuy Synthes | Locking Screw Stardrive, self-tapping 11mm | 202.211 | Standalone | DE0002133 | Patients requiring fracture fixation or orthopaedic corrective surgery
Orthopaedics | Trauma - Extramedullary fixation | Plate accessories | Locking screw | Depuy Synthes | Locking Screw Stardrive, self-tapping 12mm | 202.212 | Standalone | DE0002133 | Patients requiring fracture fixation or orthopaedic corrective surgery
Orthopaedics | Trauma - Extramedullary fixation | Plate accessories | Locking screw | Depuy Synthes | Locking Screw Stardrive, self-tapping 13mm | 202.213 | Standalone | DE0002133 | Patients requiring fracture fixation or orthopaedic corrective surgery
Orthopaedics | Trauma - Extramedullary fixation | Plate accessories | Locking screw | Depuy Synthes | Locking Screw Stardrive, self-tapping 14mm | 202.214 | Standalone | DE0002133 | Patients requiring fracture fixation or orthopaedic corrective surgery
Orthopaedics | Trauma - Extramedullary fixation | Plate accessories | Locking screw | Depuy Synthes | Locking Screw Stardrive, self-tapping 16mm | 202.216 | Standalone | DE0002133 | Patients requiring fracture fixation or orthopaedic corrective surgery
Orthopaedics | Trauma - Extramedullary fixation | Plate accessories | Locking screw | Depuy Synthes | Locking Screw Stardrive, self-tapping 18mm | 202.218 | Standalone | DE0002133 | Patients requiring fracture fixation or orthopaedic corrective surgery
Orthopaedics | Trauma - Extramedullary fixation | Plate accessories | Locking screw | Depuy Synthes | Locking Screw Stardrive, self-tapping 20mm | 202.220 | Standalone | DE0002133 | Patients requiring fracture fixation or orthopaedic corrective surgery
Orthopaedics | Trauma - Extramedullary fixation | Plate accessories | Locking screw | Depuy Synthes | Locking Screw Stardrive, self-tapping 22mm | 202.222 | Standalone | DE0002133 | Patients requiring fracture fixation or orthopaedic corrective surgery
Orthopaedics | Trauma - Extramedullary fixation | Plate accessories | Locking screw | Depuy Synthes | Locking Screw Stardrive, self-tapping 24mm | 202.224 | Standalone | DE0002133 | Patients requiring fracture fixation or orthopaedic corrective surgery
Orthopaedics | Trauma - Extramedullary fixation | Plate accessories | Locking screw | Depuy Synthes | Locking Screw Stardrive, self-tapping 26mm | 202.226 | Standalone | DE0002133 | Patients requiring fracture fixation or orthopaedic corrective surgery
Orthopaedics | Trauma - Extramedullary fixation | Plate accessories | Locking screw | Depuy Synthes | Locking Screw Stardrive, self-tapping 28mm | 202.228 | Standalone | DE0002133 | Patients requiring fracture fixation or orthopaedic corrective surgery
Orthopaedics | Trauma - Extramedullary fixation | Plate accessories | Locking screw | Depuy Synthes | Locking Screw Stardrive, self-tapping 30mm | 202.230 | Standalone | DE0002133 | Patients requiring fracture fixation or orthopaedic corrective surgery
Orthopaedics | Trauma - Extramedullary fixation | Plate accessories | Locking screw | Depuy Synthes | Locking Screw Stardrive, self-tapping 32mm | 202.232 | Standalone | DE0006552 | Patients requiring fracture fixation or orthopaedic corrective surgery
Orthopaedics | Trauma - Extramedullary fixation | Plate accessories | Locking screw | Depuy Synthes | Locking Screw Stardrive, self-tapping 34mm | 202.234 | Standalone | DE0006552 | Patients requiring fracture fixation or orthopaedic corrective surgery
Orthopaedics | Trauma - Extramedullary fixation | Plate accessories | Locking screw | Depuy Synthes | Locking Screw Stardrive, self-tapping 36mm | 202.236 | Standalone | DE0006552 | Patients requiring fracture fixation or orthopaedic corrective surgery
Orthopaedics | Trauma - Extramedullary fixation | Plate accessories | Locking screw | Depuy Synthes | Locking Screw Stardrive, self-tapping 38mm | 202.238 | Standalone | DE0006552 | Patients requiring fracture fixation or orthopaedic corrective surgery
Orthopaedics | Trauma - Extramedullary fixation | Plate accessories | Locking screw | Depuy Synthes | Locking Screw Stardrive, self-tapping 40mm | 202.240 | Standalone | DE0006552 | Patients requiring fracture fixation or orthopaedic corrective surgery
Orthopaedics | Trauma - Extramedullary fixation | Plate accessories | Locking screw | Depuy Synthes | Locking Screw Stardrive, self-tapping 42mm | 202.242 | Standalone | DE0006552 | Patients requiring fracture fixation or orthopaedic corrective surgery
Orthopaedics | Trauma - Extramedullary fixation | Plate accessories | Locking screw | Depuy Synthes | Locking Screw Stardrive, self-tapping 44mm | 202.244 | Standalone | DE0006552 | Patients requiring fracture fixation or orthopaedic corrective surgery
Orthopaedics | Trauma - Extramedullary fixation | Plate accessories | Locking screw | Depuy Synthes | Locking Screw Stardrive, self-tapping 46mm | 202.246 | Standalone | DE0006552 | Patients requiring fracture fixation or orthopaedic corrective surgery
Orthopaedics | Trauma - Extramedullary fixation | Plate accessories | Locking screw | Depuy Synthes | Locking Screw Stardrive, self-tapping 48mm | 202.248 | Standalone | DE0006552 | Patients requiring fracture fixation or orthopaedic corrective surgery
Orthopaedics | Trauma - Extramedullary fixation | Plate accessories | Locking screw | Depuy Synthes | Locking Screw Stardrive, self-tapping 50mm | 202.250 | Standalone | DE0006552 | Patients requiring fracture fixation or orthopaedic corrective surgery
Orthopaedics | Trauma - Extramedullary fixation | Plate accessories | Locking screw | Depuy Synthes | Locking Screw Stardrive, self-tapping 55mm | 202.255 | Standalone | DE0006552 | Patients requiring fracture fixation or orthopaedic corrective surgery
Orthopaedics | Trauma - Extramedullary fixation | Plate accessories | Locking screw | Depuy Synthes | Locking Screw Stardrive, self-tapping 60mm | 202.260 | Standalone | DE0006552 | Patients requiring fracture fixation or orthopaedic corrective surgery
Orthopaedics | Trauma - Extramedullary fixation | Fixation screw | Cannulated screw | Depuy Synthes | Cannulated Screw D 3.0mm, self-drill., L 8/4mm SS | 202.608 | Standalone | DE0002110 | Patients requiring fracture fixation or orthopaedic corrective surgery
Orthopaedics | Trauma - Extramedullary fixation | Fixation screw | Cannulated screw | Depuy Synthes | Cannulated Screw D 3.0mm, self-drill., L 9/4mm SS | 202.609 | Standalone | DE0002110 | Patients requiring fracture fixation or orthopaedic corrective surgery
Orthopaedics | Trauma - Extramedullary fixation | Fixation screw | Cannulated screw | Depuy Synthes | Cannulated Screw D 3.0mm, self-drill., L 10/4mm SS | 202.610 | Standalone | DE0002110 | Patients requiring fracture fixation or orthopaedic corrective surgery
Orthopaedics | Trauma - Extramedullary fixation | Fixation screw | Cannulated screw | Depuy Synthes | Cannulated Screw D 3.0mm, self-drill., L 11/4mm SS | 202.611 | Standalone | DE0002110 | Patients requiring fracture fixation or orthopaedic corrective surgery
Orthopaedics | Trauma - Extramedullary fixation | Fixation screw | Cannulated screw | Depuy Synthes | Cannulated Screw D 3.0mm, self-drill., L 12/4mm SS | 202.612 | Standalone | DE0002110 | Patients requiring fracture fixation or orthopaedic corrective surgery
Orthopaedics | Trauma - Extramedullary fixation | Fixation screw | Cannulated screw | Depuy Synthes | Cannulated Screw D 3.0mm, self-drill., L 13/4mm SS | 202.613 | Standalone | DE0002110 | Patients requiring fracture fixation or orthopaedic corrective surgery
Orthopaedics | Trauma - Extramedullary fixation | Fixation screw | Cannulated screw | Depuy Synthes | Cannulated Screw D 3.0mm, self-drill., L 14/4mm SS | 202.614 | Standalone | DE0002110 | Patients requiring fracture fixation or orthopaedic corrective surgery
Orthopaedics | Trauma - Extramedullary fixation | Fixation screw | Cannulated screw | Depuy Synthes | Cannulated Screw D 3.0mm, self-drill., L 15/4mm SS | 202.615 | Standalone | DE0002110 | Patients requiring fracture fixation or orthopaedic corrective surgery
Orthopaedics | Trauma - Extramedullary fixation | Fixation screw | Cannulated screw | Depuy Synthes | Cannulated Screw D 3.0mm, self-drill., L 16/4mm SS | 202.616 | Standalone | DE0002110 | Patients requiring fracture fixation or orthopaedic corrective surgery
Orthopaedics | Trauma - Extramedullary fixation | Fixation screw | Cannulated screw | Depuy Synthes | Cannulated Screw D 3.0mm, self-drill., L 17/4mm SS | 202.617 | Standalone | DE0002110 | Patients requiring fracture fixation or orthopaedic corrective surgery
Orthopaedics | Trauma - Extramedullary fixation | Fixation screw | Cannulated screw | Depuy Synthes | Cannulated Screw D 3.0mm, self-drill., L 18/5mm SS | 202.618 | Standalone | DE0002110 | Patients requiring fracture fixation or orthopaedic corrective surgery
Orthopaedics | Trauma - Extramedullary fixation | Fixation screw | Cannulated screw | Depuy Synthes | Cannulated Screw D 3.0mm, self-drill., L 19/5mm SS | 202.619 | Standalone | DE0002110 | Patients requiring fracture fixation or orthopaedic corrective surgery
Orthopaedics | Trauma - Extramedullary fixation | Fixation screw | Cannulated screw | Depuy Synthes | Cannulated Screw D 3.0mm, self-drill., L 20/5mm SS | 202.620 | Standalone | DE0002110 | Patients requiring fracture fixation or orthopaedic corrective surgery
Orthopaedics | Trauma - Extramedullary fixation | Fixation screw | Cannulated screw | Depuy Synthes | Cannulated Screw D 3.0mm, self-drill., L 21/5mm SS | 202.621 | Standalone | DE0002110 | Patients requiring fracture fixation or orthopaedic corrective surgery
Orthopaedics | Trauma - Extramedullary fixation | Fixation screw | Cannulated screw | Depuy Synthes | Cannulated Screw D 3.0mm, self-drill., L 22/5mm SS | 202.622 | Standalone | DE0002110 | Patients requiring fracture fixation or orthopaedic corrective surgery
Orthopaedics | Trauma - Extramedullary fixation | Fixation screw | Cannulated screw | Depuy Synthes | Cannulated Screw D 3.0mm, self-drill., L 23/5mm SS | 202.623 | Standalone | DE0002110 | Patients requiring fracture fixation or orthopaedic corrective surgery
Orthopaedics | Trauma - Extramedullary fixation | Fixation screw | Cannulated screw | Depuy Synthes | Cannulated Screw D 3.0mm, self-drill., L 24/6mm SS | 202.624 | Standalone | DE0002110 | Patients requiring fracture fixation or orthopaedic corrective surgery
Orthopaedics | Trauma - Extramedullary fixation | Fixation screw | Cannulated screw | Depuy Synthes | Cannulated Screw D 3.0mm, self-drill., L 25/6mm SS | 202.625 | Standalone | DE0002110 | Patients requiring fracture fixation or orthopaedic corrective surgery
Orthopaedics | Trauma - Extramedullary fixation | Fixation screw | Cannulated screw | Depuy Synthes | Cannulated Screw D 3.0mm, self-drill., L 26/6mm SS | 202.626 | Standalone | DE0002110 | Patients requiring fracture fixation or orthopaedic corrective surgery
Orthopaedics | Trauma - Extramedullary fixation | Fixation screw | Cannulated screw | Depuy Synthes | Cannulated Screw D 3.0mm, self-drill., L 27/6mm SS | 202.627 | Standalone | DE0002110 | Patients requiring fracture fixation or orthopaedic corrective surgery
Orthopaedics | Trauma - Extramedullary fixation | Fixation screw | Cannulated screw | Depuy Synthes | Cannulated Screw D 3.0mm, self-drill., L 28/6mm SS | 202.628 | Standalone | DE0002110 | Patients requiring fracture fixation or orthopaedic corrective surgery
Orthopaedics | Trauma - Extramedullary fixation | Fixation screw | Cannulated screw | Depuy Synthes | Cannulated Screw D 3.0mm, self-drill., L 29/6mm SS | 202.629 | Standalone | DE0002110 | Patients requiring fracture fixation or orthopaedic corrective surgery
Orthopaedics | Trauma - Extramedullary fixation | Fixation screw | Cannulated screw | Depuy Synthes | Cannulated Screw D 3.0mm, self-drill., L 30/6mm SS | 202.630 | Standalone | DE0002110 | Patients requiring fracture fixation or orthopaedic corrective surgery
Orthopaedics | Trauma - Extramedullary fixation | Fixation screw | Cannulated screw | Depuy Synthes | Cannulated Screw D 3.0mm, self-drill., L 32/6mm SS | 202.632 | Standalone | DE0002110 | Patients requiring fracture fixation or orthopaedic corrective surgery
Orthopaedics | Trauma - Extramedullary fixation | Fixation screw | Cannulated screw | Depuy Synthes | Cannulated Screw D 3.0mm, self-drill., L 34/7mm SS | 202.634 | Standalone | DE0002110 | Patients requiring fracture fixation or orthopaedic corrective surgery
Orthopaedics | Trauma - Extramedullary fixation | Fixation screw | Cannulated screw | Depuy Synthes | Cannulated Screw D 3.0mm, self-drill., L 36/7mm SS | 202.636 | Standalone | DE0002110 | Patients requiring fracture fixation or orthopaedic corrective surgery
Orthopaedics | Trauma - Extramedullary fixation | Fixation screw | Cannulated screw | Depuy Synthes | Cannulated Screw D 3.0mm, self-drill., L 38/8mm SS | 202.638 | Standalone | DE0002110 | Patients requiring fracture fixation or orthopaedic corrective surgery
Orthopaedics | Trauma - Extramedullary fixation | Fixation screw | Cannulated screw | Depuy Synthes | Cannulated Screw D 3.0mm, self-drill., L 40/8mm SS | 202.640 | Standalone | DE0002110 | Patients requiring fracture fixation or orthopaedic corrective surgery
Orthopaedics | Trauma - Extramedullary fixation | Fixation screw | Cannulated screw | Depuy Synthes | Cannulated Screw D 3.0mm, self-drill., L 42/8mm SS | 202.642 | Standalone | DE0002110 | Patients requiring fracture fixation or orthopaedic corrective surgery
Orthopaedics | Trauma - Extramedullary fixation | Fixation screw | Cannulated screw | Depuy Synthes | Cannulated Screw D 3.0mm, self-drill., L 44/9mm SS | 202.644 | Standalone | DE0002110 | Patients requiring fracture fixation or orthopaedic corrective surgery
Orthopaedics | Trauma - Extramedullary fixation | Fixation screw | Cannulated screw | Depuy Synthes | Cannulated Screw D 3.0mm, self-drill., L 46/9mm SS | 202.646 | Standalone | DE0002110 | Patients requiring fracture fixation or orthopaedic corrective surgery
Orthopaedics | Trauma - Extramedullary fixation | Fixation screw | Cannulated screw | Depuy Synthes | Cannulated Screw D 3.0mm, self-drilling, L 48/10mm | 202.648 | Standalone | DE0002110 | Patients requiring fracture fixation or orthopaedic corrective surgery
Orthopaedics | Trauma - Extramedullary fixation | Fixation screw | Cannulated screw | Depuy Synthes | Cannulated Screw D 3.0mm, self-drill., L 50/10mm SS | 202.650 | Standalone | DE0002110 | Patients requiring fracture fixation or orthopaedic corrective surgery
Orthopaedics | Trauma - Extramedullary fixation | Fixation screw | Cannulated screw | Depuy Synthes | Cannulated Screw D 3.0mm, self-drill., L 14/6mm SS | 202.714 | Standalone | DE0002110 | Patients requiring fracture fixation or orthopaedic corrective surgery
Orthopaedics | Trauma - Extramedullary fixation | Fixation screw | Cannulated screw | Depuy Synthes | Cannulated Screw D 3.0mm, self-drill., L 15/7mm SS | 202.715 | Standalone | DE0002110 | Patients requiring fracture fixation or orthopaedic corrective surgery
Orthopaedics | Trauma - Extramedullary fixation | Fixation screw | Cannulated screw | Depuy Synthes | Cannulated Screw D 3.0mm, self-drill., L 16/7mm SS | 202.716 | Standalone | DE0002110 | Patients requiring fracture fixation or orthopaedic corrective surgery
Orthopaedics | Trauma - Extramedullary fixation | Fixation screw | Cannulated screw | Depuy Synthes | Cannulated Screw D 3.0mm, self-drill., L 17/8mm SS | 202.717 | Standalone | DE0002110 | Patients requiring fracture fixation or orthopaedic corrective surgery
Orthopaedics | Trauma - Extramedullary fixation | Fixation screw | Cannulated screw | Depuy Synthes | Cannulated Screw D 3.0mm, self-drill., L 18/8mm SS | 202.718 | Standalone | DE0002110 | Patients requiring fracture fixation or orthopaedic corrective surgery
Orthopaedics | Trauma - Extramedullary fixation | Fixation screw | Cannulated screw | Depuy Synthes | Cannulated Screw D 3.0mm, self-drill., L 19/9mm SS | 202.719 | Standalone | DE0002110 | Patients requiring fracture fixation or orthopaedic corrective surgery
Orthopaedics | Trauma - Extramedullary fixation | Fixation screw | Cannulated screw | Depuy Synthes | Cannulated Screw D 3.0mm, self-drill., L 20/9mm SS | 202.720 | Standalone | DE0002110 | Patients requiring fracture fixation or orthopaedic corrective surgery
Orthopaedics | Trauma - Extramedullary fixation | Fixation screw | Cannulated screw | Depuy Synthes | Cannulated Screw D 3.0mm, self-drill., L 21/9mm SS | 202.721 | Standalone | DE0002110 | Patients requiring fracture fixation or orthopaedic corrective surgery
Orthopaedics | Trauma - Extramedullary fixation | Fixation screw | Cannulated screw | Depuy Synthes | Cannulated Screw D 3.0mm, self-drill., L 22/10mm SS | 202.722 | Standalone | DE0002110 | Patients requiring fracture fixation or orthopaedic corrective surgery
Orthopaedics | Trauma - Extramedullary fixation | Fixation screw | Cannulated screw | Depuy Synthes | Cannulated Screw D 3.0mm, self-drill., L 23/10mm SS | 202.723 | Standalone | DE0002110 | Patients requiring fracture fixation or orthopaedic corrective surgery
Orthopaedics | Trauma - Extramedullary fixation | Fixation screw | Cannulated screw | Depuy Synthes | Cannulated Screw D 3.0mm, self-drill., L 24/10mm SS | 202.724 | Standalone | DE0002110 | Patients requiring fracture fixation or orthopaedic corrective surgery
Orthopaedics | Trauma - Extramedullary fixation | Fixation screw | Cannulated screw | Depuy Synthes | Cannulated Screw D 3.0mm, self-drill., L 25/10mm SS | 202.725 | Standalone | DE0002110 | Patients requiring fracture fixation or orthopaedic corrective surgery
Orthopaedics | Trauma - Extramedullary fixation | Fixation screw | Cannulated screw | Depuy Synthes | Cannulated Screw D 3.0mm, self-drill., L 26/12mm SS | 202.726 | Standalone | DE0002110 | Patients requiring fracture fixation or orthopaedic corrective surgery
Orthopaedics | Trauma - Extramedullary fixation | Fixation screw | Cannulated screw | Depuy Synthes | Cannulated Screw D 3.0mm, self-drill., L 27/12mm SS | 202.727 | Standalone | DE0002110 | Patients requiring fracture fixation or orthopaedic corrective surgery
Orthopaedics | Trauma - Extramedullary fixation | Fixation screw | Cannulated screw | Depuy Synthes | Cannulated Screw D 3.0mm, self-drill., L 28/12mm SS | 202.728 | Standalone | DE0002110 | Patients requiring fracture fixation or orthopaedic corrective surgery
Orthopaedics | Trauma - Extramedullary fixation | Fixation screw | Cannulated screw | Depuy Synthes | Cannulated Screw D 3.0mm, self-drill., L 29/12mm SS | 202.729 | Standalone | DE0002110 | Patients requiring fracture fixation or orthopaedic corrective surgery
Orthopaedics | Trauma - Extramedullary fixation | Fixation screw | Cannulated screw | Depuy Synthes | Cannulated Screw D 3.0mm, self-drill., L 30/14mm SS | 202.730 | Standalone | DE0002110 | Patients requiring fracture fixation or orthopaedic corrective surgery
Orthopaedics | Trauma - Extramedullary fixation | Fixation screw | Cannulated screw | Depuy Synthes | Cannulated Screw D 3.0mm, self-drill., L 32/14mm SS | 202.732 | Standalone | DE0002110 | Patients requiring fracture fixation or orthopaedic corrective surgery
Orthopaedics | Trauma - Extramedullary fixation | Fixation screw | Cannulated screw | Depuy Synthes | Cannulated Screw D 3.0mm, self-drill., L 34/16mm SS | 202.734 | Standalone | DE0002110 | Patients requiring fracture fixation or orthopaedic corrective surgery
Orthopaedics | Trauma - Extramedullary fixation | Fixation screw | Cannulated screw | Depuy Synthes | Cannulated Screw D 3.0mm, self-drill., L 36/16mm SS | 202.736 | Standalone | DE0002110 | Patients requiring fracture fixation or orthopaedic corrective surgery
Orthopaedics | Trauma - Extramedullary fixation | Fixation screw | Cannulated screw | Depuy Synthes | Cannulated Screw D 3.0mm, self-drill., L 38/18mm | 202.738 | Standalone | DE0002110 | Patients requiring fracture fixation or orthopaedic corrective surgery
Orthopaedics | Trauma - Extramedullary fixation | Fixation screw | Cannulated screw | Depuy Synthes | Cannulated Screw D 3.0mm, self-drill., L 40/18mm | 202.740 | Standalone | DE0002110 | Patients requiring fracture fixation or orthopaedic corrective surgery
Orthopaedics | Trauma - Extramedullary fixation | Fixation screw | Cannulated screw | Depuy Synthes | Cannulated Screw D 3.0mm, self-drill., L 42/20mm SS | 202.742 | Standalone | DE0002110 | Patients requiring fracture fixation or orthopaedic corrective surgery
Orthopaedics | Trauma - Extramedullary fixation | Fixation screw | Cannulated screw | Depuy Synthes | Cannulated Screw D 3.0mm, self-drill., L 44/20mm SS | 202.744 | Standalone | DE0002110 | Patients requiring fracture fixation or orthopaedic corrective surgery
Orthopaedics | Trauma - Extramedullary fixation | Fixation screw | Cannulated screw | Depuy Synthes | Cannulated Screw D 3.0mm, self-drill., L 46/22mm | 202.746 | Standalone | DE0002110 | Patients requiring fracture fixation or orthopaedic corrective surgery
Orthopaedics | Trauma - Extramedullary fixation | Fixation screw | Cannulated screw | Depuy Synthes | Cannulated Screw D 3.0mm, self-drill., L 48/22mm | 202.748 | Standalone | DE0002110 | Patients requiring fracture fixation or orthopaedic corrective surgery
Orthopaedics | Trauma - Extramedullary fixation | Fixation screw | Cannulated screw | Depuy Synthes | Cannulated Screw D 3.0mm, self-drill., L 50/22mm | 202.749 | Standalone | DE0002110 | Patients requiring fracture fixation or orthopaedic corrective surgery
Orthopaedics | Trauma - Extramedullary fixation | Plate accessories | Non-locking screw | Depuy Synthes | Cortex Screw Stardrive D 2.7mm, L 6mm SS | 202.866 | Standalone | DE0006552 | Patients requiring fracture fixation or orthopaedic corrective surgery
Orthopaedics | Trauma - Extramedullary fixation | Plate accessories | Non-locking screw | Depuy Synthes | Cortex Screw Stardrive D 2.7mm, L 8mm SS | 202.868 | Standalone | DE0006552 | Patients requiring fracture fixation or orthopaedic corrective surgery
Orthopaedics | Trauma - Extramedullary fixation | Plate accessories | Non-locking screw | Depuy Synthes | Cortex Screw Stardrive D 2.7mm, L 10mm | 202.870 | Standalone | DE0002133 | Patients requiring fracture fixation or orthopaedic corrective surgery
Orthopaedics | Trauma - Extramedullary fixation | Plate accessories | Non-locking screw | Depuy Synthes | Cortex Screw Stardrive D 2.7mm, L 12mm | 202.872 | Standalone | DE0002133 | Patients requiring fracture fixation or orthopaedic corrective surgery
Orthopaedics | Trauma - Extramedullary fixation | Plate accessories | Non-locking screw | Depuy Synthes | Cortex Screw Stardrive D 2.7mm, L 14mm | 202.874 | Standalone | DE0002133 | Patients requiring fracture fixation or orthopaedic corrective surgery
Orthopaedics | Trauma - Extramedullary fixation | Plate accessories | Non-locking screw | Depuy Synthes | Cortex Screw Stardrive D 2.7mm, L 16mm | 202.876 | Standalone | DE0002133 | Patients requiring fracture fixation or orthopaedic corrective surgery
Orthopaedics | Trauma - Extramedullary fixation | Plate accessories | Non-locking screw | Depuy Synthes | Cortex Screw Stardrive D 2.7mm, L 18mm | 202.878 | Standalone | DE0002133 | Patients requiring fracture fixation or orthopaedic corrective surgery
Orthopaedics | Trauma - Extramedullary fixation | Plate accessories | Non-locking screw | Depuy Synthes | Cortex Screw Stardrive D 2.7mm, L 20mm | 202.880 | Standalone | DE0002133 | Patients requiring fracture fixation or orthopaedic corrective surgery
Orthopaedics | Trauma - Extramedullary fixation | Plate accessories | Non-locking screw | Depuy Synthes | Cortex Screw Stardrive D 2.7mm, L 22mm | 202.882 | Standalone | DE0002133 | Patients requiring fracture fixation or orthopaedic corrective surgery
Orthopaedics | Trauma - Extramedullary fixation | Plate accessories | Non-locking screw | Depuy Synthes | Cortex Screw Stardrive D 2.7mm, L 24mm | 202.884 | Standalone | DE0002133 | Patients requiring fracture fixation or orthopaedic corrective surgery
Orthopaedics | Trauma - Extramedullary fixation | Plate accessories | Non-locking screw | Depuy Synthes | Cortex Screw Stardrive D 2.7mm, L 26mm | 202.886 | Standalone | DE0002133 | Patients requiring fracture fixation or orthopaedic corrective surgery
Orthopaedics | Trauma - Extramedullary fixation | Plate accessories | Non-locking screw | Depuy Synthes | Cortex Screw Stardrive D 2.7mm, L 28mm | 202.888 | Standalone | DE0002133 | Patients requiring fracture fixation or orthopaedic corrective surgery
Orthopaedics | Trauma - Extramedullary fixation | Plate accessories | Non-locking screw | Depuy Synthes | Cortex Screw Stardrive D 2.7mm, L 30mm | 202.890 | Standalone | DE0002133 | Patients requiring fracture fixation or orthopaedic corrective surgery
Orthopaedics | Trauma - Extramedullary fixation | Plate accessories | Non-locking screw | Depuy Synthes | Cortex Screw Stardrive D 2.7mm, L 32mm SS | 202.892 | Standalone | DE0006552 | Patients requiring fracture fixation or orthopaedic corrective surgery
Orthopaedics | Trauma - Extramedullary fixation | Plate accessories | Non-locking screw | Depuy Synthes | Cortex Screw Stardrive D 2.7mm, L 34mm | 202.894 | Standalone | DE0006552 | Patients requiring fracture fixation or orthopaedic corrective surgery
Orthopaedics | Trauma - Extramedullary fixation | Plate accessories | Non-locking screw | Depuy Synthes | Cortex Screw Stardrive D 2.7mm, L 36mm SS | 202.896 | Standalone | DE0006552 | Patients requiring fracture fixation or orthopaedic corrective surgery
Orthopaedics | Trauma - Extramedullary fixation | Plate accessories | Non-locking screw | Depuy Synthes | Cortex Screw Stardrive D 2.7mm, L 38mm SS | 202.898 | Standalone | DE0006552 | Patients requiring fracture fixation or orthopaedic corrective surgery
Orthopaedics | Trauma - Extramedullary fixation | Plate accessories | Non-locking screw | Depuy Synthes | Cortex Screw Stardrive D 2.7mm, L 40mm SS | 202.900 | Standalone | DE0006552 | Patients requiring fracture fixation or orthopaedic corrective surgery
Orthopaedics | Trauma - Extramedullary fixation | Plate accessories | Non-locking screw | Depuy Synthes | Cortex Screw Stardrive D 2.7mm, L 42mm SS | 202.962 | Standalone | DE0006552 | Patients requiring fracture fixation or orthopaedic corrective surgery
Orthopaedics | Trauma - Extramedullary fixation | Plate accessories | Non-locking screw | Depuy Synthes | Cortex Screw Stardrive D 2.7mm, L 44mm SS | 202.963 | Standalone | DE0006552 | Patients requiring fracture fixation or orthopaedic corrective surgery
Orthopaedics | Trauma - Extramedullary fixation | Plate accessories | Non-locking screw | Depuy Synthes | Cortex Screw Stardrive D 2.7mm, L 45mm SS | 202.964 | Standalone | DE0006552 | Patients requiring fracture fixation or orthopaedic corrective surgery
Orthopaedics | Trauma - Extramedullary fixation | Plate accessories | Non-locking screw | Depuy Synthes | Cortex Screw Stardrive D 2.7mm, L 46mm SS | 202.965 | Standalone | DE0006552 | Patients requiring fracture fixation or orthopaedic corrective surgery
Orthopaedics | Trauma - Extramedullary fixation | Plate accessories | Non-locking screw | Depuy Synthes | Cortex Screw Stardrive D 2.7mm, L 48mm SS | 202.966 | Standalone | DE0006552 | Patients requiring fracture fixation or orthopaedic corrective surgery
Orthopaedics | Trauma - Extramedullary fixation | Plate accessories | Non-locking screw | Depuy Synthes | Cortex Screw Stardrive D 2.7mm, L 50mm SS | 202.967 | Standalone | DE0006552 | Patients requiring fracture fixation or orthopaedic corrective surgery
Orthopaedics | Trauma - Extramedullary fixation | Plate accessories | Non-locking screw | Depuy Synthes | Cortex Screw Stardrive D 2.7mm, L 55mm SS | 202.968 | Standalone | DE0006552 | Patients requiring fracture fixation or orthopaedic corrective surgery
Orthopaedics | Trauma - Extramedullary fixation | Plate accessories | Non-locking screw | Depuy Synthes | Cortex Screw Stardrive D 2.7mm, L 60mm SS | 202.969 | Standalone | DE0006552 | Patients requiring fracture fixation or orthopaedic corrective surgery
Orthopaedics | Trauma - Extramedullary fixation | Plate accessories | Non-locking screw | Depuy Synthes | Pelvic Cortex Screw D 3.5mm, self-tapp., L 30mm | 204.630 | Standalone | DE0002193 | Patients requiring fracture fixation or orthopaedic corrective surgery
Orthopaedics | Trauma - Extramedullary fixation | Plate accessories | Non-locking screw | Depuy Synthes | Pelvic Cortex Screw D 3.5mm, self-tapp., L 35mm | 204.635 | Standalone | DE0002193 | Patients requiring fracture fixation or orthopaedic corrective surgery
Orthopaedics | Trauma - Extramedullary fixation | Plate accessories | Non-locking screw | Depuy Synthes | Pelvic Cortex Screw D 3.5mm, self-tapp., L 40mm | 204.640 | Standalone | DE0002193 | Patients requiring fracture fixation or orthopaedic corrective surgery
Orthopaedics | Trauma - Extramedullary fixation | Plate accessories | Non-locking screw | Depuy Synthes | Pelvic Cortex Screw D 3.5mm, self-tapp., L 45mm | 204.645 | Standalone | DE0002193 | Patients requiring fracture fixation or orthopaedic corrective surgery
Orthopaedics | Trauma - Extramedullary fixation | Plate accessories | Non-locking screw | Depuy Synthes | Pelvic Cortex Screw D 3.5mm, self-tapp., L 50mm | 204.650 | Standalone | DE0002193 | Patients requiring fracture fixation or orthopaedic corrective surgery
Orthopaedics | Trauma - Extramedullary fixation | Plate accessories | Non-locking screw | Depuy Synthes | Pelvic Cortex Screw D 3.5mm, self-tapp., L 55mm | 204.655 | Standalone | DE0002193 | Patients requiring fracture fixation or orthopaedic corrective surgery
Orthopaedics | Trauma - Extramedullary fixation | Plate accessories | Non-locking screw | Depuy Synthes | Pelvic Cortex Screw D 3.5mm, self-tapp., L 60mm | 204.660 | Standalone | DE0002193 | Patients requiring fracture fixation or orthopaedic corrective surgery
Orthopaedics | Trauma - Extramedullary fixation | Plate accessories | Non-locking screw | Depuy Synthes | Pelvic Cortex Screw D 3.5mm, self-tapp., L 65mm | 204.665 | Standalone | DE0002193 | Patients requiring fracture fixation or orthopaedic corrective surgery
Orthopaedics | Trauma - Extramedullary fixation | Plate accessories | Non-locking screw | Depuy Synthes | Pelvic Cortex Screw D 3.5mm, self-tapp., L 70mm | 204.670 | Standalone | DE0002193 | Patients requiring fracture fixation or orthopaedic corrective surgery
Orthopaedics | Trauma - Extramedullary fixation | Plate accessories | Non-locking screw | Depuy Synthes | Pelvic Cortex Screw D 3.5mm, self-tapp., L 75mm | 204.675 | Standalone | DE0002193 | Patients requiring fracture fixation or orthopaedic corrective surgery
Orthopaedics | Trauma - Extramedullary fixation | Plate accessories | Non-locking screw | Depuy Synthes | Pelvic Cortex Screw D 3.5mm, self-tapp., L 80mm | 204.680 | Standalone | DE0002193 | Patients requiring fracture fixation or orthopaedic corrective surgery
Orthopaedics | Trauma - Extramedullary fixation | Plate accessories | Non-locking screw | Depuy Synthes | Pelvic Cortex Screw D 3.5mm, self-tapp., L 85mm | 204.685 | Standalone | DE0002193 | Patients requiring fracture fixation or orthopaedic corrective surgery
Orthopaedics | Trauma - Extramedullary fixation | Plate accessories | Non-locking screw | Depuy Synthes | Pelvic Cortex Screw D 3.5mm, self-tapp., L 90mm | 204.690 | Standalone | DE0002193 | Patients requiring fracture fixation or orthopaedic corrective surgery
Orthopaedics | Trauma - Extramedullary fixation | Plate accessories | Non-locking screw | Depuy Synthes | Pelvic Cortex Screw D 3.5mm, self-tapp., L 95mm | 204.695 | Standalone | DE0002193 | Patients requiring fracture fixation or orthopaedic corrective surgery
Orthopaedics | Trauma - Extramedullary fixation | Plate accessories | Non-locking screw | Depuy Synthes | Pelvic Cortex Screw D 3.5mm, self-tapp., L100mm | 204.700 | Standalone | DE0002193 | Patients requiring fracture fixation or orthopaedic corrective surgery
Orthopaedics | Trauma - Extramedullary fixation | Plate accessories | Non-locking screw | Depuy Synthes | Pelvic Cortex Screw D 3.5mm, self-tapp., L105mm | 204.705 | Standalone | DE0002193 | Patients requiring fracture fixation or orthopaedic corrective surgery
Orthopaedics | Trauma - Extramedullary fixation | Plate accessories | Non-locking screw | Depuy Synthes | Pelvic Cortex Screw D 3.5mm, self-tapp., L110mm | 204.710 | Standalone | DE0002193 | Patients requiring fracture fixation or orthopaedic corrective surgery
Orthopaedics | Trauma - Extramedullary fixation | Plate accessories | Non-locking screw | Depuy Synthes | Pelvic Cortex Screw D 3.5mm, self-tapp., L115mm | 204.715 | Standalone | DE0002193 | Patients requiring fracture fixation or orthopaedic corrective surgery
Orthopaedics | Trauma - Extramedullary fixation | Plate accessories | Non-locking screw | Depuy Synthes | Pelvic Cortex Screw D 3.5mm, self-tapp., L120mm | 204.720 | Standalone | DE0002193 | Patients requiring fracture fixation or orthopaedic corrective surgery
Orthopaedics | Trauma - Extramedullary fixation | Plate accessories | Non-locking screw | Depuy Synthes | Pelvic Cortex Screw D 3.5mm, self-tapp., L125mm | 204.725 | Standalone | DE0002193 | Patients requiring fracture fixation or orthopaedic corrective surgery
Orthopaedics | Trauma - Extramedullary fixation | Plate accessories | Non-locking screw | Depuy Synthes | Pelvic Cortex Screw D 3.5mm, self-tapp., L130mm | 204.730 | Standalone | DE0002193 | Patients requiring fracture fixation or orthopaedic corrective surgery
Orthopaedics | Trauma - Extramedullary fixation | Plate accessories | Non-locking screw | Depuy Synthes | Pelvic Cortex Screw D 3.5mm, self-tapp., L135mm | 204.735 | Standalone | DE0002193 | Patients requiring fracture fixation or orthopaedic corrective surgery
Orthopaedics | Trauma - Extramedullary fixation | Plate accessories | Non-locking screw | Depuy Synthes | Pelvic Cortex Screw D 3.5mm, self-tapp., L140mm | 204.740 | Standalone | DE0002193 | Patients requiring fracture fixation or orthopaedic corrective surgery
Orthopaedics | Trauma - Extramedullary fixation | Plate accessories | Non-locking screw | Depuy Synthes | Pelvic Cortex Screw D 3.5mm, self-tapp., L145mm | 204.745 | Standalone | DE0002193 | Patients requiring fracture fixation or orthopaedic corrective surgery
Orthopaedics | Trauma - Extramedullary fixation | Plate accessories | Non-locking screw | Depuy Synthes | Pelvic Cortex Screw D 3.5mm, self-tapp., L150mm | 204.750 | Standalone | DE0002193 | Patients requiring fracture fixation or orthopaedic corrective surgery
Orthopaedics | Trauma - Extramedullary fixation | Plate accessories | Non-locking screw | Depuy Synthes | Cortex Screw D 3.5mm, self-tapp., L 10mm SS | 204.810 | Standalone | DE0002168 | Patients requiring fracture fixation or orthopaedic corrective surgery
Orthopaedics | Trauma - Extramedullary fixation | Plate accessories | Non-locking screw | Depuy Synthes | Cortex Screw D 3.5mm, self-tapp., L 12mm SS | 204.812 | Standalone | DE0002168 | Patients requiring fracture fixation or orthopaedic corrective surgery
Orthopaedics | Trauma - Extramedullary fixation | Plate accessories | Non-locking screw | Depuy Synthes | Cortex Screw D 3.5mm, self-tapp., L 14mm SS | 204.814 | Standalone | DE0002168 | Patients requiring fracture fixation or orthopaedic corrective surgery
Orthopaedics | Trauma - Extramedullary fixation | Plate accessories | Non-locking screw | Depuy Synthes | Cortex Screw D 3.5mm, self-tapp., L 16mm SS | 204.816 | Standalone | DE0002168 | Patients requiring fracture fixation or orthopaedic corrective surgery
Orthopaedics | Trauma - Extramedullary fixation | Plate accessories | Non-locking screw | Depuy Synthes | Cortex Screw D 3.5mm, self-tapp., L 18mm | 204.818 | Standalone | DE0002168 | Patients requiring fracture fixation or orthopaedic corrective surgery
Orthopaedics | Trauma - Extramedullary fixation | Plate accessories | Non-locking screw | Depuy Synthes | Cortex Screw D 3.5mm, self-tapp., L 20mm SS | 204.820 | Standalone | DE0002168 | Patients requiring fracture fixation or orthopaedic corrective surgery
Orthopaedics | Trauma - Extramedullary fixation | Plate accessories | Non-locking screw | Depuy Synthes | Cortex Screw D 3.5mm, self-tapp., L 22mm | 204.822 | Standalone | DE0002169 | Patients requiring fracture fixation or orthopaedic corrective surgery
Orthopaedics | Trauma - Extramedullary fixation | Plate accessories | Non-locking screw | Depuy Synthes | Cortex Screw D 3.5mm, self-tapp., L 24mm SS | 204.824 | Standalone | DE0002168 | Patients requiring fracture fixation or orthopaedic corrective surgery
Orthopaedics | Trauma - Extramedullary fixation | Plate accessories | Non-locking screw | Depuy Synthes | Cortex Screw D 3.5mm, self-tapp., L 26mm SS | 204.826 | Standalone | DE0002169 | Patients requiring fracture fixation or orthopaedic corrective surgery
Orthopaedics | Trauma - Extramedullary fixation | Plate accessories | Non-locking screw | Depuy Synthes | Cortex Screw D 3.5mm, self-tapp., L 28mm SS | 204.828 | Standalone | DE0002168 | Patients requiring fracture fixation or orthopaedic corrective surgery
Orthopaedics | Trauma - Extramedullary fixation | Plate accessories | Non-locking screw | Depuy Synthes | Cortex Screw D 3.5 mm, self-tapping, length 30 mm, Stainless Steel | 204.830 | Standalone | DE0002168 | Patients requiring fracture fixation or orthopaedic corrective surgery
Orthopaedics | Trauma - Extramedullary fixation | Plate accessories | Non-locking screw | Depuy Synthes | Cortex Screw D 3.5mm, self-tapp., L 32mm SS | 204.832 | Standalone | DE0002168 | Patients requiring fracture fixation or orthopaedic corrective surgery
Orthopaedics | Trauma - Extramedullary fixation | Plate accessories | Non-locking screw | Depuy Synthes | Cortex Screw D 3.5mm, self-tapp., L 34mm | 204.834 | Standalone | DE0002168 | Patients requiring fracture fixation or orthopaedic corrective surgery
Orthopaedics | Trauma - Extramedullary fixation | Plate accessories | Non-locking screw | Depuy Synthes | Cortex Screw D 3.5mm, self-tapp., L 36mm SS | 204.836 | Standalone | DE0002169 | Patients requiring fracture fixation or orthopaedic corrective surgery
Orthopaedics | Trauma - Extramedullary fixation | Plate accessories | Non-locking screw | Depuy Synthes | Cortex Screw D 3.5mm, self-tapp., L 38mm SS | 204.838 | Standalone | DE0002168 | Patients requiring fracture fixation or orthopaedic corrective surgery
Orthopaedics | Trauma - Extramedullary fixation | Plate accessories | Non-locking screw | Depuy Synthes | Cortex Screw D 3.5mm, self-tapp., L 40mm SS | 204.840 | Standalone | DE0002168 | Patients requiring fracture fixation or orthopaedic corrective surgery
Orthopaedics | Trauma - Extramedullary fixation | Plate accessories | Non-locking screw | Depuy Synthes | Cortex Screw D 3.5mm, self-tapp., L 42mm SS | 204.842 | Standalone | DE0002193 | Patients requiring fracture fixation or orthopaedic corrective surgery
Orthopaedics | Trauma - Extramedullary fixation | Plate accessories | Non-locking screw | Depuy Synthes | Cortex Screw D 3.5mm, self-tapp., L 44mm SS | 204.844 | Standalone | DE0002193 | Patients requiring fracture fixation or orthopaedic corrective surgery
Orthopaedics | Trauma - Extramedullary fixation | Plate accessories | Non-locking screw | Depuy Synthes | Cortex Screw D 3.5mm, self-tapp., L 45mm SS | 204.845 | Standalone | DE0002168 | Patients requiring fracture fixation or orthopaedic corrective surgery
Orthopaedics | Trauma - Extramedullary fixation | Plate accessories | Non-locking screw | Depuy Synthes | Cortex Screw D 3.5mm, self-tapp., L 46mm SS | 204.846 | Standalone | DE0002193 | Patients requiring fracture fixation or orthopaedic corrective surgery
Orthopaedics | Trauma - Extramedullary fixation | Plate accessories | Non-locking screw | Depuy Synthes | Cortex Screw D 3.5mm, self-tapp., L 48mm SS | 204.848 | Standalone | DE0002193 | Patients requiring fracture fixation or orthopaedic corrective surgery
Orthopaedics | Trauma - Extramedullary fixation | Plate accessories | Non-locking screw | Depuy Synthes | Cortex Screw D 3.5mm, self-tapp., L 50mm SS | 204.850 | Standalone | DE0002168 | Patients requiring fracture fixation or orthopaedic corrective surgery
Orthopaedics | Trauma - Extramedullary fixation | Plate accessories | Non-locking screw | Depuy Synthes | Cortex Screw D 3.5mm, self-tapp., L 55mm SS | 204.855 | Standalone | DE0002168 | Patients requiring fracture fixation or orthopaedic corrective surgery
Orthopaedics | Trauma - Extramedullary fixation | Plate accessories | Non-locking screw | Depuy Synthes | Cortex Screw D 3.5mm, self-tapp., L 60mm SS | 204.860 | Standalone | DE0002168 | Patients requiring fracture fixation or orthopaedic corrective surgery
Orthopaedics | Trauma - Extramedullary fixation | Plate accessories | Non-locking screw | Depuy Synthes | Cortex Screw D 3.5mm, self-tapp., L 65mm SS | 204.865 | Standalone | DE0002169 | Patients requiring fracture fixation or orthopaedic corrective surgery
Orthopaedics | Trauma - Extramedullary fixation | Plate accessories | Non-locking screw | Depuy Synthes | Cortex Screw D 3.5mm, self-tapp., L 70mm SS | 204.870 | Standalone | DE0002169 | Patients requiring fracture fixation or orthopaedic corrective surgery
Orthopaedics | Trauma - Extramedullary fixation | Plate accessories | Non-locking screw | Depuy Synthes | Cortex Screw D 3.5mm, self-tapp., L 75mm SS | 204.875 | Standalone | DE0002169 | Patients requiring fracture fixation or orthopaedic corrective surgery
Orthopaedics | Trauma - Extramedullary fixation | Plate accessories | Non-locking screw | Depuy Synthes | Cortex Screw D 3.5mm, self-tapp., L 80mm SS | 204.880 | Standalone | DE0002169 | Patients requiring fracture fixation or orthopaedic corrective surgery
Orthopaedics | Trauma - Extramedullary fixation | Plate accessories | Non-locking screw | Depuy Synthes | Cortex Screw D 3.5mm, self-tapp., L 85mm SS | 204.885 | Standalone | DE0002169 | Patients requiring fracture fixation or orthopaedic corrective surgery
Orthopaedics | Trauma - Extramedullary fixation | Plate accessories | Non-locking screw | Depuy Synthes | Cortex Screw D 3.5mm, self-tapp., L 90mm SS | 204.890 | Standalone | DE0002169 | Patients requiring fracture fixation or orthopaedic corrective surgery
Orthopaedics | Trauma - Extramedullary fixation | Plate accessories | Non-locking screw | Depuy Synthes | Cortex Screw D 3.5mm, self-tapp., L 95mm SS | 204.895 | Standalone | DE0002169 | Patients requiring fracture fixation or orthopaedic corrective surgery
Orthopaedics | Trauma - Extramedullary fixation | Plate accessories | Non-locking screw | Depuy Synthes | Cortex Screw D 3.5mm, self-tapp., L 100mm SS | 204.900 | Standalone | DE0002169 | Patients requiring fracture fixation or orthopaedic corrective surgery
Orthopaedics | Trauma - Extramedullary fixation | Plate accessories | Non-locking screw | Depuy Synthes | Cortex Screw D 3.5mm, self-tapp., L 105mm SS | 204.905 | Standalone | DE0002169 | Patients requiring fracture fixation or orthopaedic corrective surgery
Orthopaedics | Trauma - Extramedullary fixation | Plate accessories | Non-locking screw | Depuy Synthes | Cortex Screw D 3.5mm, self-tapp., L 110mm SS | 204.910 | Standalone | DE0002169 | Patients requiring fracture fixation or orthopaedic corrective surgery
Orthopaedics | Trauma - Extramedullary fixation | Fixation screw | Cannulated screw | Depuy Synthes | Cannulated Screw D 3.5mm, L 10/5mm | 205.010 | Standalone | DE0002111 | Patients requiring fracture fixation or orthopaedic corrective surgery
Orthopaedics | Trauma - Extramedullary fixation | Fixation screw | Cannulated screw | Depuy Synthes | Cannulated Screw D 3.5mm, L 12/5mm | 205.012 | Standalone | DE0002111 | Patients requiring fracture fixation or orthopaedic corrective surgery
Orthopaedics | Trauma - Extramedullary fixation | Fixation screw | Cannulated screw | Depuy Synthes | Cannulated Screw D 3.5mm, L 14/5mm | 205.014 | Standalone | DE0002111 | Patients requiring fracture fixation or orthopaedic corrective surgery
Orthopaedics | Trauma - Extramedullary fixation | Fixation screw | Cannulated screw | Depuy Synthes | Cannulated Screw D 3.5mm, L 16/5mm | 205.016 | Standalone | DE0002111 | Patients requiring fracture fixation or orthopaedic corrective surgery
Orthopaedics | Trauma - Extramedullary fixation | Fixation screw | Cannulated screw | Depuy Synthes | Cannulated Screw D 3.5mm, L 18/6mm | 205.018 | Standalone | DE0002111 | Patients requiring fracture fixation or orthopaedic corrective surgery
Orthopaedics | Trauma - Extramedullary fixation | Fixation screw | Cannulated screw | Depuy Synthes | Cannulated Screw D 3.5mm, L 20/7mm | 205.020 | Standalone | DE0002111 | Patients requiring fracture fixation or orthopaedic corrective surgery
Orthopaedics | Trauma - Extramedullary fixation | Fixation screw | Cannulated screw | Depuy Synthes | Cannulated Screw D 3.5mm, L 22/7mm | 205.022 | Standalone | DE0002111 | Patients requiring fracture fixation or orthopaedic corrective surgery
Orthopaedics | Trauma - Extramedullary fixation | Fixation screw | Cannulated screw | Depuy Synthes | Cannulated Screw D 3.5mm, L 24/8mm | 205.024 | Standalone | DE0002111 | Patients requiring fracture fixation or orthopaedic corrective surgery
Orthopaedics | Trauma - Extramedullary fixation | Fixation screw | Cannulated screw | Depuy Synthes | Cannulated Screw D 3.5mm, L 26/8mm | 205.026 | Standalone | DE0002111 | Patients requiring fracture fixation or orthopaedic corrective surgery
Orthopaedics | Trauma - Extramedullary fixation | Fixation screw | Cannulated screw | Depuy Synthes | Cannulated Screw D 3.5mm, L 28/9mm | 205.028 | Standalone | DE0002111 | Patients requiring fracture fixation or orthopaedic corrective surgery
Orthopaedics | Trauma - Extramedullary fixation | Fixation screw | Cannulated screw | Depuy Synthes | Cannulated Screw D 3.5mm, L 30/10mm | 205.030 | Standalone | DE0002111 | Patients requiring fracture fixation or orthopaedic corrective surgery
Orthopaedics | Trauma - Extramedullary fixation | Fixation screw | Cannulated screw | Depuy Synthes | Cannulated Screw D 3.5mm, L 32/11mm | 205.032 | Standalone | DE0002111 | Patients requiring fracture fixation or orthopaedic corrective surgery
Orthopaedics | Trauma - Extramedullary fixation | Fixation screw | Cannulated screw | Depuy Synthes | Cannulated Screw D 3.5mm, L 34/11mm | 205.034 | Standalone | DE0002111 | Patients requiring fracture fixation or orthopaedic corrective surgery
Orthopaedics | Trauma - Extramedullary fixation | Fixation screw | Cannulated screw | Depuy Synthes | Cannulated Screw D 3.5mm, L 36/12mm | 205.036 | Standalone | DE0002111 | Patients requiring fracture fixation or orthopaedic corrective surgery
Orthopaedics | Trauma - Extramedullary fixation | Fixation screw | Cannulated screw | Depuy Synthes | Cannulated Screw D 3.5mm, L 38/12mm | 205.038 | Standalone | DE0002111 | Patients requiring fracture fixation or orthopaedic corrective surgery
Orthopaedics | Trauma - Extramedullary fixation | Fixation screw | Cannulated screw | Depuy Synthes | Cannulated Screw D 3.5mm, L 40/13mm | 205.040 | Standalone | DE0002111 | Patients requiring fracture fixation or orthopaedic corrective surgery
Orthopaedics | Trauma - Extramedullary fixation | Fixation screw | Cannulated screw | Depuy Synthes | Cannulated Screw D 3.5mm, L 42/14mm | 205.042 | Standalone | DE0002111 | Patients requiring fracture fixation or orthopaedic corrective surgery
Orthopaedics | Trauma - Extramedullary fixation | Fixation screw | Cannulated screw | Depuy Synthes | Cannulated Screw D 3.5mm, L 44/14mm | 205.044 | Standalone | DE0002111 | Patients requiring fracture fixation or orthopaedic corrective surgery
Orthopaedics | Trauma - Extramedullary fixation | Fixation screw | Cannulated screw | Depuy Synthes | Cannulated Screw D 3.5mm, L 46/15mm | 205.046 | Standalone | DE0002111 | Patients requiring fracture fixation or orthopaedic corrective surgery
Orthopaedics | Trauma - Extramedullary fixation | Fixation screw | Cannulated screw | Depuy Synthes | Cannulated Screw D 3.5mm, L 48/15mm | 205.048 | Standalone | DE0002111 | Patients requiring fracture fixation or orthopaedic corrective surgery
Orthopaedics | Trauma - Extramedullary fixation | Fixation screw | Cannulated screw | Depuy Synthes | Cannulated Screw D 3.5mm, L 50/16mm | 205.050 | Standalone | DE0002111 | Patients requiring fracture fixation or orthopaedic corrective surgery
Orthopaedics | Trauma - Extramedullary fixation | Fixation screw | Cannulated screw | Depuy Synthes | Cannulated Screw D 3.5mm, self-drill., L 10/5mm SS | 205.110 | Standalone | DE0002111 | Patients requiring fracture fixation or orthopaedic corrective surgery
Orthopaedics | Trauma - Extramedullary fixation | Fixation screw | Cannulated screw | Depuy Synthes | Cannulated Screw D 3.5mm, self-drill., L 12/5mm SS | 205.112 | Standalone | DE0002111 | Patients requiring fracture fixation or orthopaedic corrective surgery
Orthopaedics | Trauma - Extramedullary fixation | Fixation screw | Cannulated screw | Depuy Synthes | Cannulated Screw D 3.5mm, self-drill., L 14/5mm SS | 205.114 | Standalone | DE0002111 | Patients requiring fracture fixation or orthopaedic corrective surgery
Orthopaedics | Trauma - Extramedullary fixation | Fixation screw | Cannulated screw | Depuy Synthes | Cannulated Screw D 3.5mm, self-drill., L 16/5mm SS | 205.116 | Standalone | DE0002111 | Patients requiring fracture fixation or orthopaedic corrective surgery
Orthopaedics | Trauma - Extramedullary fixation | Fixation screw | Cannulated screw | Depuy Synthes | Cannulated Screw D 3.5mm, self-drill., L 18/6mm SS | 205.118 | Standalone | DE0002111 | Patients requiring fracture fixation or orthopaedic corrective surgery
Orthopaedics | Trauma - Extramedullary fixation | Fixation screw | Cannulated screw | Depuy Synthes | Cannulated Screw D 3.5mm, self-drill., L 20/7mm SS | 205.120 | Standalone | DE0002111 | Patients requiring fracture fixation or orthopaedic corrective surgery
Orthopaedics | Trauma - Extramedullary fixation | Fixation screw | Cannulated screw | Depuy Synthes | Cannulated Screw D 3.5mm, self-drill., L 22/7mm SS | 205.122 | Standalone | DE0002111 | Patients requiring fracture fixation or orthopaedic corrective surgery
Orthopaedics | Trauma - Extramedullary fixation | Fixation screw | Cannulated screw | Depuy Synthes | Cannulated Screw D 3.5mm, self-drill., L 24/8mm SS | 205.124 | Standalone | DE0002111 | Patients requiring fracture fixation or orthopaedic corrective surgery
Orthopaedics | Trauma - Extramedullary fixation | Fixation screw | Cannulated screw | Depuy Synthes | Cannulated Screw D 3.5mm, self-drill., L 26/8mm SS | 205.126 | Standalone | DE0002111 | Patients requiring fracture fixation or orthopaedic corrective surgery
Orthopaedics | Trauma - Extramedullary fixation | Fixation screw | Cannulated screw | Depuy Synthes | Cannulated Screw D 3.5mm, self-drill., L 28/9mm SS | 205.128 | Standalone | DE0002111 | Patients requiring fracture fixation or orthopaedic corrective surgery
Orthopaedics | Trauma - Extramedullary fixation | Fixation screw | Cannulated screw | Depuy Synthes | Cannulated Screw D 3.5mm, self-drill., L 30/10mm SS | 205.130 | Standalone | DE0002111 | Patients requiring fracture fixation or orthopaedic corrective surgery
Orthopaedics | Trauma - Extramedullary fixation | Fixation screw | Cannulated screw | Depuy Synthes | Cannulated Screw D 3.5mm, self-drill., L 32/11mm SS | 205.132 | Standalone | DE0002111 | Patients requiring fracture fixation or orthopaedic corrective surgery
Orthopaedics | Trauma - Extramedullary fixation | Fixation screw | Cannulated screw | Depuy Synthes | Cannulated Screw D 3.5mm, self-drill., L 34/11mm SS | 205.134 | Standalone | DE0002111 | Patients requiring fracture fixation or orthopaedic corrective surgery
Orthopaedics | Trauma - Extramedullary fixation | Fixation screw | Cannulated screw | Depuy Synthes | Cannulated Screw D 3.5mm, self-drill., L 36/12mm SS | 205.136 | Standalone | DE0002111 | Patients requiring fracture fixation or orthopaedic corrective surgery
Orthopaedics | Trauma - Extramedullary fixation | Fixation screw | Cannulated screw | Depuy Synthes | Cannulated Screw D 3.5mm, self-drill., L 38/12mm SS | 205.138 | Standalone | DE0002111 | Patients requiring fracture fixation or orthopaedic corrective surgery
Orthopaedics | Trauma - Extramedullary fixation | Fixation screw | Cannulated screw | Depuy Synthes | Cannulated Screw D 3.5mm, self-drill., L 40/13mm SS | 205.140 | Standalone | DE0002111 | Patients requiring fracture fixation or orthopaedic corrective surgery
Orthopaedics | Trauma - Extramedullary fixation | Fixation screw | Cannulated screw | Depuy Synthes | Cannulated Screw D 3.5mm, self-drill., L 42/14mm SS | 205.142 | Standalone | DE0002111 | Patients requiring fracture fixation or orthopaedic corrective surgery
Orthopaedics | Trauma - Extramedullary fixation | Fixation screw | Cannulated screw | Depuy Synthes | Cannulated Screw D 3.5mm, self-drill., L 44/14mm SS | 205.144 | Standalone | DE0002111 | Patients requiring fracture fixation or orthopaedic corrective surgery
Orthopaedics | Trauma - Extramedullary fixation | Fixation screw | Cannulated screw | Depuy Synthes | Cannulated Screw D 3.5mm, self-drill., L 46/15mmm | 205.146 | Standalone | DE0002111 | Patients requiring fracture fixation or orthopaedic corrective surgery
Orthopaedics | Trauma - Extramedullary fixation | Fixation screw | Cannulated screw | Depuy Synthes | Cannulated Screw D 3.5mm, self-drill., L 48/15mm | 205.148 | Standalone | DE0002111 | Patients requiring fracture fixation or orthopaedic corrective surgery
Orthopaedics | Trauma - Extramedullary fixation | Fixation screw | Cannulated screw | Depuy Synthes | Cannulated Screw D 3.5mm, self-drill., L 50/16mm SS | 205.150 | Standalone | DE0002111 | Patients requiring fracture fixation or orthopaedic corrective surgery
Orthopaedics | Trauma - Extramedullary fixation | Fixation screw | Cannulated screw | Depuy Synthes | Cannulated Screw D 3.5mm, L 10mm | 205.210 | Standalone | DE0002111 | Patients requiring fracture fixation or orthopaedic corrective surgery
Orthopaedics | Trauma - Extramedullary fixation | Fixation screw | Cannulated screw | Depuy Synthes | Cannulated Screw D 3.5mm, L 12mm | 205.212 | Standalone | DE0002111 | Patients requiring fracture fixation or orthopaedic corrective surgery
Orthopaedics | Trauma - Extramedullary fixation | Fixation screw | Cannulated screw | Depuy Synthes | Cannulated Screw D 3.5mm, L 14mm | 205.214 | Standalone | DE0002111 | Patients requiring fracture fixation or orthopaedic corrective surgery
Orthopaedics | Trauma - Extramedullary fixation | Fixation screw | Cannulated screw | Depuy Synthes | Cannulated Screw D 3.5mm, L 16mm | 205.216 | Standalone | DE0002111 | Patients requiring fracture fixation or orthopaedic corrective surgery
Orthopaedics | Trauma - Extramedullary fixation | Fixation screw | Cannulated screw | Depuy Synthes | Cannulated Screw D 3.5mm, L 18mm | 205.218 | Standalone | DE0002111 | Patients requiring fracture fixation or orthopaedic corrective surgery
Orthopaedics | Trauma - Extramedullary fixation | Fixation screw | Cannulated screw | Depuy Synthes | Cannulated Screw D 3.5mm, L 20mm | 205.220 | Standalone | DE0002111 | Patients requiring fracture fixation or orthopaedic corrective surgery
Orthopaedics | Trauma - Extramedullary fixation | Fixation screw | Cannulated screw | Depuy Synthes | Cannulated Screw D 3.5mm, L 22mm | 205.222 | Standalone | DE0002111 | Patients requiring fracture fixation or orthopaedic corrective surgery
Orthopaedics | Trauma - Extramedullary fixation | Fixation screw | Cannulated screw | Depuy Synthes | Cannulated Screw D 3.5mm, L 24mm | 205.224 | Standalone | DE0002111 | Patients requiring fracture fixation or orthopaedic corrective surgery
Orthopaedics | Trauma - Extramedullary fixation | Fixation screw | Cannulated screw | Depuy Synthes | Cannulated Screw D 3.5mm, L 26mm | 205.226 | Standalone | DE0002111 | Patients requiring fracture fixation or orthopaedic corrective surgery
Orthopaedics | Trauma - Extramedullary fixation | Fixation screw | Cannulated screw | Depuy Synthes | Cannulated Screw D 3.5mm, L 28mm | 205.228 | Standalone | DE0002111 | Patients requiring fracture fixation or orthopaedic corrective surgery
Orthopaedics | Trauma - Extramedullary fixation | Fixation screw | Cannulated screw | Depuy Synthes | Cannulated Screw D 3.5mm, L 30mm | 205.230 | Standalone | DE0002111 | Patients requiring fracture fixation or orthopaedic corrective surgery
Orthopaedics | Trauma - Extramedullary fixation | Fixation screw | Cannulated screw | Depuy Synthes | Cannulated Screw D 3.5mm, L 32mm | 205.232 | Standalone | DE0002111 | Patients requiring fracture fixation or orthopaedic corrective surgery
Orthopaedics | Trauma - Extramedullary fixation | Fixation screw | Cannulated screw | Depuy Synthes | Cannulated Screw D 3.5mm, L 34mm | 205.234 | Standalone | DE0002111 | Patients requiring fracture fixation or orthopaedic corrective surgery
Orthopaedics | Trauma - Extramedullary fixation | Fixation screw | Cannulated screw | Depuy Synthes | Cannulated Screw D 3.5mm, L 36mm | 205.236 | Standalone | DE0002111 | Patients requiring fracture fixation or orthopaedic corrective surgery
Orthopaedics | Trauma - Extramedullary fixation | Fixation screw | Cannulated screw | Depuy Synthes | Cannulated Screw D 3.5mm, L 38mm | 205.238 | Standalone | DE0002111 | Patients requiring fracture fixation or orthopaedic corrective surgery
Orthopaedics | Trauma - Extramedullary fixation | Fixation screw | Cannulated screw | Depuy Synthes | Cannulated Screw D 3.5mm, L 40mm | 205.240 | Standalone | DE0002111 | Patients requiring fracture fixation or orthopaedic corrective surgery
Orthopaedics | Trauma - Extramedullary fixation | Fixation screw | Cannulated screw | Depuy Synthes | Cannulated Screw D 3.5mm, L 42mm | 205.242 | Standalone | DE0002111 | Patients requiring fracture fixation or orthopaedic corrective surgery
Orthopaedics | Trauma - Extramedullary fixation | Fixation screw | Cannulated screw | Depuy Synthes | Cannulated Screw D 3.5mm, L 44mm | 205.244 | Standalone | DE0002111 | Patients requiring fracture fixation or orthopaedic corrective surgery
Orthopaedics | Trauma - Extramedullary fixation | Fixation screw | Cannulated screw | Depuy Synthes | Cannulated Screw D 3.5mm, L 46mm | 205.246 | Standalone | DE0002111 | Patients requiring fracture fixation or orthopaedic corrective surgery
Orthopaedics | Trauma - Extramedullary fixation | Fixation screw | Cannulated screw | Depuy Synthes | Cannulated Screw D 3.5mm, L 48mm | 205.248 | Standalone | DE0002111 | Patients requiring fracture fixation or orthopaedic corrective surgery
Orthopaedics | Trauma - Extramedullary fixation | Fixation screw | Cannulated screw | Depuy Synthes | Cannulated Screw D 3.5mm, L 50mm | 205.250 | Standalone | DE0002111 | Patients requiring fracture fixation or orthopaedic corrective surgery
Orthopaedics | Trauma - Extramedullary fixation | Fixation screw | Cannulated screw | Depuy Synthes | Cannulated Screw D 3.5mm, self-drill., L 10mm SS | 205.310 | Standalone | DE0002111 | Patients requiring fracture fixation or orthopaedic corrective surgery
Orthopaedics | Trauma - Extramedullary fixation | Fixation screw | Cannulated screw | Depuy Synthes | Cannulated Screw D 3.5mm, self-drill., L 12mm SS | 205.312 | Standalone | DE0002111 | Patients requiring fracture fixation or orthopaedic corrective surgery
Orthopaedics | Trauma - Extramedullary fixation | Fixation screw | Cannulated screw | Depuy Synthes | Cannulated Screw D 3.5mm, self-drill., L 14mm SS | 205.314 | Standalone | DE0002111 | Patients requiring fracture fixation or orthopaedic corrective surgery
Orthopaedics | Trauma - Extramedullary fixation | Fixation screw | Cannulated screw | Depuy Synthes | Cannulated Screw D 3.5mm, self-drill., L 16mm SS | 205.316 | Standalone | DE0002111 | Patients requiring fracture fixation or orthopaedic corrective surgery
Orthopaedics | Trauma - Extramedullary fixation | Fixation screw | Cannulated screw | Depuy Synthes | Cannulated Screw D 3.5mm, self-drill., L 18mm | 205.318 | Standalone | DE0002111 | Patients requiring fracture fixation or orthopaedic corrective surgery
Orthopaedics | Trauma - Extramedullary fixation | Fixation screw | Cannulated screw | Depuy Synthes | Cannulated Screw D 3.5mm, self-drill., L 20mm SS | 205.320 | Standalone | DE0002111 | Patients requiring fracture fixation or orthopaedic corrective surgery
Orthopaedics | Trauma - Extramedullary fixation | Fixation screw | Cannulated screw | Depuy Synthes | Cannulated Screw D 3.5mm, self-drill., L 22mm | 205.322 | Standalone | DE0002111 | Patients requiring fracture fixation or orthopaedic corrective surgery
Orthopaedics | Trauma - Extramedullary fixation | Fixation screw | Cannulated screw | Depuy Synthes | Cannulated Screw D 3.5mm, self-drill., L 24mm SS | 205.324 | Standalone | DE0002111 | Patients requiring fracture fixation or orthopaedic corrective surgery
Orthopaedics | Trauma - Extramedullary fixation | Fixation screw | Cannulated screw | Depuy Synthes | Cannulated Screw D 3.5mm, self-drill., L 26mm SS | 205.326 | Standalone | DE0002111 | Patients requiring fracture fixation or orthopaedic corrective surgery
Orthopaedics | Trauma - Extramedullary fixation | Fixation screw | Cannulated screw | Depuy Synthes | Cannulated Screw D 3.5mm, self-drill., L 28mm SS | 205.328 | Standalone | DE0002111 | Patients requiring fracture fixation or orthopaedic corrective surgery
Orthopaedics | Trauma - Extramedullary fixation | Fixation screw | Cannulated screw | Depuy Synthes | Cannulated Screw D 3.5mm, self-drill., L 30mm | 205.330 | Standalone | DE0002111 | Patients requiring fracture fixation or orthopaedic corrective surgery
Orthopaedics | Trauma - Extramedullary fixation | Fixation screw | Cannulated screw | Depuy Synthes | Cannulated Screw D 3.5mm, self-drill., L 32mm SS | 205.332 | Standalone | DE0002111 | Patients requiring fracture fixation or orthopaedic corrective surgery
Orthopaedics | Trauma - Extramedullary fixation | Fixation screw | Cannulated screw | Depuy Synthes | Cannulated Screw D 3.5mm, self-drill., L 34mm | 205.334 | Standalone | DE0002111 | Patients requiring fracture fixation or orthopaedic corrective surgery
Orthopaedics | Trauma - Extramedullary fixation | Fixation screw | Cannulated screw | Depuy Synthes | Cannulated Screw D 3.5mm, self-drill., L 36mm SS | 205.336 | Standalone | DE0002111 | Patients requiring fracture fixation or orthopaedic corrective surgery
Orthopaedics | Trauma - Extramedullary fixation | Fixation screw | Cannulated screw | Depuy Synthes | Cannulated Screw D 3.5mm, self-drill., L 38mm SS | 205.338 | Standalone | DE0002111 | Patients requiring fracture fixation or orthopaedic corrective surgery
Orthopaedics | Trauma - Extramedullary fixation | Fixation screw | Cannulated screw | Depuy Synthes | Cannulated Screw D 3.5mm, self-drill., L 40mm SS | 205.340 | Standalone | DE0002111 | Patients requiring fracture fixation or orthopaedic corrective surgery
Orthopaedics | Trauma - Extramedullary fixation | Fixation screw | Cannulated screw | Depuy Synthes | Cannulated Screw D 3.5mm, self-drill., L 42mm SS | 205.342 | Standalone | DE0002111 | Patients requiring fracture fixation or orthopaedic corrective surgery
Orthopaedics | Trauma - Extramedullary fixation | Fixation screw | Cannulated screw | Depuy Synthes | Cannulated Screw D 3.5mm, self-drill., L 44mm SS | 205.344 | Standalone | DE0002111 | Patients requiring fracture fixation or orthopaedic corrective surgery
Orthopaedics | Trauma - Extramedullary fixation | Fixation screw | Cannulated screw | Depuy Synthes | Cannulated Screw D 3.5mm, self-drill., L 46mm SS | 205.346 | Standalone | DE0002111 | Patients requiring fracture fixation or orthopaedic corrective surgery
Orthopaedics | Trauma - Extramedullary fixation | Fixation screw | Cannulated screw | Depuy Synthes | Cannulated Screw D 3.5mm, self-drill., L 48mm SS | 205.348 | Standalone | DE0002111 | Patients requiring fracture fixation or orthopaedic corrective surgery
Orthopaedics | Trauma - Extramedullary fixation | Fixation screw | Cannulated screw | Depuy Synthes | Cannulated Screw D 3.5mm, self-drill., L 50mm SS | 205.350 | Standalone | DE0002111 | Patients requiring fracture fixation or orthopaedic corrective surgery
Orthopaedics | Trauma - Extramedullary fixation | Plate accessories | Non-locking screw | Depuy Synthes | Cancellous Bone Screw D 4.0mm, L 10mm SS | 206.010 | Standalone | DE0002199 | Patients requiring fracture fixation or orthopaedic corrective surgery
Orthopaedics | Trauma - Extramedullary fixation | Plate accessories | Non-locking screw | Depuy Synthes | Cancellous Bone Screw D 4.0mm, L 12mm SS | 206.012 | Standalone | DE0002199 | Patients requiring fracture fixation or orthopaedic corrective surgery
Orthopaedics | Trauma - Extramedullary fixation | Plate accessories | Non-locking screw | Depuy Synthes | Cancellous Bone Screw D 4.0mm, L 14mm SS | 206.014 | Standalone | DE0002199 | Patients requiring fracture fixation or orthopaedic corrective surgery
Orthopaedics | Trauma - Extramedullary fixation | Plate accessories | Non-locking screw | Depuy Synthes | Cancellous Bone Screw D 4.0mm, L 16mm SS | 206.016 | Standalone | DE0002199 | Patients requiring fracture fixation or orthopaedic corrective surgery
Orthopaedics | Trauma - Extramedullary fixation | Plate accessories | Non-locking screw | Depuy Synthes | Cancellous Bone Screw D 4.0mm, L 18mm | 206.018 | Standalone | DE0002199 | Patients requiring fracture fixation or orthopaedic corrective surgery
Orthopaedics | Trauma - Extramedullary fixation | Plate accessories | Non-locking screw | Depuy Synthes | Cancellous Bone Screw D 4.0mm, L 20mm SS | 206.020 | Standalone | DE0002199 | Patients requiring fracture fixation or orthopaedic corrective surgery
Orthopaedics | Trauma - Extramedullary fixation | Plate accessories | Non-locking screw | Depuy Synthes | Cancellous Bone Screw D 4.0mm, L 22mm | 206.022 | Standalone | DE0002199 | Patients requiring fracture fixation or orthopaedic corrective surgery
Orthopaedics | Trauma - Extramedullary fixation | Plate accessories | Non-locking screw | Depuy Synthes | Cancellous Bone Screw D 4.0mm, L 24mm SS | 206.024 | Standalone | DE0002199 | Patients requiring fracture fixation or orthopaedic corrective surgery
Orthopaedics | Trauma - Extramedullary fixation | Plate accessories | Non-locking screw | Depuy Synthes | Cancellous Bone Screw D 4.0mm, L 26mm SS | 206.026 | Standalone | DE0002199 | Patients requiring fracture fixation or orthopaedic corrective surgery
Orthopaedics | Trauma - Extramedullary fixation | Plate accessories | Non-locking screw | Depuy Synthes | Cancellous Bone Screw D 4.0mm, L 28mm SS | 206.028 | Standalone | DE0002199 | Patients requiring fracture fixation or orthopaedic corrective surgery
Orthopaedics | Trauma - Extramedullary fixation | Plate accessories | Non-locking screw | Depuy Synthes | Cancellous Bone Screw D 4.0mm, L 30mm | 206.030 | Standalone | DE0002199 | Patients requiring fracture fixation or orthopaedic corrective surgery
Orthopaedics | Trauma - Extramedullary fixation | Plate accessories | Non-locking screw | Depuy Synthes | Cancellous Bone Screw D 4.0mm, L 32mm SS | 206.032 | Standalone | DE0002199 | Patients requiring fracture fixation or orthopaedic corrective surgery
Orthopaedics | Trauma - Extramedullary fixation | Plate accessories | Non-locking screw | Depuy Synthes | Cancellous Bone Screw D 4.0mm, L 35mm SS | 206.035 | Standalone | DE0002199 | Patients requiring fracture fixation or orthopaedic corrective surgery
Orthopaedics | Trauma - Extramedullary fixation | Plate accessories | Non-locking screw | Depuy Synthes | Cancellous Bone Screw D 4.0mm, L 36mm | 206.036 | Standalone | DE0002199 | Patients requiring fracture fixation or orthopaedic corrective surgery
Orthopaedics | Trauma - Extramedullary fixation | Plate accessories | Non-locking screw | Depuy Synthes | Cancellous Bone Screw D 4.0mm, L 40mm SS | 206.040 | Standalone | DE0002199 | Patients requiring fracture fixation or orthopaedic corrective surgery
Orthopaedics | Trauma - Extramedullary fixation | Plate accessories | Non-locking screw | Depuy Synthes | Cancellous Bone Screw D 4.0mm, L 45mm SS | 206.045 | Standalone | DE0002199 | Patients requiring fracture fixation or orthopaedic corrective surgery
Orthopaedics | Trauma - Extramedullary fixation | Plate accessories | Non-locking screw | Depuy Synthes | Cancellous Bone Screw D 4.0mm, L 50mm SS | 206.050 | Standalone | DE0002199 | Patients requiring fracture fixation or orthopaedic corrective surgery
Orthopaedics | Trauma - Extramedullary fixation | Plate accessories | Non-locking screw | Depuy Synthes | Cancellous Bone Screw D 4.0 mm, fully threaded, length 55 mm, Stainless Steel | 206.055 | Standalone | DE0002199 | Patients requiring fracture fixation or orthopaedic corrective surgery
Orthopaedics | Trauma - Extramedullary fixation | Plate accessories | Non-locking screw | Depuy Synthes | Cancellous Bone Screw D 4.0 mm, fully threaded, length 60 mm, Stainless Steel | 206.060 | Standalone | DE0002199 | Patients requiring fracture fixation or orthopaedic corrective surgery
Orthopaedics | Trauma - Extramedullary fixation | Plate accessories | Non-locking screw | Depuy Synthes | Cancellous Bone Screw D 4.0 mm, length 10/5 mm, Stainless Steel | 207.010 | Standalone | DE0002199 | Patients requiring fracture fixation or orthopaedic corrective surgery
Orthopaedics | Trauma - Extramedullary fixation | Plate accessories | Non-locking screw | Depuy Synthes | Cancellous Bone Screw D 4.0 mm, length 12/5 mm, Stainless Steel | 207.012 | Standalone | DE0002199 | Patients requiring fracture fixation or orthopaedic corrective surgery
Orthopaedics | Trauma - Extramedullary fixation | Plate accessories | Non-locking screw | Depuy Synthes | Cancellous Bone Screw D 4.0 mm, length 14/5 mm, Stainless Steel | 207.014 | Standalone | DE0002199 | Patients requiring fracture fixation or orthopaedic corrective surgery
Orthopaedics | Trauma - Extramedullary fixation | Plate accessories | Non-locking screw | Depuy Synthes | Cancellous Bone Screw D 4.0 mm, length 16/6 mm, Stainless Steel | 207.016 | Standalone | DE0002199 | Patients requiring fracture fixation or orthopaedic corrective surgery
Orthopaedics | Trauma - Extramedullary fixation | Plate accessories | Non-locking screw | Depuy Synthes | Cancellous Bone Screw D 4.0 mm, length 18/7 mm, Stainless Steel | 207.018 | Standalone | DE0002199 | Patients requiring fracture fixation or orthopaedic corrective surgery
Orthopaedics | Trauma - Extramedullary fixation | Plate accessories | Non-locking screw | Depuy Synthes | Cancellous Bone Screw D 4.0 mm, length 20/8 mm, Stainless Steel | 207.020 | Standalone | DE0002199 | Patients requiring fracture fixation or orthopaedic corrective surgery
Orthopaedics | Trauma - Extramedullary fixation | Plate accessories | Non-locking screw | Depuy Synthes | Cancellous Bone Screw D 4.0 mm, length 22/9 mm, Stainless Steel | 207.022 | Standalone | DE0002199 | Patients requiring fracture fixation or orthopaedic corrective surgery
Orthopaedics | Trauma - Extramedullary fixation | Plate accessories | Non-locking screw | Depuy Synthes | Cancellous Bone Screw D 4.0 mm, length 24/10 mm, Stainless Steel | 207.024 | Standalone | DE0002199 | Patients requiring fracture fixation or orthopaedic corrective surgery
Orthopaedics | Trauma - Extramedullary fixation | Plate accessories | Non-locking screw | Depuy Synthes | Cancellous Bone Screw D 4.0 mm, length 26/12 mm, Stainless Steel | 207.026 | Standalone | DE0002199 | Patients requiring fracture fixation or orthopaedic corrective surgery
Orthopaedics | Trauma - Extramedullary fixation | Plate accessories | Non-locking screw | Depuy Synthes | Cancellous Bone Screw D 4.0 mm, length 28/14 mm, Stainless Steel | 207.028 | Standalone | DE0002199 | Patients requiring fracture fixation or orthopaedic corrective surgery
Orthopaedics | Trauma - Extramedullary fixation | Plate accessories | Non-locking screw | Depuy Synthes | Cancellous Bone Screw D 4.0 mm, length 30/14 mm, Stainless Steel | 207.030 | Standalone | DE0002199 | Patients requiring fracture fixation or orthopaedic corrective surgery
Orthopaedics | Trauma - Extramedullary fixation | Plate accessories | Non-locking screw | Depuy Synthes | Cancellous Bone Screw D 4.0 mm, length 35/14 mm, Stainless Steel | 207.035 | Standalone | DE0002199 | Patients requiring fracture fixation or orthopaedic corrective surgery
Orthopaedics | Trauma - Extramedullary fixation | Plate accessories | Non-locking screw | Depuy Synthes | Cancellous Bone Screw D 4.0 mm, length 40/14 mm, Stainless Steel | 207.040 | Standalone | DE0002199 | Patients requiring fracture fixation or orthopaedic corrective surgery
Orthopaedics | Trauma - Extramedullary fixation | Plate accessories | Non-locking screw | Depuy Synthes | Cancellous Bone Screw D 4.0mm, L 45/15mm | 207.045 | Standalone | DE0002199 | Patients requiring fracture fixation or orthopaedic corrective surgery
Orthopaedics | Trauma - Extramedullary fixation | Plate accessories | Non-locking screw | Depuy Synthes | Cancellous Bone Screw D 4.0mm, L 50/15mm | 207.050 | Standalone | DE0002199 | Patients requiring fracture fixation or orthopaedic corrective surgery
Orthopaedics | Trauma - Extramedullary fixation | Plate accessories | Non-locking screw | Depuy Synthes | Cancellous Bone Screw D 4.0 mm, length 55/16 mm, Stainless Steel | 207.055 | Standalone | DE0002199 | Patients requiring fracture fixation or orthopaedic corrective surgery
Orthopaedics | Trauma - Extramedullary fixation | Plate accessories | Non-locking screw | Depuy Synthes | Cancellous Bone Screw D 4.0 mm, length 60/16 mm, Stainless Steel | 207.060 | Standalone | DE0002199 | Patients requiring fracture fixation or orthopaedic corrective surgery
Orthopaedics | Trauma - Extramedullary fixation | Fixation screw | Cannulated screw | Depuy Synthes | Cannulated Screw D 4.0 mm, self-drilling, length 10/5 mm, Stainless Steel | 207.610 | Standalone | DE0002112 | Patients requiring fracture fixation or orthopaedic corrective surgery
Orthopaedics | Trauma - Extramedullary fixation | Fixation screw | Cannulated screw | Depuy Synthes | Cannulated Screw D 4.0 mm, self-drilling, length 12/5 mm, Stainless Steel | 207.612 | Standalone | DE0002112 | Patients requiring fracture fixation or orthopaedic corrective surgery
Orthopaedics | Trauma - Extramedullary fixation | Fixation screw | Cannulated screw | Depuy Synthes | Cannulated Screw D 4.0 mm, self-drilling, length 14/5 mm, Stainless Steel | 207.614 | Standalone | DE0002112 | Patients requiring fracture fixation or orthopaedic corrective surgery
Orthopaedics | Trauma - Extramedullary fixation | Fixation screw | Cannulated screw | Depuy Synthes | Cannulated Screw D 4.0 mm, self-drilling, length 16/5 mm, Stainless Steel | 207.616 | Standalone | DE0002112 | Patients requiring fracture fixation or orthopaedic corrective surgery
Orthopaedics | Trauma - Extramedullary fixation | Fixation screw | Cannulated screw | Depuy Synthes | Cannulated Screw D 4.0 mm, self-drilling, length 18/6 mm, Stainless Steel | 207.618 | Standalone | DE0002112 | Patients requiring fracture fixation or orthopaedic corrective surgery
Orthopaedics | Trauma - Extramedullary fixation | Fixation screw | Cannulated screw | Depuy Synthes | Cannulated Screw D 4.0 mm, self- drilling, length 20/7 mm, Stainless Steel | 207.620 | Standalone | DE0002112 | Patients requiring fracture fixation or orthopaedic corrective surgery
Orthopaedics | Trauma - Extramedullary fixation | Fixation screw | Cannulated screw | Depuy Synthes | Cannulated Screw D 4.0 mm, self- drilling, length 22/7 mm, Stainless Steel | 207.622 | Standalone | DE0002112 | Patients requiring fracture fixation or orthopaedic corrective surgery
Orthopaedics | Trauma - Extramedullary fixation | Fixation screw | Cannulated screw | Depuy Synthes | Cannulated Screw D 4.0 mm, self- drilling, length 24/8 mm, Stainless Steel | 207.624 | Standalone | DE0002112 | Patients requiring fracture fixation or orthopaedic corrective surgery
Orthopaedics | Trauma - Extramedullary fixation | Fixation screw | Cannulated screw | Depuy Synthes | Cannulated Screw D 4.0 mm, self- drilling, length 26/9 mm, Stainless Steel | 207.626 | Standalone | DE0002112 | Patients requiring fracture fixation or orthopaedic corrective surgery
Orthopaedics | Trauma - Extramedullary fixation | Fixation screw | Cannulated screw | Depuy Synthes | Cannulated Screw D 4.0 mm, self- drilling, length 28/9 mm, Stainless Steel | 207.628 | Standalone | DE0002112 | Patients requiring fracture fixation or orthopaedic corrective surgery
Orthopaedics | Trauma - Extramedullary fixation | Fixation screw | Cannulated screw | Depuy Synthes | Cannulated Screw D 4.0 mm, self- drilling, length 30/10 mm, Stainless Steel | 207.630 | Standalone | DE0002112 | Patients requiring fracture fixation or orthopaedic corrective surgery
Orthopaedics | Trauma - Extramedullary fixation | Fixation screw | Cannulated screw | Depuy Synthes | Cannulated Screw D 4.0 mm, self- drilling, length 32/11 mm, Stainless Steel | 207.632 | Standalone | DE0002112 | Patients requiring fracture fixation or orthopaedic corrective surgery
Orthopaedics | Trauma - Extramedullary fixation | Fixation screw | Cannulated screw | Depuy Synthes | Cannulated Screw D 4.0 mm, self- drilling, length 34/12 mm, Stainless Steel | 207.634 | Standalone | DE0002112 | Patients requiring fracture fixation or orthopaedic corrective surgery
Orthopaedics | Trauma - Extramedullary fixation | Fixation screw | Cannulated screw | Depuy Synthes | Cannulated Screw D 4.0 mm, self- drilling, length 36/12 mm, Stainless Steel | 207.636 | Standalone | DE0002112 | Patients requiring fracture fixation or orthopaedic corrective surgery
Orthopaedics | Trauma - Extramedullary fixation | Fixation screw | Cannulated screw | Depuy Synthes | Cannulated Screw D 4.0 mm, self- drilling, length 38/12 mm, Stainless Steel | 207.638 | Standalone | DE0002112 | Patients requiring fracture fixation or orthopaedic corrective surgery
Orthopaedics | Trauma - Extramedullary fixation | Fixation screw | Cannulated screw | Depuy Synthes | Cannulated Screw D 4.0 mm, self- drilling, length 40/13 mm, Stainless Steel | 207.640 | Standalone | DE0002112 | Patients requiring fracture fixation or orthopaedic corrective surgery
Orthopaedics | Trauma - Extramedullary fixation | Fixation screw | Cannulated screw | Depuy Synthes | Cannulated Screw D 4.0 mm, self- drilling, length 42/14 mm, Stainless Steel | 207.642 | Standalone | DE0002112 | Patients requiring fracture fixation or orthopaedic corrective surgery
Orthopaedics | Trauma - Extramedullary fixation | Fixation screw | Cannulated screw | Depuy Synthes | Cannulated Screw D 4.0 mm, self- drilling, length 44/14 mm, Stainless Steel | 207.644 | Standalone | DE0002112 | Patients requiring fracture fixation or orthopaedic corrective surgery
Orthopaedics | Trauma - Extramedullary fixation | Fixation screw | Cannulated screw | Depuy Synthes | Cannulated Screw D 4.0mm, self-drill., L 46/15mm | 207.646 | Standalone | DE0002112 | Patients requiring fracture fixation or orthopaedic corrective surgery
Orthopaedics | Trauma - Extramedullary fixation | Fixation screw | Cannulated screw | Depuy Synthes | Cannulated Screw D 4.0mm, self-drill., L 48/15mm | 207.648 | Standalone | DE0002112 | Patients requiring fracture fixation or orthopaedic corrective surgery
Orthopaedics | Trauma - Extramedullary fixation | Fixation screw | Cannulated screw | Depuy Synthes | Cannulated Screw D 4.0 mm, self- drilling, length 50/16 mm, Stainless Steel | 207.650 | Standalone | DE0002112 | Patients requiring fracture fixation or orthopaedic corrective surgery
Orthopaedics | Trauma - Extramedullary fixation | Fixation screw | Cannulated screw | Depuy Synthes | Cannulated Screw D 4.0 mm, self- drilling, length 52/17 mm, Stainless Steel | 207.652 | Standalone | DE0002112 | Patients requiring fracture fixation or orthopaedic corrective surgery
Orthopaedics | Trauma - Extramedullary fixation | Fixation screw | Cannulated screw | Depuy Synthes | Cannulated Screw D 4.0mm, self-drill., L 54/18mm | 207.654 | Standalone | DE0002112 | Patients requiring fracture fixation or orthopaedic corrective surgery
Orthopaedics | Trauma - Extramedullary fixation | Fixation screw | Cannulated screw | Depuy Synthes | Cannulated Screw D 4.0 mm, self-drilling, length 56/19 mm, Stainless Steel | 207.656 | Standalone | DE0002112 | Patients requiring fracture fixation or orthopaedic corrective surgery
Orthopaedics | Trauma - Extramedullary fixation | Fixation screw | Cannulated screw | Depuy Synthes | Cannulated Screw D 4.0 mm, self-drilling, length 58/19 mm, Stainless Steel | 207.658 | Standalone | DE0002112 | Patients requiring fracture fixation or orthopaedic corrective surgery
Orthopaedics | Trauma - Extramedullary fixation | Fixation screw | Cannulated screw | Depuy Synthes | Cannulated Screw D 4.0 mm, self-drilling, length 60/20 mm, Stainless Steel | 207.660 | Standalone | DE0002112 | Patients requiring fracture fixation or orthopaedic corrective surgery
Orthopaedics | Trauma - Extramedullary fixation | Fixation screw | Cannulated screw | Depuy Synthes | Cannulated Screw D 4.0 mm, self-drilling, length 62/21 mm, Stainless Steel | 207.662 | Standalone | DE0002112 | Patients requiring fracture fixation or orthopaedic corrective surgery
Orthopaedics | Trauma - Extramedullary fixation | Fixation screw | Cannulated screw | Depuy Synthes | Cannulated Screw D 4.0 mm, self-drilling, length 64/21 mm, Stainless Steel | 207.664 | Standalone | DE0002112 | Patients requiring fracture fixation or orthopaedic corrective surgery
Orthopaedics | Trauma - Extramedullary fixation | Fixation screw | Cannulated screw | Depuy Synthes | Cannulated Screw D 4.0mm, self-drill., L 66/22mm | 207.666 | Standalone | DE0002112 | Patients requiring fracture fixation or orthopaedic corrective surgery
Orthopaedics | Trauma - Extramedullary fixation | Fixation screw | Cannulated screw | Depuy Synthes | Cannulated Screw D 4.0 mm, self-drilling, length 68/23 mm, Stainless Steel | 207.668 | Standalone | DE0002112 | Patients requiring fracture fixation or orthopaedic corrective surgery
Orthopaedics | Trauma - Extramedullary fixation | Fixation screw | Cannulated screw | Depuy Synthes | Cannulated Screw D 4.0 mm, self-drilling, length 70/23 mm, Stainless Steel | 207.670 | Standalone | DE0002112 | Patients requiring fracture fixation or orthopaedic corrective surgery
Orthopaedics | Trauma - Extramedullary fixation | Fixation screw | Cannulated screw | Depuy Synthes | Cannulated Screw D 4.0mm, self-drill., L 72/24mm | 207.672 | Standalone | DE0002112 | Patients requiring fracture fixation or orthopaedic corrective surgery
Orthopaedics | Trauma - Extramedullary fixation | Fixation screw | Cannulated screw | Depuy Synthes | Cannulated Screw D 4.0 mm, self-drilling, length 16/8 mm, Stainless Steel | 207.716 | Standalone | DE0002112 | Patients requiring fracture fixation or orthopaedic corrective surgery
Orthopaedics | Trauma - Extramedullary fixation | Fixation screw | Cannulated screw | Depuy Synthes | Cannulated Screw D 4.0 mm, self-drilling, length 18/9 mm, Stainless Steel | 207.718 | Standalone | DE0002112 | Patients requiring fracture fixation or orthopaedic corrective surgery
Orthopaedics | Trauma - Extramedullary fixation | Fixation screw | Cannulated screw | Depuy Synthes | Cannulated Screw D 4.0 mm, self-drilling, length 20/10 mm, Stainless Steel | 207.720 | Standalone | DE0002112 | Patients requiring fracture fixation or orthopaedic corrective surgery
Orthopaedics | Trauma - Extramedullary fixation | Fixation screw | Cannulated screw | Depuy Synthes | Cannulated Screw D 4.0 mm, self-drilling, length 22/11 mm, Stainless Steel | 207.722 | Standalone | DE0002112 | Patients requiring fracture fixation or orthopaedic corrective surgery
Orthopaedics | Trauma - Extramedullary fixation | Fixation screw | Cannulated screw | Depuy Synthes | Cannulated Screw D 4.0 mm, self-drilling, length 24/12 mm, Stainless Steel | 207.724 | Standalone | DE0002112 | Patients requiring fracture fixation or orthopaedic corrective surgery
Orthopaedics | Trauma - Extramedullary fixation | Fixation screw | Cannulated screw | Depuy Synthes | Cannulated Screw D 4.0 mm, self-drilling, length 26/13 mm, Stainless Steel | 207.726 | Standalone | DE0002112 | Patients requiring fracture fixation or orthopaedic corrective surgery
Orthopaedics | Trauma - Extramedullary fixation | Fixation screw | Cannulated screw | Depuy Synthes | Cannulated Screw D 4.0 mm, self-drilling, length 28/14 mm, Stainless Steel | 207.728 | Standalone | DE0002112 | Patients requiring fracture fixation or orthopaedic corrective surgery
Orthopaedics | Trauma - Extramedullary fixation | Fixation screw | Cannulated screw | Depuy Synthes | Cannulated Screw D 4.0mm, self-drill., L 30/15m | 207.730 | Standalone | DE0002112 | Patients requiring fracture fixation or orthopaedic corrective surgery
Orthopaedics | Trauma - Extramedullary fixation | Fixation screw | Cannulated screw | Depuy Synthes | Cannulated Screw D 4.0 mm, self-drilling, length 32/16 mm, Stainless Steel | 207.732 | Standalone | DE0002112 | Patients requiring fracture fixation or orthopaedic corrective surgery
Orthopaedics | Trauma - Extramedullary fixation | Fixation screw | Cannulated screw | Depuy Synthes | Cannulated Screw D 4.0 mm, self-drilling, length 34/17 mm, Stainless Steel | 207.734 | Standalone | DE0002112 | Patients requiring fracture fixation or orthopaedic corrective surgery
Orthopaedics | Trauma - Extramedullary fixation | Fixation screw | Cannulated screw | Depuy Synthes | Cannulated Screw D 4.0mm, self-drill., L 36/18mm | 207.736 | Standalone | DE0002112 | Patients requiring fracture fixation or orthopaedic corrective surgery
Orthopaedics | Trauma - Extramedullary fixation | Fixation screw | Cannulated screw | Depuy Synthes | Cannulated Screw D 4.0 mm, self-drilling, length 38/19 mm, Stainless Steel | 207.738 | Standalone | DE0002112 | Patients requiring fracture fixation or orthopaedic corrective surgery
Orthopaedics | Trauma - Extramedullary fixation | Fixation screw | Cannulated screw | Depuy Synthes | Cannulated Screw D 4.0 mm, self-drilling, length 40/20 mm, Stainless Steel | 207.740 | Standalone | DE0002112 | Patients requiring fracture fixation or orthopaedic corrective surgery
Orthopaedics | Trauma - Extramedullary fixation | Fixation screw | Cannulated screw | Depuy Synthes | Cannulated Screw D 4.0 mm, self-drilling, length 42/21 mm, Stainless Steel | 207.742 | Standalone | DE0002112 | Patients requiring fracture fixation or orthopaedic corrective surgery
Orthopaedics | Trauma - Extramedullary fixation | Fixation screw | Cannulated screw | Depuy Synthes | Cannulated Screw D 4.0mm, self-drill., L 44/22mm | 207.744 | Standalone | DE0002112 | Patients requiring fracture fixation or orthopaedic corrective surgery
Orthopaedics | Trauma - Extramedullary fixation | Fixation screw | Cannulated screw | Depuy Synthes | Cannulated Screw D 4.0 mm, self-drilling, length 46/23 mm, Stainless Steel | 207.746 | Standalone | DE0002112 | Patients requiring fracture fixation or orthopaedic corrective surgery
Orthopaedics | Trauma - Extramedullary fixation | Fixation screw | Cannulated screw | Depuy Synthes | Cannulated Screw D 4.0 mm, self-drilling, length 48/24 mm, Stainless Steel | 207.748 | Standalone | DE0002112 | Patients requiring fracture fixation or orthopaedic corrective surgery
Orthopaedics | Trauma - Extramedullary fixation | Fixation screw | Cannulated screw | Depuy Synthes | Cannulated Screw D 4.0mm, self-drill., L 50/25mm | 207.750 | Standalone | DE0002112 | Patients requiring fracture fixation or orthopaedic corrective surgery
Orthopaedics | Trauma - Extramedullary fixation | Fixation screw | Cannulated screw | Depuy Synthes | Cannulated Screw D 4.0 mm, self-drilling, length 52/26 mm, Stainless Steel | 207.752 | Standalone | DE0002112 | Patients requiring fracture fixation or orthopaedic corrective surgery
Orthopaedics | Trauma - Extramedullary fixation | Fixation screw | Cannulated screw | Depuy Synthes | Cannulated Screw D 4.0 mm, self-drilling, length 54/27 mm, Stainless Steel | 207.754 | Standalone | DE0002112 | Patients requiring fracture fixation or orthopaedic corrective surgery
Orthopaedics | Trauma - Extramedullary fixation | Fixation screw | Cannulated screw | Depuy Synthes | Cannulated Screw D 4.0 mm, self-drilling, length 56/28 mm, Stainless Steel | 207.756 | Standalone | DE0002112 | Patients requiring fracture fixation or orthopaedic corrective surgery
Orthopaedics | Trauma - Extramedullary fixation | Fixation screw | Cannulated screw | Depuy Synthes | Cannulated Screw D 4.0 mm, self-drilling, length 58/29 mm, Stainless Steel | 207.758 | Standalone | DE0002112 | Patients requiring fracture fixation or orthopaedic corrective surgery
Orthopaedics | Trauma - Extramedullary fixation | Fixation screw | Cannulated screw | Depuy Synthes | Cannulated Screw D 4.0mm, self-drill., L 60/30mm | 207.760 | Standalone | DE0002112 | Patients requiring fracture fixation or orthopaedic corrective surgery
Orthopaedics | Trauma - Extramedullary fixation | Fixation screw | Cannulated screw | Depuy Synthes | Cannulated Screw D 4.0 mm, self-drilling, length 62/31 mm, Stainless Steel | 207.762 | Standalone | DE0002112 | Patients requiring fracture fixation or orthopaedic corrective surgery
Orthopaedics | Trauma - Extramedullary fixation | Fixation screw | Cannulated screw | Depuy Synthes | Cannulated Screw D 4.0 mm, self-drilling, length 64/32 mm, Stainless Steel | 207.764 | Standalone | DE0002112 | Patients requiring fracture fixation or orthopaedic corrective surgery
Orthopaedics | Trauma - Extramedullary fixation | Fixation screw | Cannulated screw | Depuy Synthes | Cannulated Screw D 4.0 mm, self-drilling, length 66/33 mm, Stainless Steel | 207.766 | Standalone | DE0002112 | Patients requiring fracture fixation or orthopaedic corrective surgery
Orthopaedics | Trauma - Extramedullary fixation | Fixation screw | Cannulated screw | Depuy Synthes | Cannulated Screw D 4.0mm, self-drill., L 68/34mm | 207.768 | Standalone | DE0002112 | Patients requiring fracture fixation or orthopaedic corrective surgery
Orthopaedics | Trauma - Extramedullary fixation | Fixation screw | Cannulated screw | Depuy Synthes | Cannulated Screw D 4.0 mm, self-drilling, length 70/35 mm, Stainless Steel | 207.770 | Standalone | DE0002112 | Patients requiring fracture fixation or orthopaedic corrective surgery
Orthopaedics | Trauma - Extramedullary fixation | Fixation screw | Cannulated screw | Depuy Synthes | Cannulated Screw D 4.0mm, self-drill., L 72/36mm | 207.772 | Standalone | DE0002112 | Patients requiring fracture fixation or orthopaedic corrective surgery
Orthopaedics | Trauma - Extramedullary fixation | Fixation screw | Cannulated screw | Depuy Synthes | Cannulated Screw D 6.5 mm, self- drilling, length 30/16 mm, Stainless Steel | 208.401 | Standalone | DE0007554 | Patients requiring fracture fixation or orthopaedic corrective surgery
Orthopaedics | Trauma - Extramedullary fixation | Fixation screw | Cannulated screw | Depuy Synthes | Cannulated Screw D 6.5 mm, self- drilling, length 35/16 mm, Stainless Steel | 208.402 | Standalone | DE0007554 | Patients requiring fracture fixation or orthopaedic corrective surgery
Orthopaedics | Trauma - Extramedullary fixation | Fixation screw | Cannulated screw | Depuy Synthes | Cannulated Screw D 6.5 mm, self- drilling, length 40/16 mm, Stainless Steel | 208.403 | Standalone | DE0007554 | Patients requiring fracture fixation or orthopaedic corrective surgery
Orthopaedics | Trauma - Extramedullary fixation | Fixation screw | Cannulated screw | Depuy Synthes | Cannulated Screw D 6.5 mm, self- drilling, length 45/16 mm, Stainless Steel | 208.404 | Standalone | DE0007554 | Patients requiring fracture fixation or orthopaedic corrective surgery
Orthopaedics | Trauma - Extramedullary fixation | Fixation screw | Cannulated screw | Depuy Synthes | Cannulated Screw D 6.5 mm, self- drilling, length 50/16 mm, Stainless Steel | 208.405 | Standalone | DE0007554 | Patients requiring fracture fixation or orthopaedic corrective surgery
Orthopaedics | Trauma - Extramedullary fixation | Fixation screw | Cannulated screw | Depuy Synthes | Cannulated Screw D 6.5 mm, self- drilling, length 55/16 mm, Stainless Steel | 208.406 | Standalone | DE0007554 | Patients requiring fracture fixation or orthopaedic corrective surgery
Orthopaedics | Trauma - Extramedullary fixation | Fixation screw | Cannulated screw | Depuy Synthes | Cannulated Screw D 6.5 mm, self- drilling, length 60/16 mm, Stainless Steel | 208.407 | Standalone | DE0007554 | Patients requiring fracture fixation or orthopaedic corrective surgery
Orthopaedics | Trauma - Extramedullary fixation | Fixation screw | Cannulated screw | Depuy Synthes | Cannulated Screw D 6.5 mm, self- drilling, length 65/16 mm, Stainless Steel | 208.408 | Standalone | DE0007554 | Patients requiring fracture fixation or orthopaedic corrective surgery
Orthopaedics | Trauma - Extramedullary fixation | Fixation screw | Cannulated screw | Depuy Synthes | Cannulated Screw D 6.5 mm, self- drilling, length 70/16 mm, Stainless Steel | 208.409 | Standalone | DE0007554 | Patients requiring fracture fixation or orthopaedic corrective surgery
Orthopaedics | Trauma - Extramedullary fixation | Fixation screw | Cannulated screw | Depuy Synthes | Cannulated Screw D 6.5 mm, self- drilling, length 75/16 mm, Stainless Steel | 208.410 | Standalone | DE0007554 | Patients requiring fracture fixation or orthopaedic corrective surgery
Orthopaedics | Trauma - Extramedullary fixation | Fixation screw | Cannulated screw | Depuy Synthes | Cannulated Screw D 6.5 mm, self- drilling, length 80/16 mm, Stainless Steel | 208.411 | Standalone | DE0007554 | Patients requiring fracture fixation or orthopaedic corrective surgery
Orthopaedics | Trauma - Extramedullary fixation | Fixation screw | Cannulated screw | Depuy Synthes | Cannulated Screw D 6.5 mm, self- drilling, length 85/16 mm, Stainless Steel | 208.412 | Standalone | DE0007554 | Patients requiring fracture fixation or orthopaedic corrective surgery
Orthopaedics | Trauma - Extramedullary fixation | Fixation screw | Cannulated screw | Depuy Synthes | Cannulated Screw D 6.5 mm, self- drilling, length 90/16 mm, Stainless Steel | 208.413 | Standalone | DE0007554 | Patients requiring fracture fixation or orthopaedic corrective surgery
Orthopaedics | Trauma - Extramedullary fixation | Fixation screw | Cannulated screw | Depuy Synthes | Cannulated Screw D 6.5 mm, self- drilling, length 95/16 mm, Stainless Steel | 208.414 | Standalone | DE0007554 | Patients requiring fracture fixation or orthopaedic corrective surgery
Orthopaedics | Trauma - Extramedullary fixation | Fixation screw | Cannulated screw | Depuy Synthes | Cannulated Screw D 6.5 mm, self- drilling, length 100/16 mm, Stainless Steel | 208.415 | Standalone | DE0007554 | Patients requiring fracture fixation or orthopaedic corrective surgery
Orthopaedics | Trauma - Extramedullary fixation | Fixation screw | Cannulated screw | Depuy Synthes | Cannulated Screw D 6.5 mm, self- drilling, length 105/16 mm, Stainless Steel | 208.416 | Standalone | DE0007554 | Patients requiring fracture fixation or orthopaedic corrective surgery
Orthopaedics | Trauma - Extramedullary fixation | Fixation screw | Cannulated screw | Depuy Synthes | Cannulated Screw D 6.5 mm, self- drilling, length 110/16 mm, Stainless Steel | 208.417 | Standalone | DE0007554 | Patients requiring fracture fixation or orthopaedic corrective surgery
Orthopaedics | Trauma - Extramedullary fixation | Fixation screw | Cannulated screw | Depuy Synthes | Cannulated Screw D 6.5 mm, self- drilling, length 115/16 mm, Stainless Steel | 208.418 | Standalone | DE0007554 | Patients requiring fracture fixation or orthopaedic corrective surgery
Orthopaedics | Trauma - Extramedullary fixation | Fixation screw | Cannulated screw | Depuy Synthes | Cannulated Screw D 6.5 mm, self- drilling, length 120/16 mm, Stainless Steel | 208.419 | Standalone | DE0007554 | Patients requiring fracture fixation or orthopaedic corrective surgery
Orthopaedics | Trauma - Extramedullary fixation | Fixation screw | Cannulated screw | Depuy Synthes | Cannulated Screw D 6.5 mm, self- drilling, length 125/16 mm, Stainless Steel | 208.420 | Standalone | DE0007554 | Patients requiring fracture fixation or orthopaedic corrective surgery
Orthopaedics | Trauma - Extramedullary fixation | Fixation screw | Cannulated screw | Depuy Synthes | Cannulated Screw D 6.5 mm, self- drilling, length 130/16 mm, Stainless Steel | 208.421 | Standalone | DE0007554 | Patients requiring fracture fixation or orthopaedic corrective surgery
Orthopaedics | Trauma - Extramedullary fixation | Fixation screw | Cannulated screw | Depuy Synthes | Cannulated Screw D 6.5mm, self-drill., L 135/16mm SS | 208.422 | Standalone | DE0007554 | Patients requiring fracture fixation or orthopaedic corrective surgery
Orthopaedics | Trauma - Extramedullary fixation | Fixation screw | Cannulated screw | Depuy Synthes | Cannulated Screw D 6.5mm, self-drill., L 140/16mm SS | 208.423 | Standalone | DE0007554 | Patients requiring fracture fixation or orthopaedic corrective surgery
Orthopaedics | Trauma - Extramedullary fixation | Fixation screw | Cannulated screw | Depuy Synthes | Cannulated Screw D 6.5mm, self-drill., L 145/16mm SS | 208.424 | Standalone | DE0007554 | Patients requiring fracture fixation or orthopaedic corrective surgery
Orthopaedics | Trauma - Extramedullary fixation | Fixation screw | Cannulated screw | Depuy Synthes | Cannulated Screw D 6.5mm, self-drill., L 150/16mm SS | 208.425 | Standalone | DE0007554 | Patients requiring fracture fixation or orthopaedic corrective surgery
Orthopaedics | Trauma - Extramedullary fixation | Fixation screw | Cannulated screw | Depuy Synthes | Cannulated Screw D 6.5mm, self-drill., L 45/32mm SS | 208.431 | Standalone | DE0007554 | Patients requiring fracture fixation or orthopaedic corrective surgery
Orthopaedics | Trauma - Extramedullary fixation | Fixation screw | Cannulated screw | Depuy Synthes | Cannulated Screw D 6.5mm, self-drill., L 50/32mm SS | 208.432 | Standalone | DE0007554 | Patients requiring fracture fixation or orthopaedic corrective surgery
Orthopaedics | Trauma - Extramedullary fixation | Fixation screw | Cannulated screw | Depuy Synthes | Cannulated Screw D 6.5mm, self-drill., L 55/32mm SS | 208.433 | Standalone | DE0007554 | Patients requiring fracture fixation or orthopaedic corrective surgery
Orthopaedics | Trauma - Extramedullary fixation | Fixation screw | Cannulated screw | Depuy Synthes | Cannulated Screw D 6.5mm, self-drill., L 60/32mm SS | 208.434 | Standalone | DE0007554 | Patients requiring fracture fixation or orthopaedic corrective surgery
Orthopaedics | Trauma - Extramedullary fixation | Fixation screw | Cannulated screw | Depuy Synthes | Cannulated Screw D 6.5mm, self-drill., L 65/32mm SS | 208.435 | Standalone | DE0007554 | Patients requiring fracture fixation or orthopaedic corrective surgery
Orthopaedics | Trauma - Extramedullary fixation | Fixation screw | Cannulated screw | Depuy Synthes | Cannulated Screw D 6.5mm, self-drill., L 70/32mm SS | 208.436 | Standalone | DE0007554 | Patients requiring fracture fixation or orthopaedic corrective surgery
Orthopaedics | Trauma - Extramedullary fixation | Fixation screw | Cannulated screw | Depuy Synthes | Cannulated Screw D 6.5mm, self-drill., L 75/32mm SS | 208.437 | Standalone | DE0007554 | Patients requiring fracture fixation or orthopaedic corrective surgery
Orthopaedics | Trauma - Extramedullary fixation | Fixation screw | Cannulated screw | Depuy Synthes | Cannulated Screw D 6.5mm, self-drill., L 80/32mm SS | 208.438 | Standalone | DE0007554 | Patients requiring fracture fixation or orthopaedic corrective surgery
Orthopaedics | Trauma - Extramedullary fixation | Fixation screw | Cannulated screw | Depuy Synthes | Cannulated Screw D 6.5mm, self-drill., L 85/32mm SS | 208.439 | Standalone | DE0007554 | Patients requiring fracture fixation or orthopaedic corrective surgery
Orthopaedics | Trauma - Extramedullary fixation | Fixation screw | Cannulated screw | Depuy Synthes | Cannulated Screw D 6.5mm, self-drill., L 90/32mm SS | 208.440 | Standalone | DE0007554 | Patients requiring fracture fixation or orthopaedic corrective surgery
Orthopaedics | Trauma - Extramedullary fixation | Fixation screw | Cannulated screw | Depuy Synthes | Cannulated Screw D 6.5mm, self-drill., L 95/32mm SS | 208.441 | Standalone | DE0007554 | Patients requiring fracture fixation or orthopaedic corrective surgery
Orthopaedics | Trauma - Extramedullary fixation | Fixation screw | Cannulated screw | Depuy Synthes | Cannulated Screw D 6.5mm, self-drill., L 100/32mm SS | 208.442 | Standalone | DE0007554 | Patients requiring fracture fixation or orthopaedic corrective surgery
Orthopaedics | Trauma - Extramedullary fixation | Fixation screw | Cannulated screw | Depuy Synthes | Cannulated Screw D 6.5mm, self-drill., L 105/32mm SS | 208.443 | Standalone | DE0007554 | Patients requiring fracture fixation or orthopaedic corrective surgery
Orthopaedics | Trauma - Extramedullary fixation | Fixation screw | Cannulated screw | Depuy Synthes | Cannulated Screw D 6.5mm, self-drill., L 110/32mm SS | 208.444 | Standalone | DE0007554 | Patients requiring fracture fixation or orthopaedic corrective surgery
Orthopaedics | Trauma - Extramedullary fixation | Fixation screw | Cannulated screw | Depuy Synthes | Cannulated Screw D 6.5mm, self-drill., L 115/32mm SS | 208.445 | Standalone | DE0007554 | Patients requiring fracture fixation or orthopaedic corrective surgery
Orthopaedics | Trauma - Extramedullary fixation | Fixation screw | Cannulated screw | Depuy Synthes | Cannulated Screw D 6.5mm, self-drill., L 120/32mm SS | 208.446 | Standalone | DE0007554 | Patients requiring fracture fixation or orthopaedic corrective surgery
Orthopaedics | Trauma - Extramedullary fixation | Fixation screw | Cannulated screw | Depuy Synthes | Cannulated Screw D 6.5mm, self-drill., L 125/32mm SS | 208.447 | Standalone | DE0007554 | Patients requiring fracture fixation or orthopaedic corrective surgery
Orthopaedics | Trauma - Extramedullary fixation | Fixation screw | Cannulated screw | Depuy Synthes | Cannulated Screw D 6.5mm, self-drill., L 130/32mm SS | 208.448 | Standalone | DE0007554 | Patients requiring fracture fixation or orthopaedic corrective surgery
Orthopaedics | Trauma - Extramedullary fixation | Fixation screw | Cannulated screw | Depuy Synthes | Cannulated Screw D 6.5mm, self-drill., L 135/32mm SS | 208.449 | Standalone | DE0007554 | Patients requiring fracture fixation or orthopaedic corrective surgery
Orthopaedics | Trauma - Extramedullary fixation | Fixation screw | Cannulated screw | Depuy Synthes | Cannulated Screw D 6.5mm, self-drill., L 140/32mm SS | 208.450 | Standalone | DE0007554 | Patients requiring fracture fixation or orthopaedic corrective surgery
Orthopaedics | Trauma - Extramedullary fixation | Fixation screw | Cannulated screw | Depuy Synthes | Cannulated Screw D 6.5mm, self-drill., L 145/32mm SS | 208.451 | Standalone | DE0007554 | Patients requiring fracture fixation or orthopaedic corrective surgery
Orthopaedics | Trauma - Extramedullary fixation | Fixation screw | Cannulated screw | Depuy Synthes | Cannulated Screw D 6.5mm, self-drill., L 150/32mm SS | 208.452 | Standalone | DE0007554 | Patients requiring fracture fixation or orthopaedic corrective surgery
Orthopaedics | Trauma - Extramedullary fixation | Fixation screw | Cannulated screw | Depuy Synthes | Cannulated Screw D 6.5mm, self-drill., L 20mm SS | 208.460 | Standalone | DE0007554 | Patients requiring fracture fixation or orthopaedic corrective surgery
Orthopaedics | Trauma - Extramedullary fixation | Fixation screw | Cannulated screw | Depuy Synthes | Cannulated Screw D 6.5mm, self-drill., L 25mm | 208.461 | Standalone | DE0007554 | Patients requiring fracture fixation or orthopaedic corrective surgery
Orthopaedics | Trauma - Extramedullary fixation | Fixation screw | Cannulated screw | Depuy Synthes | Cannulated Screw D 6.5mm, self-drill., L 30mm | 208.462 | Standalone | DE0007554 | Patients requiring fracture fixation or orthopaedic corrective surgery
Orthopaedics | Trauma - Extramedullary fixation | Fixation screw | Cannulated screw | Depuy Synthes | Cannulated Screw D 6.5mm, self-drill., L 35mm SS | 208.463 | Standalone | DE0007554 | Patients requiring fracture fixation or orthopaedic corrective surgery
Orthopaedics | Trauma - Extramedullary fixation | Fixation screw | Cannulated screw | Depuy Synthes | Cannulated Screw D 6.5mm, self-drill., L 40mm SS | 208.464 | Standalone | DE0007554 | Patients requiring fracture fixation or orthopaedic corrective surgery
Orthopaedics | Trauma - Extramedullary fixation | Fixation screw | Cannulated screw | Depuy Synthes | Cannulated Screw D 6.5mm, self-drill., L 45mm SS | 208.465 | Standalone | DE0007554 | Patients requiring fracture fixation or orthopaedic corrective surgery
Orthopaedics | Trauma - Extramedullary fixation | Fixation screw | Cannulated screw | Depuy Synthes | Cannulated Screw D 6.5mm, self-drill., L 50mm SS | 208.466 | Standalone | DE0007554 | Patients requiring fracture fixation or orthopaedic corrective surgery
Orthopaedics | Trauma - Extramedullary fixation | Fixation screw | Cannulated screw | Depuy Synthes | Cannulated Screw D 6.5mm, self-drill., L 55mm SS | 208.467 | Standalone | DE0007554 | Patients requiring fracture fixation or orthopaedic corrective surgery
Orthopaedics | Trauma - Extramedullary fixation | Fixation screw | Cannulated screw | Depuy Synthes | Cannulated Screw D 6.5mm, self-drill., L 60mm SS | 208.468 | Standalone | DE0007554 | Patients requiring fracture fixation or orthopaedic corrective surgery
Orthopaedics | Trauma - Extramedullary fixation | Fixation screw | Cannulated screw | Depuy Synthes | Cannulated Screw D 6.5mm, self-drill., L 65mm SS | 208.469 | Standalone | DE0007554 | Patients requiring fracture fixation or orthopaedic corrective surgery
Orthopaedics | Trauma - Extramedullary fixation | Fixation screw | Cannulated screw | Depuy Synthes | Cannulated Screw D 6.5mm, self-drill., L 70mm SS | 208.470 | Standalone | DE0007554 | Patients requiring fracture fixation or orthopaedic corrective surgery
Orthopaedics | Trauma - Extramedullary fixation | Fixation screw | Cannulated screw | Depuy Synthes | Cannulated Screw D 6.5mm, self-drill., L 75mm SS | 208.471 | Standalone | DE0007554 | Patients requiring fracture fixation or orthopaedic corrective surgery
Orthopaedics | Trauma - Extramedullary fixation | Fixation screw | Cannulated screw | Depuy Synthes | Cannulated Screw D 6.5mm, self-drill., L 80mm SS | 208.472 | Standalone | DE0007554 | Patients requiring fracture fixation or orthopaedic corrective surgery
Orthopaedics | Trauma - Extramedullary fixation | Fixation screw | Cannulated screw | Depuy Synthes | Cannulated Screw D 6.5mm, self-drill., L 85mm SS | 208.473 | Standalone | DE0007554 | Patients requiring fracture fixation or orthopaedic corrective surgery
Orthopaedics | Trauma - Extramedullary fixation | Fixation screw | Cannulated screw | Depuy Synthes | Cannulated Screw D 6.5mm, self-drill., L 90mm SS | 208.474 | Standalone | DE0007554 | Patients requiring fracture fixation or orthopaedic corrective surgery
Orthopaedics | Trauma - Extramedullary fixation | Fixation screw | Cannulated screw | Depuy Synthes | Cannulated Screw D 6.5mm, self-drill., L 95mm SS | 208.475 | Standalone | DE0007554 | Patients requiring fracture fixation or orthopaedic corrective surgery
Orthopaedics | Trauma - Extramedullary fixation | Fixation screw | Cannulated screw | Depuy Synthes | Cannulated Screw D 6.5mm, self-drill., L 100mm SS | 208.476 | Standalone | DE0007554 | Patients requiring fracture fixation or orthopaedic corrective surgery
Orthopaedics | Trauma - Extramedullary fixation | Fixation screw | Cannulated screw | Depuy Synthes | Cannulated Screw D 6.5mm, self-drill., L 105mm SS | 208.477 | Standalone | DE0007554 | Patients requiring fracture fixation or orthopaedic corrective surgery
Orthopaedics | Trauma - Extramedullary fixation | Fixation screw | Cannulated screw | Depuy Synthes | Cannulated Screw D 6.5mm, self-drill., L 110mm SS | 208.478 | Standalone | DE0007554 | Patients requiring fracture fixation or orthopaedic corrective surgery
Orthopaedics | Trauma - Extramedullary fixation | Fixation screw | Cannulated screw | Depuy Synthes | Cannulated Screw D 6.5mm, self-drill., L 115mm | 208.479 | Standalone | DE0007554 | Patients requiring fracture fixation or orthopaedic corrective surgery
Orthopaedics | Trauma - Extramedullary fixation | Fixation screw | Cannulated screw | Depuy Synthes | Cannulated Screw D 6.5mm, self-drill., L 120mm SS | 208.480 | Standalone | DE0007554 | Patients requiring fracture fixation or orthopaedic corrective surgery
Orthopaedics | Trauma - Extramedullary fixation | Fixation screw | Cannulated screw | Depuy Synthes | Cannulated Screw D 6.5mm, self-drill., L 125mmm | 208.481 | Standalone | DE0007554 | Patients requiring fracture fixation or orthopaedic corrective surgery
Orthopaedics | Trauma - Extramedullary fixation | Fixation screw | Cannulated screw | Depuy Synthes | Cannulated Screw D 6.5mm, self-drill., L 130mm | 208.482 | Standalone | DE0007554 | Patients requiring fracture fixation or orthopaedic corrective surgery
Orthopaedics | Trauma - Extramedullary fixation | Fixation screw | Cannulated screw | Depuy Synthes | Cannulated Screw D 7.3mm, self-drill., L 30/16mm SS | 208.830 | Standalone | DE0002115 | Patients requiring fracture fixation or orthopaedic corrective surgery
Orthopaedics | Trauma - Extramedullary fixation | Fixation screw | Cannulated screw | Depuy Synthes | Cannulated Screw D 7.3mm, self-drill., L 35/16mm SS | 208.835 | Standalone | DE0002115 | Patients requiring fracture fixation or orthopaedic corrective surgery
Orthopaedics | Trauma - Extramedullary fixation | Fixation screw | Cannulated screw | Depuy Synthes | Cannulated Screw D 7.3mm, self-drill., L 40/16mm SS | 208.840 | Standalone | DE0002115 | Patients requiring fracture fixation or orthopaedic corrective surgery
Orthopaedics | Trauma - Extramedullary fixation | Fixation screw | Cannulated screw | Depuy Synthes | Cannulated Screw D 7.3mm, self-drill., L 45/16mm SS | 208.845 | Standalone | DE0002115 | Patients requiring fracture fixation or orthopaedic corrective surgery
Orthopaedics | Trauma - Extramedullary fixation | Fixation screw | Cannulated screw | Depuy Synthes | Cannulated Screw D 7.3mm, self-drill., L 50/16mm SS | 208.850 | Standalone | DE0002115 | Patients requiring fracture fixation or orthopaedic corrective surgery
Orthopaedics | Trauma - Extramedullary fixation | Fixation screw | Cannulated screw | Depuy Synthes | Cannulated Screw D 7.3mm, self-drill., L 55/16mm SS | 208.855 | Standalone | DE0002115 | Patients requiring fracture fixation or orthopaedic corrective surgery
Orthopaedics | Trauma - Extramedullary fixation | Fixation screw | Cannulated screw | Depuy Synthes | Cannulated Screw D 7.3mm, self-drill., L 60/16mm SS | 208.860 | Standalone | DE0002115 | Patients requiring fracture fixation or orthopaedic corrective surgery
Orthopaedics | Trauma - Extramedullary fixation | Fixation screw | Cannulated screw | Depuy Synthes | Cannulated Screw D 7.3mm, self-drill., L 65/16mm SS | 208.865 | Standalone | DE0002115 | Patients requiring fracture fixation or orthopaedic corrective surgery
Orthopaedics | Trauma - Extramedullary fixation | Fixation screw | Cannulated screw | Depuy Synthes | Cannulated Screw D 7.3mm, self-drill., L 70/16mm SS | 208.870 | Standalone | DE0002115 | Patients requiring fracture fixation or orthopaedic corrective surgery
Orthopaedics | Trauma - Extramedullary fixation | Fixation screw | Cannulated screw | Depuy Synthes | Cannulated Screw D 7.3mm, self-drill., L 75/16mm SS | 208.875 | Standalone | DE0002115 | Patients requiring fracture fixation or orthopaedic corrective surgery
Orthopaedics | Trauma - Extramedullary fixation | Fixation screw | Cannulated screw | Depuy Synthes | Cannulated Screw D 7.3mm, self-drill., L 80/16mm SS | 208.880 | Standalone | DE0002115 | Patients requiring fracture fixation or orthopaedic corrective surgery
Orthopaedics | Trauma - Extramedullary fixation | Fixation screw | Cannulated screw | Depuy Synthes | Cannulated Screw D 7.3mm, self-drill., L 85/16mm SS | 208.885 | Standalone | DE0002115 | Patients requiring fracture fixation or orthopaedic corrective surgery
Orthopaedics | Trauma - Extramedullary fixation | Fixation screw | Cannulated screw | Depuy Synthes | Cannulated Screw D 7.3mm, self-drill., L 90/16mm SS | 208.890 | Standalone | DE0002115 | Patients requiring fracture fixation or orthopaedic corrective surgery
Orthopaedics | Trauma - Extramedullary fixation | Fixation screw | Cannulated screw | Depuy Synthes | Cannulated Screw D 7.3mm, self-drill., L 95/16mm SS | 208.895 | Standalone | DE0002115 | Patients requiring fracture fixation or orthopaedic corrective surgery
Orthopaedics | Trauma - Extramedullary fixation | Fixation screw | Cannulated screw | Depuy Synthes | Cannulated Screw D 7.3mm, self-drill., L 100/16mm SS | 208.900 | Standalone | DE0002115 | Patients requiring fracture fixation or orthopaedic corrective surgery
Orthopaedics | Trauma - Extramedullary fixation | Fixation screw | Cannulated screw | Depuy Synthes | Cannulated Screw D 7.3mm, self-drill., L 105/16mm SS | 208.905 | Standalone | DE0002115 | Patients requiring fracture fixation or orthopaedic corrective surgery
Orthopaedics | Trauma - Extramedullary fixation | Fixation screw | Cannulated screw | Depuy Synthes | Cannulated Screw D 7.3mm, self-drill., L 110/16mm SS | 208.910 | Standalone | DE0002115 | Patients requiring fracture fixation or orthopaedic corrective surgery
Orthopaedics | Trauma - Extramedullary fixation | Fixation screw | Cannulated screw | Depuy Synthes | Cannulated Screw D 7.3mm, self-drill., L 115/16mm SS | 208.915 | Standalone | DE0002115 | Patients requiring fracture fixation or orthopaedic corrective surgery
Orthopaedics | Trauma - Extramedullary fixation | Fixation screw | Cannulated screw | Depuy Synthes | Cannulated Screw D 7.3mm, self-drill., L 120/16mm SS | 208.920 | Standalone | DE0002115 | Patients requiring fracture fixation or orthopaedic corrective surgery
Orthopaedics | Trauma - Extramedullary fixation | Fixation screw | Cannulated screw | Depuy Synthes | Cannulated Screw D 7.3mm, self-drill., L 125/16mm SS | 208.925 | Standalone | DE0002115 | Patients requiring fracture fixation or orthopaedic corrective surgery
Orthopaedics | Trauma - Extramedullary fixation | Fixation screw | Cannulated screw | Depuy Synthes | Cannulated Screw D 7.3mm, self-drill., L 130/16mm SS | 208.930 | Standalone | DE0002115 | Patients requiring fracture fixation or orthopaedic corrective surgery
Orthopaedics | Trauma - Extramedullary fixation | Fixation screw | Cannulated screw | Depuy Synthes | Cannulated Screw D 7.3mm, self-drill., L 135/16mm SS | 208.935 | Standalone | DE0002115 | Patients requiring fracture fixation or orthopaedic corrective surgery
Orthopaedics | Trauma - Extramedullary fixation | Fixation screw | Cannulated screw | Depuy Synthes | Cannulated Screw D 7.3mm, self-drill., L 140/16mm SS | 208.940 | Standalone | DE0002115 | Patients requiring fracture fixation or orthopaedic corrective surgery
Orthopaedics | Trauma - Extramedullary fixation | Fixation screw | Cannulated screw | Depuy Synthes | Cannulated Screw D 7.3mm, self-drill., L 145/16mm SS | 208.945 | Standalone | DE0002115 | Patients requiring fracture fixation or orthopaedic corrective surgery
Orthopaedics | Trauma - Extramedullary fixation | Fixation screw | Cannulated screw | Depuy Synthes | Cannulated Screw D 7.3mm, self-drill., L 150/16mm SS | 208.950 | Standalone | DE0002115 | Patients requiring fracture fixation or orthopaedic corrective surgery
Orthopaedics | Trauma - Extramedullary fixation | Fixation screw | Cannulated screw | Depuy Synthes | Cannulated Screw D 7.3mm, self-drill., L 20mm SS | 209.620 | Standalone | DE0002115 | Patients requiring fracture fixation or orthopaedic corrective surgery
Orthopaedics | Trauma - Extramedullary fixation | Fixation screw | Cannulated screw | Depuy Synthes | Cannulated Screw D 7.3mm, self-drill., L 25mm | 209.625 | Standalone | DE0002115 | Patients requiring fracture fixation or orthopaedic corrective surgery
Orthopaedics | Trauma - Extramedullary fixation | Fixation screw | Cannulated screw | Depuy Synthes | Cannulated Screw D 7.3mm, self-drill., L30mm | 209.630 | Standalone | DE0002115 | Patients requiring fracture fixation or orthopaedic corrective surgery
Orthopaedics | Trauma - Extramedullary fixation | Fixation screw | Cannulated screw | Depuy Synthes | Cannulated Screw D 7.3mm, self-drill., L 35mm SS | 209.635 | Standalone | DE0002115 | Patients requiring fracture fixation or orthopaedic corrective surgery
Orthopaedics | Trauma - Extramedullary fixation | Fixation screw | Cannulated screw | Depuy Synthes | Cannulated Screw D 7.3mm, self-drill., L 40mm SS | 209.640 | Standalone | DE0002115 | Patients requiring fracture fixation or orthopaedic corrective surgery
Orthopaedics | Trauma - Extramedullary fixation | Fixation screw | Cannulated screw | Depuy Synthes | Cannulated Screw D 7.3mm, self-drill., L 45mm SS | 209.645 | Standalone | DE0002115 | Patients requiring fracture fixation or orthopaedic corrective surgery
Orthopaedics | Trauma - Extramedullary fixation | Fixation screw | Cannulated screw | Depuy Synthes | Cannulated Screw D 7.3mm, self-drill., L 50mm SS | 209.650 | Standalone | DE0002115 | Patients requiring fracture fixation or orthopaedic corrective surgery
Orthopaedics | Trauma - Extramedullary fixation | Fixation screw | Cannulated screw | Depuy Synthes | Cannulated Screw D 7.3mm, self-drill., L 55mm SS | 209.655 | Standalone | DE0002115 | Patients requiring fracture fixation or orthopaedic corrective surgery
Orthopaedics | Trauma - Extramedullary fixation | Fixation screw | Cannulated screw | Depuy Synthes | Cannulated Screw D 7.3mm, self-drill., L 60mm SS | 209.660 | Standalone | DE0002115 | Patients requiring fracture fixation or orthopaedic corrective surgery
Orthopaedics | Trauma - Extramedullary fixation | Fixation screw | Cannulated screw | Depuy Synthes | Cannulated Screw D 7.3mm, self-drill., L 65mm SS | 209.665 | Standalone | DE0002115 | Patients requiring fracture fixation or orthopaedic corrective surgery
Orthopaedics | Trauma - Extramedullary fixation | Fixation screw | Cannulated screw | Depuy Synthes | Cannulated Screw D 7.3mm, self-drill., L 70mm SS | 209.670 | Standalone | DE0002115 | Patients requiring fracture fixation or orthopaedic corrective surgery
Orthopaedics | Trauma - Extramedullary fixation | Fixation screw | Cannulated screw | Depuy Synthes | Cannulated Screw D 7.3mm, self-drill., L 75mm SS | 209.675 | Standalone | DE0002115 | Patients requiring fracture fixation or orthopaedic corrective surgery
Orthopaedics | Trauma - Extramedullary fixation | Fixation screw | Cannulated screw | Depuy Synthes | Cannulated Screw D 7.3mm, self-drill., L 80mm SS | 209.680 | Standalone | DE0002115 | Patients requiring fracture fixation or orthopaedic corrective surgery
Orthopaedics | Trauma - Extramedullary fixation | Fixation screw | Cannulated screw | Depuy Synthes | Cannulated Screw D 7.3mm, self-drill., L 85mm SS | 209.685 | Standalone | DE0002115 | Patients requiring fracture fixation or orthopaedic corrective surgery
Orthopaedics | Trauma - Extramedullary fixation | Fixation screw | Cannulated screw | Depuy Synthes | Cannulated Screw D 7.3mm, self-drill., L 90mm SS | 209.690 | Standalone | DE0002115 | Patients requiring fracture fixation or orthopaedic corrective surgery
Orthopaedics | Trauma - Extramedullary fixation | Fixation screw | Cannulated screw | Depuy Synthes | Cannulated Screw D 7.3mm, self-drill., L 95mm SS | 209.695 | Standalone | DE0002115 | Patients requiring fracture fixation or orthopaedic corrective surgery
Orthopaedics | Trauma - Extramedullary fixation | Fixation screw | Cannulated screw | Depuy Synthes | Cannulated Screw D 7.3mm, self-drill., L 100mm SS | 209.700 | Standalone | DE0002115 | Patients requiring fracture fixation or orthopaedic corrective surgery
Orthopaedics | Trauma - Extramedullary fixation | Fixation screw | Cannulated screw | Depuy Synthes | Cannulated Screw D 7.3mm, self-drill., L 105mm SS | 209.705 | Standalone | DE0002115 | Patients requiring fracture fixation or orthopaedic corrective surgery
Orthopaedics | Trauma - Extramedullary fixation | Fixation screw | Cannulated screw | Depuy Synthes | Cannulated Screw D 7.3mm, self-drill., L 110mm SS | 209.710 | Standalone | DE0002115 | Patients requiring fracture fixation or orthopaedic corrective surgery
Orthopaedics | Trauma - Extramedullary fixation | Fixation screw | Cannulated screw | Depuy Synthes | Cannulated Screw D 7.3mm, self-drill., L 115mm SS | 209.715 | Standalone | DE0002115 | Patients requiring fracture fixation or orthopaedic corrective surgery
Orthopaedics | Trauma - Extramedullary fixation | Fixation screw | Cannulated screw | Depuy Synthes | Cannulated Screw D 7.3mm, self-drill., L 120mm SS | 209.720 | Standalone | DE0002115 | Patients requiring fracture fixation or orthopaedic corrective surgery
Orthopaedics | Trauma - Extramedullary fixation | Fixation screw | Cannulated screw | Depuy Synthes | Cannulated Screw D 7.3mm, self-drill., L 125mm SS | 209.725 | Standalone | DE0002115 | Patients requiring fracture fixation or orthopaedic corrective surgery
Orthopaedics | Trauma - Extramedullary fixation | Fixation screw | Cannulated screw | Depuy Synthes | Cannulated Screw D 7.3mm, self-drill., L 130mm SS | 209.730 | Standalone | DE0002115 | Patients requiring fracture fixation or orthopaedic corrective surgery
Orthopaedics | Trauma - Extramedullary fixation | Fixation screw | Cannulated screw | Depuy Synthes | Cannulated Screw D 7.3mm, self-drill., L 45/32mm SS | 209.845 | Standalone | DE0002115 | Patients requiring fracture fixation or orthopaedic corrective surgery
Orthopaedics | Trauma - Extramedullary fixation | Fixation screw | Cannulated screw | Depuy Synthes | Cannulated Screw D 7.3mm, self-drill., L 50/32mm SS | 209.850 | Standalone | DE0002115 | Patients requiring fracture fixation or orthopaedic corrective surgery
Orthopaedics | Trauma - Extramedullary fixation | Fixation screw | Cannulated screw | Depuy Synthes | Cannulated Screw D 7.3mm, self-drill., L 55/32mm SS | 209.855 | Standalone | DE0002115 | Patients requiring fracture fixation or orthopaedic corrective surgery
Orthopaedics | Trauma - Extramedullary fixation | Fixation screw | Cannulated screw | Depuy Synthes | Cannulated Screw D 7.3mm, self-drill., L 60/32mm SS | 209.860 | Standalone | DE0002115 | Patients requiring fracture fixation or orthopaedic corrective surgery
Orthopaedics | Trauma - Extramedullary fixation | Fixation screw | Cannulated screw | Depuy Synthes | Cannulated Screw D 7.3mm, self-drill., L 65/32mm SS | 209.865 | Standalone | DE0002115 | Patients requiring fracture fixation or orthopaedic corrective surgery
Orthopaedics | Trauma - Extramedullary fixation | Fixation screw | Cannulated screw | Depuy Synthes | Cannulated Screw D 7.3mm, self-drill., L 70/32mm SS | 209.870 | Standalone | DE0002115 | Patients requiring fracture fixation or orthopaedic corrective surgery
Orthopaedics | Trauma - Extramedullary fixation | Fixation screw | Cannulated screw | Depuy Synthes | Cannulated Screw D 7.3mm, self-drill., L 75/32mm SS | 209.875 | Standalone | DE0002115 | Patients requiring fracture fixation or orthopaedic corrective surgery
Orthopaedics | Trauma - Extramedullary fixation | Fixation screw | Cannulated screw | Depuy Synthes | Cannulated Screw D 7.3mm, self-drill., L 80/32mm SS | 209.880 | Standalone | DE0002115 | Patients requiring fracture fixation or orthopaedic corrective surgery
Orthopaedics | Trauma - Extramedullary fixation | Fixation screw | Cannulated screw | Depuy Synthes | Cannulated Screw D 7.3mm, self-drill., L 85/32mm SS | 209.885 | Standalone | DE0002115 | Patients requiring fracture fixation or orthopaedic corrective surgery
Orthopaedics | Trauma - Extramedullary fixation | Fixation screw | Cannulated screw | Depuy Synthes | Cannulated Screw D 7.3mm, self-drill., L 90/32mm SS | 209.890 | Standalone | DE0002115 | Patients requiring fracture fixation or orthopaedic corrective surgery
Orthopaedics | Trauma - Extramedullary fixation | Fixation screw | Cannulated screw | Depuy Synthes | Cannulated Screw D 7.3mm, self-drill., L 95/32mm SS | 209.895 | Standalone | DE0002115 | Patients requiring fracture fixation or orthopaedic corrective surgery
Orthopaedics | Trauma - Extramedullary fixation | Fixation screw | Cannulated screw | Depuy Synthes | Cannulated Screw D 7.3mm, self-drill., L 100/32mm SS | 209.900 | Standalone | DE0002115 | Patients requiring fracture fixation or orthopaedic corrective surgery
Orthopaedics | Trauma - Extramedullary fixation | Fixation screw | Cannulated screw | Depuy Synthes | Cannulated Screw D 7.3mm, self-drill., L 105/32mm SS | 209.905 | Standalone | DE0002115 | Patients requiring fracture fixation or orthopaedic corrective surgery
Orthopaedics | Trauma - Extramedullary fixation | Fixation screw | Cannulated screw | Depuy Synthes | Cannulated Screw D 7.3mm, self-drill., L 110/32mm SS | 209.910 | Standalone | DE0002115 | Patients requiring fracture fixation or orthopaedic corrective surgery
Orthopaedics | Trauma - Extramedullary fixation | Fixation screw | Cannulated screw | Depuy Synthes | Cannulated Screw D 7.3mm, self-drill., L 115/32mm SS | 209.915 | Standalone | DE0002115 | Patients requiring fracture fixation or orthopaedic corrective surgery
Orthopaedics | Trauma - Extramedullary fixation | Fixation screw | Cannulated screw | Depuy Synthes | Cannulated Screw D 7.3mm, self-drill., L 120/32mm SS | 209.920 | Standalone | DE0002115 | Patients requiring fracture fixation or orthopaedic corrective surgery
Orthopaedics | Trauma - Extramedullary fixation | Fixation screw | Cannulated screw | Depuy Synthes | Cannulated Screw D 7.3mm, self-drill., L 125/32mm SS | 209.925 | Standalone | DE0002115 | Patients requiring fracture fixation or orthopaedic corrective surgery
Orthopaedics | Trauma - Extramedullary fixation | Fixation screw | Cannulated screw | Depuy Synthes | Cannulated Screw D 7.3mm, self-drill., L 130/32mm SS | 209.930 | Standalone | DE0002115 | Patients requiring fracture fixation or orthopaedic corrective surgery
Orthopaedics | Trauma - Extramedullary fixation | Fixation screw | Cannulated screw | Depuy Synthes | Cannulated Screw D 7.3mm, self-drill., L 135/32mm SS | 209.935 | Standalone | DE0002115 | Patients requiring fracture fixation or orthopaedic corrective surgery
Orthopaedics | Trauma - Extramedullary fixation | Fixation screw | Cannulated screw | Depuy Synthes | Cannulated Screw D 7.3mm, self-drill., L 140/32mm SS | 209.940 | Standalone | DE0002115 | Patients requiring fracture fixation or orthopaedic corrective surgery
Orthopaedics | Trauma - Extramedullary fixation | Fixation screw | Cannulated screw | Depuy Synthes | Cannulated Screw D 7.3mm, self-drill., L 145/32mm SS | 209.945 | Standalone | DE0002115 | Patients requiring fracture fixation or orthopaedic corrective surgery
Orthopaedics | Trauma - Extramedullary fixation | Fixation screw | Cannulated screw | Depuy Synthes | Cannulated Screw D 7.3mm, self-drill., L 150/32mm SS | 209.950 | Standalone | DE0002115 | Patients requiring fracture fixation or orthopaedic corrective surgery
Orthopaedics | Trauma - Extramedullary fixation | Fixation screw | Cannulated screw | Depuy Synthes | Cannulated Screw D 2.4mm, self-drill., L 10/4mm | 211.810 | Standalone | DE0007556 | Patients requiring fracture fixation or orthopaedic corrective surgery
Orthopaedics | Trauma - Extramedullary fixation | Fixation screw | Cannulated screw | Depuy Synthes | Cannulated Screw D 2.4mm, self-drill., L 11/5mm | 211.811 | Standalone | DE0007556 | Patients requiring fracture fixation or orthopaedic corrective surgery
Orthopaedics | Trauma - Extramedullary fixation | Fixation screw | Cannulated screw | Depuy Synthes | Cannulated Screw D 2.4mm, self-drill., L 12/5mm | 211.812 | Standalone | DE0007556 | Patients requiring fracture fixation or orthopaedic corrective surgery
Orthopaedics | Trauma - Extramedullary fixation | Fixation screw | Cannulated screw | Depuy Synthes | Cannulated Screw D 2.4mm, self-drill., L 13/6mm | 211.813 | Standalone | DE0007556 | Patients requiring fracture fixation or orthopaedic corrective surgery
Orthopaedics | Trauma - Extramedullary fixation | Fixation screw | Cannulated screw | Depuy Synthes | Cannulated Screw D 2.4mm, self-drill., L 14/6mm | 211.814 | Standalone | DE0007556 | Patients requiring fracture fixation or orthopaedic corrective surgery
Orthopaedics | Trauma - Extramedullary fixation | Fixation screw | Cannulated screw | Depuy Synthes | Cannulated Screw D 2.4mm, self-drill., L 15/7mm | 211.815 | Standalone | DE0007556 | Patients requiring fracture fixation or orthopaedic corrective surgery
Orthopaedics | Trauma - Extramedullary fixation | Fixation screw | Cannulated screw | Depuy Synthes | Cannulated Screw D 2.4mm, self-drill., L 16/7mm | 211.816 | Standalone | DE0007556 | Patients requiring fracture fixation or orthopaedic corrective surgery
Orthopaedics | Trauma - Extramedullary fixation | Fixation screw | Cannulated screw | Depuy Synthes | Cannulated Screw D 2.4mm, self-drill., L 17/8mm | 211.817 | Standalone | DE0007556 | Patients requiring fracture fixation or orthopaedic corrective surgery
Orthopaedics | Trauma - Extramedullary fixation | Fixation screw | Cannulated screw | Depuy Synthes | Cannulated Screw D 2.4mm, self-drill., L 18/8mm | 211.818 | Standalone | DE0007556 | Patients requiring fracture fixation or orthopaedic corrective surgery
Orthopaedics | Trauma - Extramedullary fixation | Fixation screw | Cannulated screw | Depuy Synthes | Cannulated Screw D 2.4mm, self-drill., L 19/9mm | 211.819 | Standalone | DE0007556 | Patients requiring fracture fixation or orthopaedic corrective surgery
Orthopaedics | Trauma - Extramedullary fixation | Fixation screw | Cannulated screw | Depuy Synthes | Cannulated Screw D 2.4mm, self-drill., L 20/9mm | 211.820 | Standalone | DE0007556 | Patients requiring fracture fixation or orthopaedic corrective surgery
Orthopaedics | Trauma - Extramedullary fixation | Fixation screw | Cannulated screw | Depuy Synthes | Cannulated Screw D 2.4mm, self-drill., L 22/10mm | 211.822 | Standalone | DE0007556 | Patients requiring fracture fixation or orthopaedic corrective surgery
Orthopaedics | Trauma - Extramedullary fixation | Fixation screw | Cannulated screw | Depuy Synthes | Cannulated Screw D 2.4mm, self-drill., L 24/10mm | 211.824 | Standalone | DE0007556 | Patients requiring fracture fixation or orthopaedic corrective surgery
Orthopaedics | Trauma - Extramedullary fixation | Fixation screw | Cannulated screw | Depuy Synthes | Cannulated Screw D 2.4mm, self-drill., L 26/12mm | 211.826 | Standalone | DE0007556 | Patients requiring fracture fixation or orthopaedic corrective surgery
Orthopaedics | Trauma - Extramedullary fixation | Fixation screw | Cannulated screw | Depuy Synthes | Cannulated Screw D 2.4mm, self-drill., L 28/12mm | 211.828 | Standalone | DE0007556 | Patients requiring fracture fixation or orthopaedic corrective surgery
Orthopaedics | Trauma - Extramedullary fixation | Fixation screw | Cannulated screw | Depuy Synthes | Cannulated Screw D 2.4mm, self-drill., L 30/14mm | 211.830 | Standalone | DE0007556 | Patients requiring fracture fixation or orthopaedic corrective surgery
Orthopaedics | Trauma - Extramedullary fixation | Fixation screw | Cannulated screw | Depuy Synthes | Cannulated Screw D 2.4mm, self-drill., L 17/5mm | 211.841 | Standalone | DE0007556 | Patients requiring fracture fixation or orthopaedic corrective surgery
Orthopaedics | Trauma - Extramedullary fixation | Fixation screw | Cannulated screw | Depuy Synthes | Cannulated Screw D 2.4mm, self-drill., L 18/5mm | 211.842 | Standalone | DE0007556 | Patients requiring fracture fixation or orthopaedic corrective surgery
Orthopaedics | Trauma - Extramedullary fixation | Fixation screw | Cannulated screw | Depuy Synthes | Cannulated Screw D 2.4mm, self-drill., L 19/5mm | 211.843 | Standalone | DE0007556 | Patients requiring fracture fixation or orthopaedic corrective surgery
Orthopaedics | Trauma - Extramedullary fixation | Fixation screw | Cannulated screw | Depuy Synthes | Cannulated Screw D 2.4mm, self-drill., L 20/5mm | 211.844 | Standalone | DE0007556 | Patients requiring fracture fixation or orthopaedic corrective surgery
Orthopaedics | Trauma - Extramedullary fixation | Fixation screw | Cannulated screw | Depuy Synthes | Cannulated Screw D 2.4mm, self-drill., L 22/5mm | 211.845 | Standalone | DE0007556 | Patients requiring fracture fixation or orthopaedic corrective surgery
Orthopaedics | Trauma - Extramedullary fixation | Fixation screw | Cannulated screw | Depuy Synthes | Cannulated Screw D 2.4mm, self-drill., L 24/6mm | 211.846 | Standalone | DE0007556 | Patients requiring fracture fixation or orthopaedic corrective surgery
Orthopaedics | Trauma - Extramedullary fixation | Fixation screw | Cannulated screw | Depuy Synthes | Cannulated Screw D 2.4mm, self-drill., L 26/6mm | 211.847 | Standalone | DE0007556 | Patients requiring fracture fixation or orthopaedic corrective surgery
Orthopaedics | Trauma - Extramedullary fixation | Fixation screw | Cannulated screw | Depuy Synthes | Cannulated Screw D 2.4mm, self-drill., L 28/6mm | 211.848 | Standalone | DE0007556 | Patients requiring fracture fixation or orthopaedic corrective surgery
Orthopaedics | Trauma - Extramedullary fixation | Fixation screw | Cannulated screw | Depuy Synthes | Cannulated Screw D 2.4mm, self-drill., L 30/6mm | 211.849 | Standalone | DE0007556 | Patients requiring fracture fixation or orthopaedic corrective surgery
Orthopaedics | Trauma - Extramedullary fixation | Plate accessories | Non-locking screw | Depuy Synthes | Screw D 3.5 mm with Conical Head, self- tapping, fully threaded, length 40 mm, Stainless Steel | 212.367 | Standalone | DE0006552 | Patients requiring fracture fixation or orthopaedic corrective surgery
Orthopaedics | Trauma - Extramedullary fixation | Plate accessories | Non-locking screw | Depuy Synthes | Screw D 3.5 mm with Conical Head, self- tapping, fully threaded, length 45 mm, Stainless Steel | 212.369 | Standalone | DE0006552 | Patients requiring fracture fixation or orthopaedic corrective surgery
Orthopaedics | Trauma - Extramedullary fixation | Plate accessories | Non-locking screw | Depuy Synthes | Screw D 3.5 mm with Conical Head, self- tapping, fully threaded, length 50 mm, Stainless Steel | 212.371 | Standalone | DE0006552 | Patients requiring fracture fixation or orthopaedic corrective surgery
Orthopaedics | Trauma - Extramedullary fixation | Plate accessories | Non-locking screw | Depuy Synthes | Screw D 3.5 mm with Conical Head, self- tapping, fully threaded, length 55 mm, Stainless Steel | 212.373 | Standalone | DE0006552 | Patients requiring fracture fixation or orthopaedic corrective surgery
Orthopaedics | Trauma - Extramedullary fixation | Plate accessories | Non-locking screw | Depuy Synthes | Screw D 3.5 mm with Conical Head, self- tapping, fully threaded, length 60 mm, Stainless Steel | 212.374 | Standalone | DE0006552 | Patients requiring fracture fixation or orthopaedic corrective surgery
Orthopaedics | Trauma - Extramedullary fixation | Plate accessories | Non-locking screw | Depuy Synthes | Screw D 3.5 mm with Conical Head, self- tapping, fully threaded, length 65 mm, Stainless Steel | 212.375 | Standalone | DE0006552 | Patients requiring fracture fixation or orthopaedic corrective surgery
Orthopaedics | Trauma - Extramedullary fixation | Plate accessories | Non-locking screw | Depuy Synthes | Screw D 3.5 mm with Conical Head, self- tapping, fully threaded, length 70 mm, Stainless Steel | 212.376 | Standalone | DE0006552 | Patients requiring fracture fixation or orthopaedic corrective surgery
Orthopaedics | Trauma - Extramedullary fixation | Plate accessories | Non-locking screw | Depuy Synthes | Screw D 3.5 mm with Conical Head, self- tapping, fully threaded, length 75 mm, Stainless Steel | 212.377 | Standalone | DE0006552 | Patients requiring fracture fixation or orthopaedic corrective surgery
Orthopaedics | Trauma - Extramedullary fixation | Plate accessories | Non-locking screw | Depuy Synthes | Screw D 3.5 mm with Conical Head, self- tapping, fully threaded, length 80 mm, Stainless Steel | 212.378 | Standalone | DE0006552 | Patients requiring fracture fixation or orthopaedic corrective surgery
Orthopaedics | Trauma - Extramedullary fixation | Plate accessories | Non-locking screw | Depuy Synthes | Screw D 3.5 mm with Conical Head, self- tapping, fully threaded, length 85 mm, Stainless Steel | 212.379 | Standalone | DE0006552 | Patients requiring fracture fixation or orthopaedic corrective surgery
Orthopaedics | Trauma - Extramedullary fixation | Plate accessories | Non-locking screw | Depuy Synthes | Screw D 3.5 mm with Conical Head, self- tapping, fully threaded, length 90 mm, Stainless Steel | 212.380 | Standalone | DE0006552 | Patients requiring fracture fixation or orthopaedic corrective surgery
Orthopaedics | Trauma - Extramedullary fixation | Plate accessories | Non-locking screw | Depuy Synthes | Screw D 3.5 mm with Conical Head, self- tapping, fully threaded, length 95 mm, Stainless Steel | 212.381 | Standalone | DE0006552 | Patients requiring fracture fixation or orthopaedic corrective surgery
Orthopaedics | Trauma - Extramedullary fixation | Plate accessories | Non-locking screw | Depuy Synthes | Screw D 3.5 mm with Conical Head, self- tapping, short thread, length 40 mm, Stainless Steel | 212.467 | Standalone | DE0002199 | Patients requiring fracture fixation or orthopaedic corrective surgery
Orthopaedics | Trauma - Extramedullary fixation | Plate accessories | Non-locking screw | Depuy Synthes | Screw D 3.5 mm with Conical Head, self- tapping, short thread, length 45 mm, Stainless Steel | 212.469 | Standalone | DE0002199 | Patients requiring fracture fixation or orthopaedic corrective surgery
Orthopaedics | Trauma - Extramedullary fixation | Plate accessories | Non-locking screw | Depuy Synthes | Screw D 3.5 mm with Conical Head, self- tapping, short thread, length 50 mm, Stainless Steel | 212.471 | Standalone | DE0002199 | Patients requiring fracture fixation or orthopaedic corrective surgery
Orthopaedics | Trauma - Extramedullary fixation | Plate accessories | Non-locking screw | Depuy Synthes | Screw D 3.5 mm with Conical Head, self- tapping, short thread, length 55 mm, Stainless Steel | 212.473 | Standalone | DE0002199 | Patients requiring fracture fixation or orthopaedic corrective surgery
Orthopaedics | Trauma - Extramedullary fixation | Plate accessories | Non-locking screw | Depuy Synthes | Screw D 3.5 mm with Conical Head, self- tapping, short thread, length 60 mm, Stainless Steel | 212.474 | Standalone | DE0002199 | Patients requiring fracture fixation or orthopaedic corrective surgery
Orthopaedics | Trauma - Extramedullary fixation | Plate accessories | Non-locking screw | Depuy Synthes | Screw D 3.5 mm with Conical Head, self- tapping, short thread, length 65 mm, Stainless Steel | 212.475 | Standalone | DE0002199 | Patients requiring fracture fixation or orthopaedic corrective surgery
Orthopaedics | Trauma - Extramedullary fixation | Plate accessories | Non-locking screw | Depuy Synthes | Screw D 3.5 mm with Conical Head, self- tapping, short thread, length 70 mm, Stainless Steel | 212.476 | Standalone | DE0002199 | Patients requiring fracture fixation or orthopaedic corrective surgery
Orthopaedics | Trauma - Extramedullary fixation | Plate accessories | Non-locking screw | Depuy Synthes | Screw D 3.5 mm with Conical Head, self- tapping, short thread, length 75 mm, Stainless Steel | 212.477 | Standalone | DE0002199 | Patients requiring fracture fixation or orthopaedic corrective surgery
Orthopaedics | Trauma - Extramedullary fixation | Plate accessories | Non-locking screw | Depuy Synthes | Screw D 3.5 mm with Conical Head, self- tapping, short thread, length 80 mm, Stainless Steel | 212.478 | Standalone | DE0002199 | Patients requiring fracture fixation or orthopaedic corrective surgery
Orthopaedics | Trauma - Extramedullary fixation | Plate accessories | Non-locking screw | Depuy Synthes | Screw D 3.5 mm with Conical Head, self- tapping, short thread, length 85 mm, Stainless Steel | 212.479 | Standalone | DE0002199 | Patients requiring fracture fixation or orthopaedic corrective surgery
Orthopaedics | Trauma - Extramedullary fixation | Plate accessories | Non-locking screw | Depuy Synthes | Screw D 3.5 mm with Conical Head, self- tapping, short thread, length 90 mm, Stainless Steel | 212.480 | Standalone | DE0002199 | Patients requiring fracture fixation or orthopaedic corrective surgery
Orthopaedics | Trauma - Extramedullary fixation | Plate accessories | Non-locking screw | Depuy Synthes | Screw D 3.5 mm with Conical Head, self- tapping, short thread, length 95 mm, Stainless Steel | 212.481 | Standalone | DE0002199 | Patients requiring fracture fixation or orthopaedic corrective surgery
Orthopaedics | Trauma - Extramedullary fixation | Plate accessories | Other plate accessories (e.g. nut, washer, etc) | Depuy Synthes | LCP Spacer D 3.5mm, L 2mm | 213.009 | Standalone | DE0006552 | Patients requiring fracture fixation or orthopaedic corrective surgery
Orthopaedics | Trauma - Extramedullary fixation | Plate accessories | Locking screw | Depuy Synthes | LCP Spacer D 3.5 mm, length 10 mm, Stainless Steel | 213.010 | Standalone | DE0002169 | Patients requiring fracture fixation or orthopaedic corrective surgery
Orthopaedics | Trauma - Extramedullary fixation | Plate accessories | Locking screw | Depuy Synthes | LCP Spacer D 3.5 mm, length 12 mm, Stainless Steel | 213.012 | Standalone | DE0002169 | Patients requiring fracture fixation or orthopaedic corrective surgery
Orthopaedics | Trauma - Extramedullary fixation | Plate accessories | Locking screw | Depuy Synthes | LCP Spacer D 3.5 mm, length 14 mm, Stainless Steel | 213.014 | Standalone | DE0002169 | Patients requiring fracture fixation or orthopaedic corrective surgery
Orthopaedics | Trauma - Extramedullary fixation | Plate accessories | Locking screw | Depuy Synthes | LCP Spacer D 3.5 mm, length 16 mm, Stainless Steel | 213.016 | Standalone | DE0002169 | Patients requiring fracture fixation or orthopaedic corrective surgery
Orthopaedics | Trauma - Extramedullary fixation | Plate accessories | Locking screw | Depuy Synthes | LCP Spacer D 3.5 mm, length 18 mm, Stainless Steel | 213.018 | Standalone | DE0002169 | Patients requiring fracture fixation or orthopaedic corrective surgery
Orthopaedics | Trauma - Extramedullary fixation | Plate accessories | Locking screw | Depuy Synthes | LCP Spacer D 3.5 mm, length 20 mm, Stainless Steel | 213.020 | Standalone | DE0002169 | Patients requiring fracture fixation or orthopaedic corrective surgery
Orthopaedics | Trauma - Extramedullary fixation | Plate accessories | Locking screw | Depuy Synthes | LCP Spacer D 3.5 mm, length 22 mm, Stainless Steel | 213.022 | Standalone | DE0002169 | Patients requiring fracture fixation or orthopaedic corrective surgery
Orthopaedics | Trauma - Extramedullary fixation | Plate accessories | Locking screw | Depuy Synthes | LCP Spacer D 3.5 mm, length 24 mm, Stainless Steel | 213.024 | Standalone | DE0002169 | Patients requiring fracture fixation or orthopaedic corrective surgery
Orthopaedics | Trauma - Extramedullary fixation | Plate accessories | Locking screw | Depuy Synthes | LCP Spacer D 3.5 mm, length 26 mm Stainless Steel | 213.026 | Standalone | DE0002169 | Patients requiring fracture fixation or orthopaedic corrective surgery
Orthopaedics | Trauma - Extramedullary fixation | Plate accessories | Locking screw | Depuy Synthes | LCP Spacer D 3.5 mm, length 28 mm Stainless Steel | 213.028 | Standalone | DE0002169 | Patients requiring fracture fixation or orthopaedic corrective surgery
Orthopaedics | Trauma - Extramedullary fixation | Plate accessories | Locking screw | Depuy Synthes | Locking Screw D 3.5 mm, self-tapping, length 30 mm, Stainless Steel | 213.030 | Standalone | DE0002169 | Patients requiring fracture fixation or orthopaedic corrective surgery
Orthopaedics | Trauma - Extramedullary fixation | Plate accessories | Locking screw | Depuy Synthes | Locking Screw D 3.5 mm, self-tapping, length 32 mm, Stainless Steel | 213.032 | Standalone | DE0002169 | Patients requiring fracture fixation or orthopaedic corrective surgery
Orthopaedics | Trauma - Extramedullary fixation | Plate accessories | Locking screw | Depuy Synthes | Locking Screw D 3.5 mm, self-tapping, length 34 mm, Stainless Steel | 213.034 | Standalone | DE0002169 | Patients requiring fracture fixation or orthopaedic corrective surgery
Orthopaedics | Trauma - Extramedullary fixation | Plate accessories | Locking screw | Depuy Synthes | Locking Screw D 3.5 mm, self-tapping, length 35 mm, Stainless Steel | 213.035 | Standalone | DE0002169 | Patients requiring fracture fixation or orthopaedic corrective surgery
Orthopaedics | Trauma - Extramedullary fixation | Plate accessories | Locking screw | Depuy Synthes | Locking Screw D 3.5 mm, self-tapping, length 36 mm, Stainless Steel | 213.036 | Standalone | DE0002169 | Patients requiring fracture fixation or orthopaedic corrective surgery
Orthopaedics | Trauma - Extramedullary fixation | Plate accessories | Locking screw | Depuy Synthes | Locking Screw D 3.5 mm, self-tapping, length 38 mm, Stainless Steel | 213.038 | Standalone | DE0002169 | Patients requiring fracture fixation or orthopaedic corrective surgery
Orthopaedics | Trauma - Extramedullary fixation | Plate accessories | Locking screw | Depuy Synthes | Locking Screw D 3.5mm, L 40mm | 213.040 | Standalone | DE0002169 | Patients requiring fracture fixation or orthopaedic corrective surgery
Orthopaedics | Trauma - Extramedullary fixation | Plate accessories | Locking screw | Depuy Synthes | Locking Screw D 3.5 mm, self-tapping, length 42 mm, Stainless Steel | 213.042 | Standalone | DE0002169 | Patients requiring fracture fixation or orthopaedic corrective surgery
Orthopaedics | Trauma - Extramedullary fixation | Plate accessories | Locking screw | Depuy Synthes | Locking Screw D 3.5 mm, self-tapping, length 44 mm, Stainless Steel | 213.044 | Standalone | DE0002169 | Patients requiring fracture fixation or orthopaedic corrective surgery
Orthopaedics | Trauma - Extramedullary fixation | Plate accessories | Locking screw | Depuy Synthes | Locking Screw D 3.5 mm, self-tapping, length 45 mm, Stainless Steel | 213.045 | Standalone | DE0002169 | Patients requiring fracture fixation or orthopaedic corrective surgery
Orthopaedics | Trauma - Extramedullary fixation | Plate accessories | Locking screw | Depuy Synthes | Locking Screw D 3.5 mm, self-tapping, length 46 mm, Stainless Steel | 213.046 | Standalone | DE0002169 | Patients requiring fracture fixation or orthopaedic corrective surgery
Orthopaedics | Trauma - Extramedullary fixation | Plate accessories | Locking screw | Depuy Synthes | Locking Screw D 3.5 mm, self-tapping, length 48 mm, Stainless Steel | 213.048 | Standalone | DE0002169 | Patients requiring fracture fixation or orthopaedic corrective surgery
Orthopaedics | Trauma - Extramedullary fixation | Plate accessories | Locking screw | Depuy Synthes | Locking Screw D 3.5mm, L 50mm | 213.050 | Standalone | DE0002169 | Patients requiring fracture fixation or orthopaedic corrective surgery
Orthopaedics | Trauma - Extramedullary fixation | Plate accessories | Locking screw | Depuy Synthes | Locking Screw D 3.5 mm, self-tapping, length 52 mm, Stainless Steel | 213.052 | Standalone | DE0002169 | Patients requiring fracture fixation or orthopaedic corrective surgery
Orthopaedics | Trauma - Extramedullary fixation | Plate accessories | Locking screw | Depuy Synthes | Locking Screw D 3.5 mm, self-tapping, length 55 mm, Stainless Steel | 213.055 | Standalone | DE0002169 | Patients requiring fracture fixation or orthopaedic corrective surgery
Orthopaedics | Trauma - Extramedullary fixation | Plate accessories | Locking screw | Depuy Synthes | Locking Screw D 3.5mm, L 65mm SST | 213.065 | Standalone | DE0002169 | Patients requiring fracture fixation or orthopaedic corrective surgery
Orthopaedics | Trauma - Extramedullary fixation | Plate accessories | Locking screw | Depuy Synthes | Locking Screw D 3.5mm, L 70mm SST | 213.070 | Standalone | DE0002169 | Patients requiring fracture fixation or orthopaedic corrective surgery
Orthopaedics | Trauma - Extramedullary fixation | Plate accessories | Locking screw | Depuy Synthes | Locking Screw D 3.5mm, L 75mm SST | 213.075 | Standalone | DE0002169 | Patients requiring fracture fixation or orthopaedic corrective surgery
Orthopaedics | Trauma - Extramedullary fixation | Plate accessories | Locking screw | Depuy Synthes | Locking Screw D 3.5mm, L 80mm SST | 213.080 | Standalone | DE0002169 | Patients requiring fracture fixation or orthopaedic corrective surgery
Orthopaedics | Trauma - Extramedullary fixation | Plate accessories | Locking screw | Depuy Synthes | Locking Screw D 3.5mm, self-tapping, L 85mm SST | 213.085 | Standalone | DE0002169 | Patients requiring fracture fixation or orthopaedic corrective surgery
Orthopaedics | Trauma - Extramedullary fixation | Plate accessories | Locking screw | Depuy Synthes | Locking Screw D 3.5mm, self-tapping, L 90mm SST | 213.090 | Standalone | DE0002169 | Patients requiring fracture fixation or orthopaedic corrective surgery
Orthopaedics | Trauma - Extramedullary fixation | Plate accessories | Locking screw | Depuy Synthes | Locking Screw D 3.5mm, self-tapping, L 95mm SST | 213.095 | Standalone | DE0002169 | Patients requiring fracture fixation or orthopaedic corrective surgery
Orthopaedics | Trauma - Extramedullary fixation | Plate accessories | Locking screw | Depuy Synthes | Locking Screw D 5.0mm, L 14mm SST | 213.314 | Standalone | DE0006552 | Patients requiring fracture fixation or orthopaedic corrective surgery
Orthopaedics | Trauma - Extramedullary fixation | Plate accessories | Locking screw | Depuy Synthes | Locking Screw D 5.0mm, L 16mm SST | 213.316 | Standalone | DE0006552 | Patients requiring fracture fixation or orthopaedic corrective surgery
Orthopaedics | Trauma - Extramedullary fixation | Plate accessories | Locking screw | Depuy Synthes | Locking Screw D 5.0mm, L 18mm SST | 213.318 | Standalone | DE0006552 | Patients requiring fracture fixation or orthopaedic corrective surgery
Orthopaedics | Trauma - Extramedullary fixation | Plate accessories | Locking screw | Depuy Synthes | Locking Screw D 5.0mm, L 20mm SST | 213.320 | Standalone | DE0006552 | Patients requiring fracture fixation or orthopaedic corrective surgery
Orthopaedics | Trauma - Extramedullary fixation | Plate accessories | Locking screw | Depuy Synthes | Locking Screw D 5.0mm, L 22mm | 213.322 | Standalone | DE0006552 | Patients requiring fracture fixation or orthopaedic corrective surgery
Orthopaedics | Trauma - Extramedullary fixation | Plate accessories | Locking screw | Depuy Synthes | Locking Screw D 5.0mm, L 24mm SST | 213.324 | Standalone | DE0006552 | Patients requiring fracture fixation or orthopaedic corrective surgery
Orthopaedics | Trauma - Extramedullary fixation | Plate accessories | Locking screw | Depuy Synthes | Locking Screw D 5.0mm, L 26mm SST | 213.326 | Standalone | DE0006552 | Patients requiring fracture fixation or orthopaedic corrective surgery
Orthopaedics | Trauma - Extramedullary fixation | Plate accessories | Locking screw | Depuy Synthes | Locking Screw D 5.0mm, L 28mm SST | 213.328 | Standalone | DE0006552 | Patients requiring fracture fixation or orthopaedic corrective surgery
Orthopaedics | Trauma - Extramedullary fixation | Plate accessories | Locking screw | Depuy Synthes | Locking Screw D 5.0mm, L 30mm | 213.330 | Standalone | DE0006552 | Patients requiring fracture fixation or orthopaedic corrective surgery
Orthopaedics | Trauma - Extramedullary fixation | Plate accessories | Locking screw | Depuy Synthes | Locking Screw D 5.0mm, L 32mm SST | 213.332 | Standalone | DE0006552 | Patients requiring fracture fixation or orthopaedic corrective surgery
Orthopaedics | Trauma - Extramedullary fixation | Plate accessories | Locking screw | Depuy Synthes | Locking Screw D 5.0mm, L 34mm | 213.334 | Standalone | DE0006552 | Patients requiring fracture fixation or orthopaedic corrective surgery
Orthopaedics | Trauma - Extramedullary fixation | Plate accessories | Locking screw | Depuy Synthes | Locking Screw D 5.0mm, L 36mm SST | 213.336 | Standalone | DE0006552 | Patients requiring fracture fixation or orthopaedic corrective surgery
Orthopaedics | Trauma - Extramedullary fixation | Plate accessories | Locking screw | Depuy Synthes | Locking Screw D 5.0mm, L 38mm SST | 213.338 | Standalone | DE0006552 | Patients requiring fracture fixation or orthopaedic corrective surgery
Orthopaedics | Trauma - Extramedullary fixation | Plate accessories | Locking screw | Depuy Synthes | Locking Screw D 5.0mm, L 40mm SST | 213.340 | Standalone | DE0006552 | Patients requiring fracture fixation or orthopaedic corrective surgery
Orthopaedics | Trauma - Extramedullary fixation | Plate accessories | Locking screw | Depuy Synthes | Locking Screw D 5.0mm, L 42mm SST | 213.342 | Standalone | DE0006552 | Patients requiring fracture fixation or orthopaedic corrective surgery
Orthopaedics | Trauma - Extramedullary fixation | Plate accessories | Locking screw | Depuy Synthes | Locking Screw D 5.0mm, L 44mm SST | 213.344 | Standalone | DE0006552 | Patients requiring fracture fixation or orthopaedic corrective surgery
Orthopaedics | Trauma - Extramedullary fixation | Plate accessories | Locking screw | Depuy Synthes | Locking Screw D 5.0mm, L 46mm SST | 213.346 | Standalone | DE0006552 | Patients requiring fracture fixation or orthopaedic corrective surgery
Orthopaedics | Trauma - Extramedullary fixation | Plate accessories | Locking screw | Depuy Synthes | Locking Screw D 5.0mm, L 48mm SST | 213.348 | Standalone | DE0006552 | Patients requiring fracture fixation or orthopaedic corrective surgery
Orthopaedics | Trauma - Extramedullary fixation | Plate accessories | Locking screw | Depuy Synthes | Locking Screw D 5.0mm, L 50mm SST | 213.350 | Standalone | DE0006552 | Patients requiring fracture fixation or orthopaedic corrective surgery
Orthopaedics | Trauma - Extramedullary fixation | Plate accessories | Locking screw | Depuy Synthes | Locking Screw D 5.0mm, L 55mm SST | 213.355 | Standalone | DE0006552 | Patients requiring fracture fixation or orthopaedic corrective surgery
Orthopaedics | Trauma - Extramedullary fixation | Plate accessories | Locking screw | Depuy Synthes | Locking Screw D 5.0mm, L 60mm SST | 213.360 | Standalone | DE0006552 | Patients requiring fracture fixation or orthopaedic corrective surgery
Orthopaedics | Trauma - Extramedullary fixation | Plate accessories | Locking screw | Depuy Synthes | Locking Screw D 5.0mm, L 65mm SST | 213.365 | Standalone | DE0006552 | Patients requiring fracture fixation or orthopaedic corrective surgery
Orthopaedics | Trauma - Extramedullary fixation | Plate accessories | Locking screw | Depuy Synthes | Locking Screw D 5.0mm, L 70mm SST | 213.370 | Standalone | DE0006552 | Patients requiring fracture fixation or orthopaedic corrective surgery
Orthopaedics | Trauma - Extramedullary fixation | Plate accessories | Locking screw | Depuy Synthes | Locking Screw D 5.0mm, L 75mm SS | 213.375 | Standalone | DE0006552 | Patients requiring fracture fixation or orthopaedic corrective surgery
Orthopaedics | Trauma - Extramedullary fixation | Plate accessories | Locking screw | Depuy Synthes | Locking Screw D 5.0mm, L 80mm SS | 213.380 | Standalone | DE0006552 | Patients requiring fracture fixation or orthopaedic corrective surgery
Orthopaedics | Trauma - Extramedullary fixation | Plate accessories | Locking screw | Depuy Synthes | Locking Screw D 5.0mm, L 85mm SS | 213.385 | Standalone | DE0006552 | Patients requiring fracture fixation or orthopaedic corrective surgery
Orthopaedics | Trauma - Extramedullary fixation | Plate accessories | Locking screw | Depuy Synthes | Locking Screw D 5.0mm, L 90mm SS | 213.390 | Standalone | DE0006552 | Patients requiring fracture fixation or orthopaedic corrective surgery
Orthopaedics | Trauma - Extramedullary fixation | Plate accessories | Locking screw | Depuy Synthes | Locking Screw D 5.0mm, L 18mm | 213.418 | Standalone | DE0006552 | Patients requiring fracture fixation or orthopaedic corrective surgery
Orthopaedics | Trauma - Extramedullary fixation | Plate accessories | Locking screw | Depuy Synthes | Locking Screw D 5.0mm, L 26mm self-drilling SST | 213.426 | Standalone | DE0006552 | Patients requiring fracture fixation or orthopaedic corrective surgery
Orthopaedics | Trauma - Extramedullary fixation | Plate accessories | Locking screw | Depuy Synthes | Locking Screw D 5.0 mm, self-drilling, length 40 mm, Stainless Steel | 213.440 | Standalone | DE0006552 | Patients requiring fracture fixation or orthopaedic corrective surgery
Orthopaedics | Trauma - Extramedullary fixation | Plate accessories | Locking screw | Depuy Synthes | Locking Screw D 5.0mm, L 55mm self-drilling SST | 213.455 | Standalone | DE0006552 | Patients requiring fracture fixation or orthopaedic corrective surgery
Orthopaedics | Trauma - Extramedullary fixation | Fixation screw | Cannulated screw | Depuy Synthes | Cannulated Screw D 4.5mm, self-drill., L 20/7mm SST | 214.520 | Standalone | DE0002113 | Patients requiring fracture fixation or orthopaedic corrective surgery
Orthopaedics | Trauma - Extramedullary fixation | Fixation screw | Cannulated screw | Depuy Synthes | Cannulated Screw D 4.5mm, self-drill., L 22/7mm SST | 214.522 | Standalone | DE0002113 | Patients requiring fracture fixation or orthopaedic corrective surgery
Orthopaedics | Trauma - Extramedullary fixation | Fixation screw | Cannulated screw | Depuy Synthes | Cannulated Screw D 4.5mm, self-drill., L 24/8mm SST | 214.524 | Standalone | DE0002113 | Patients requiring fracture fixation or orthopaedic corrective surgery
Orthopaedics | Trauma - Extramedullary fixation | Fixation screw | Cannulated screw | Depuy Synthes | Cannulated Screw D 4.5mm, self-drill., L 26/9mm SST | 214.526 | Standalone | DE0002113 | Patients requiring fracture fixation or orthopaedic corrective surgery
Orthopaedics | Trauma - Extramedullary fixation | Fixation screw | Cannulated screw | Depuy Synthes | Cannulated Screw D 4.5mm, self-drill., L 28/9mm SST | 214.528 | Standalone | DE0002113 | Patients requiring fracture fixation or orthopaedic corrective surgery
Orthopaedics | Trauma - Extramedullary fixation | Fixation screw | Cannulated screw | Depuy Synthes | Cannulated Screw D 4.5mm, self-drill., L 30/10mm SST | 214.530 | Standalone | DE0002113 | Patients requiring fracture fixation or orthopaedic corrective surgery
Orthopaedics | Trauma - Extramedullary fixation | Fixation screw | Cannulated screw | Depuy Synthes | Cannulated Screw D 4.5mm, self-drill., L 32/11mm SST | 214.532 | Standalone | DE0002113 | Patients requiring fracture fixation or orthopaedic corrective surgery
Orthopaedics | Trauma - Extramedullary fixation | Fixation screw | Cannulated screw | Depuy Synthes | Cannulated Screw D 4.5mm, self-drill., L 34/11mm SST | 214.534 | Standalone | DE0002113 | Patients requiring fracture fixation or orthopaedic corrective surgery
Orthopaedics | Trauma - Extramedullary fixation | Fixation screw | Cannulated screw | Depuy Synthes | Cannulated Screw D 4.5mm, self-drill., L 36/12mm SST | 214.536 | Standalone | DE0002113 | Patients requiring fracture fixation or orthopaedic corrective surgery
Orthopaedics | Trauma - Extramedullary fixation | Fixation screw | Cannulated screw | Depuy Synthes | Cannulated Screw D 4.5mm, self-drill., L 38/13mm SST | 214.538 | Standalone | DE0002113 | Patients requiring fracture fixation or orthopaedic corrective surgery
Orthopaedics | Trauma - Extramedullary fixation | Fixation screw | Cannulated screw | Depuy Synthes | Cannulated Screw D 4.5mm, self-drill., L 40/13mm SST | 214.540 | Standalone | DE0002113 | Patients requiring fracture fixation or orthopaedic corrective surgery
Orthopaedics | Trauma - Extramedullary fixation | Fixation screw | Cannulated screw | Depuy Synthes | Cannulated Screw D 4.5mm, self-drill., L 42/14mm SST | 214.542 | Standalone | DE0002113 | Patients requiring fracture fixation or orthopaedic corrective surgery
Orthopaedics | Trauma - Extramedullary fixation | Fixation screw | Cannulated screw | Depuy Synthes | Cannulated Screw D 4.5mm, self-drill., L 44/15mm | 214.544 | Standalone | DE0002113 | Patients requiring fracture fixation or orthopaedic corrective surgery
Orthopaedics | Trauma - Extramedullary fixation | Fixation screw | Cannulated screw | Depuy Synthes | Cannulated Screw D 4.5mm, self-drill., L 46/15mm | 214.546 | Standalone | DE0002113 | Patients requiring fracture fixation or orthopaedic corrective surgery
Orthopaedics | Trauma - Extramedullary fixation | Fixation screw | Cannulated screw | Depuy Synthes | Cannulated Screw D 4.5mm, self-drill., L 48/16mm SST | 214.548 | Standalone | DE0002113 | Patients requiring fracture fixation or orthopaedic corrective surgery
Orthopaedics | Trauma - Extramedullary fixation | Fixation screw | Cannulated screw | Depuy Synthes | Cannulated Screw D 4.5mm, self-drill., L 50/17mm SST | 214.550 | Standalone | DE0002113 | Patients requiring fracture fixation or orthopaedic corrective surgery
Orthopaedics | Trauma - Extramedullary fixation | Fixation screw | Cannulated screw | Depuy Synthes | Cannulated Screw D 4.5mm, self-drill., L 52/17mm SST | 214.552 | Standalone | DE0002113 | Patients requiring fracture fixation or orthopaedic corrective surgery
Orthopaedics | Trauma - Extramedullary fixation | Fixation screw | Cannulated screw | Depuy Synthes | Cannulated Screw D 4.5mm, self-drill., L 54/18mm | 214.554 | Standalone | DE0002113 | Patients requiring fracture fixation or orthopaedic corrective surgery
Orthopaedics | Trauma - Extramedullary fixation | Fixation screw | Cannulated screw | Depuy Synthes | Cannulated Screw D 4.5mm, self-drill., L 56/19mm SST | 214.556 | Standalone | DE0002113 | Patients requiring fracture fixation or orthopaedic corrective surgery
Orthopaedics | Trauma - Extramedullary fixation | Fixation screw | Cannulated screw | Depuy Synthes | Cannulated Screw D 4.5mm, self-drill., L 60/20mm SST | 214.560 | Standalone | DE0002113 | Patients requiring fracture fixation or orthopaedic corrective surgery
Orthopaedics | Trauma - Extramedullary fixation | Fixation screw | Cannulated screw | Depuy Synthes | Cannulated Screw D 4.5mm, self-drill., L 64/21mm SST | 214.564 | Standalone | DE0002113 | Patients requiring fracture fixation or orthopaedic corrective surgery
Orthopaedics | Trauma - Extramedullary fixation | Fixation screw | Cannulated screw | Depuy Synthes | Cannulated Screw D 4.5mm, self-drill., L 68/23mm SST | 214.568 | Standalone | DE0002113 | Patients requiring fracture fixation or orthopaedic corrective surgery
Orthopaedics | Trauma - Extramedullary fixation | Fixation screw | Cannulated screw | Depuy Synthes | Cannulated Screw D 4.5mm, self-drill., L 72/24mm SST | 214.572 | Standalone | DE0002113 | Patients requiring fracture fixation or orthopaedic corrective surgery
Orthopaedics | Trauma - Extramedullary fixation | Fixation screw | Cannulated screw | Depuy Synthes | Cannulated Screw D 4.5mm, self-drill., L 76/25mm | 214.576 | Standalone | DE0002113 | Patients requiring fracture fixation or orthopaedic corrective surgery
Orthopaedics | Trauma - Extramedullary fixation | Fixation screw | Cannulated screw | Depuy Synthes | Cannulated Screw D 4.5mm, self-drill., L 80/26mm SST | 214.580 | Standalone | DE0002113 | Patients requiring fracture fixation or orthopaedic corrective surgery
Orthopaedics | Trauma - Extramedullary fixation | Fixation screw | Cannulated screw | Depuy Synthes | Cannulated Screw D 4.5mm, self-drill., L 20mm SST | 214.720 | Standalone | DE0002113 | Patients requiring fracture fixation or orthopaedic corrective surgery
Orthopaedics | Trauma - Extramedullary fixation | Fixation screw | Cannulated screw | Depuy Synthes | Cannulated Screw D 4.5mm, self-drill., L 22mm | 214.722 | Standalone | DE0002113 | Patients requiring fracture fixation or orthopaedic corrective surgery
Orthopaedics | Trauma - Extramedullary fixation | Fixation screw | Cannulated screw | Depuy Synthes | Cannulated Screw D 4.5mm, self-drill., L 24mm SST | 214.724 | Standalone | DE0002113 | Patients requiring fracture fixation or orthopaedic corrective surgery
Orthopaedics | Trauma - Extramedullary fixation | Fixation screw | Cannulated screw | Depuy Synthes | Cannulated Screw D 4.5mm, self-drill., L 26mm SST | 214.726 | Standalone | DE0002113 | Patients requiring fracture fixation or orthopaedic corrective surgery
Orthopaedics | Trauma - Extramedullary fixation | Fixation screw | Cannulated screw | Depuy Synthes | Cannulated Screw D 4.5mm, self-drill., L 28mm SST | 214.728 | Standalone | DE0002113 | Patients requiring fracture fixation or orthopaedic corrective surgery
Orthopaedics | Trauma - Extramedullary fixation | Fixation screw | Cannulated screw | Depuy Synthes | Cannulated Screw D 4.5mm, self-drill., L 30mm | 214.730 | Standalone | DE0002113 | Patients requiring fracture fixation or orthopaedic corrective surgery
Orthopaedics | Trauma - Extramedullary fixation | Fixation screw | Cannulated screw | Depuy Synthes | Cannulated Screw D 4.5mm, self-drill., L 32mm SST | 214.732 | Standalone | DE0002113 | Patients requiring fracture fixation or orthopaedic corrective surgery
Orthopaedics | Trauma - Extramedullary fixation | Fixation screw | Cannulated screw | Depuy Synthes | Cannulated Screw D 4.5mm, self-drill., L 34mm | 214.734 | Standalone | DE0002113 | Patients requiring fracture fixation or orthopaedic corrective surgery
Orthopaedics | Trauma - Extramedullary fixation | Fixation screw | Cannulated screw | Depuy Synthes | Cannulated Screw D 4.5mm, self-drill., L 36mm SST | 214.736 | Standalone | DE0002113 | Patients requiring fracture fixation or orthopaedic corrective surgery
Orthopaedics | Trauma - Extramedullary fixation | Fixation screw | Cannulated screw | Depuy Synthes | Cannulated Screw D 4.5mm, self-drill., L 38mm SST | 214.738 | Standalone | DE0002113 | Patients requiring fracture fixation or orthopaedic corrective surgery
Orthopaedics | Trauma - Extramedullary fixation | Fixation screw | Cannulated screw | Depuy Synthes | Cannulated Screw D 4.5mm, self-drill., L 40mm SST | 214.740 | Standalone | DE0002113 | Patients requiring fracture fixation or orthopaedic corrective surgery
Orthopaedics | Trauma - Extramedullary fixation | Fixation screw | Cannulated screw | Depuy Synthes | Cannulated Screw D 4.5mm, self-drill., L 42mm SST | 214.742 | Standalone | DE0002113 | Patients requiring fracture fixation or orthopaedic corrective surgery
Orthopaedics | Trauma - Extramedullary fixation | Fixation screw | Cannulated screw | Depuy Synthes | Cannulated Screw D 4.5mm, self-drill., L 44mm SST | 214.744 | Standalone | DE0002113 | Patients requiring fracture fixation or orthopaedic corrective surgery
Orthopaedics | Trauma - Extramedullary fixation | Fixation screw | Cannulated screw | Depuy Synthes | Cannulated Screw D 4.5mm, self-drill., L 46mm SST | 214.746 | Standalone | DE0002113 | Patients requiring fracture fixation or orthopaedic corrective surgery
Orthopaedics | Trauma - Extramedullary fixation | Fixation screw | Cannulated screw | Depuy Synthes | Cannulated Screw D 4.5mm, self-drill., L 48mm SST | 214.748 | Standalone | DE0002113 | Patients requiring fracture fixation or orthopaedic corrective surgery
Orthopaedics | Trauma - Extramedullary fixation | Fixation screw | Cannulated screw | Depuy Synthes | Cannulated Screw D 4.5mm, self-drill., L 50mm SST | 214.750 | Standalone | DE0002113 | Patients requiring fracture fixation or orthopaedic corrective surgery
Orthopaedics | Trauma - Extramedullary fixation | Fixation screw | Cannulated screw | Depuy Synthes | Cannulated Screw D 4.5mm, self-drill., L 52mm SST | 214.752 | Standalone | DE0002113 | Patients requiring fracture fixation or orthopaedic corrective surgery
Orthopaedics | Trauma - Extramedullary fixation | Fixation screw | Cannulated screw | Depuy Synthes | Cannulated Screw D 4.5mm, self-drill., L 54mm SST | 214.754 | Standalone | DE0002113 | Patients requiring fracture fixation or orthopaedic corrective surgery
Orthopaedics | Trauma - Extramedullary fixation | Fixation screw | Cannulated screw | Depuy Synthes | Cannulated Screw D 4.5mm, self-drill., L 56mm SST | 214.756 | Standalone | DE0002113 | Patients requiring fracture fixation or orthopaedic corrective surgery
Orthopaedics | Trauma - Extramedullary fixation | Fixation screw | Cannulated screw | Depuy Synthes | Cannulated Screw D 4.5mm, self-drill., L 60mm SST | 214.760 | Standalone | DE0002113 | Patients requiring fracture fixation or orthopaedic corrective surgery
Orthopaedics | Trauma - Extramedullary fixation | Fixation screw | Cannulated screw | Depuy Synthes | Cannulated Screw D 4.5mm, self-drill., L 64mm SST | 214.764 | Standalone | DE0002113 | Patients requiring fracture fixation or orthopaedic corrective surgery
Orthopaedics | Trauma - Extramedullary fixation | Fixation screw | Cannulated screw | Depuy Synthes | Cannulated Screw D 4.5mm, self-drill., L 68mm SST | 214.768 | Standalone | DE0002113 | Patients requiring fracture fixation or orthopaedic corrective surgery
Orthopaedics | Trauma - Extramedullary fixation | Fixation screw | Cannulated screw | Depuy Synthes | Cannulated Screw D 4.5mm, self-drill., L 72mm SST | 214.772 | Standalone | DE0002113 | Patients requiring fracture fixation or orthopaedic corrective surgery
Orthopaedics | Trauma - Extramedullary fixation | Fixation screw | Cannulated screw | Depuy Synthes | Cannulated Screw D 4.5mm, self-drill. L 76mm | 214.776 | Standalone | DE0002113 | Patients requiring fracture fixation or orthopaedic corrective surgery
Orthopaedics | Trauma - Extramedullary fixation | Fixation screw | Cannulated screw | Depuy Synthes | Cannulated Screw D 4.5mm, self-drill., L 80mm SST | 214.777 | Standalone | DE0002113 | Patients requiring fracture fixation or orthopaedic corrective surgery
Orthopaedics | Trauma - Extramedullary fixation | Plate accessories | Non-locking screw | Depuy Synthes | Cortex Screw D 4.5mm, self-tapp., L 14mm SST | 214.814 | Standalone | DE0002193 | Patients requiring fracture fixation or orthopaedic corrective surgery
Orthopaedics | Trauma - Extramedullary fixation | Plate accessories | Non-locking screw | Depuy Synthes | Cortex Screw D 4.5mm, self-tapp., L 16mm SST | 214.816 | Standalone | DE0002193 | Patients requiring fracture fixation or orthopaedic corrective surgery
Orthopaedics | Trauma - Extramedullary fixation | Plate accessories | Non-locking screw | Depuy Synthes | Cortex Screw D 4.5mm, self-tapp., L 18mm | 214.818 | Standalone | DE0002193 | Patients requiring fracture fixation or orthopaedic corrective surgery
Orthopaedics | Trauma - Extramedullary fixation | Plate accessories | Non-locking screw | Depuy Synthes | Cortex Screw D 4.5mm, self-tapp., L 20mm SST | 214.820 | Standalone | DE0002193 | Patients requiring fracture fixation or orthopaedic corrective surgery
Orthopaedics | Trauma - Extramedullary fixation | Plate accessories | Non-locking screw | Depuy Synthes | Cortex Screw D 4.5mm, self-tapp., L 22mm | 214.822 | Standalone | DE0002193 | Patients requiring fracture fixation or orthopaedic corrective surgery
Orthopaedics | Trauma - Extramedullary fixation | Plate accessories | Non-locking screw | Depuy Synthes | Cortex Screw D 4.5mm, self-tapp., L 24mm SST | 214.824 | Standalone | DE0002193 | Patients requiring fracture fixation or orthopaedic corrective surgery
Orthopaedics | Trauma - Extramedullary fixation | Plate accessories | Non-locking screw | Depuy Synthes | Cortex Screw D 4.5mm, self-tapp., L 26mm SST | 214.826 | Standalone | DE0002193 | Patients requiring fracture fixation or orthopaedic corrective surgery
Orthopaedics | Trauma - Extramedullary fixation | Plate accessories | Non-locking screw | Depuy Synthes | Cortex Screw D 4.5mm, self-tapp., L 28mm SST | 214.828 | Standalone | DE0002193 | Patients requiring fracture fixation or orthopaedic corrective surgery
Orthopaedics | Trauma - Extramedullary fixation | Plate accessories | Non-locking screw | Depuy Synthes | Cortex Screw D 4.5mm, self-tapp., L 30mm | 214.830 | Standalone | DE0002193 | Patients requiring fracture fixation or orthopaedic corrective surgery
Orthopaedics | Trauma - Extramedullary fixation | Plate accessories | Non-locking screw | Depuy Synthes | Cortex Screw D 4.5mm, self-tapp., L 32mm SST | 214.832 | Standalone | DE0002193 | Patients requiring fracture fixation or orthopaedic corrective surgery
Orthopaedics | Trauma - Extramedullary fixation | Plate accessories | Non-locking screw | Depuy Synthes | Cortex Screw D 4.5mm, self-tapp., L 34mm | 214.834 | Standalone | DE0002193 | Patients requiring fracture fixation or orthopaedic corrective surgery
Orthopaedics | Trauma - Extramedullary fixation | Plate accessories | Non-locking screw | Depuy Synthes | Cortex Screw D 4.5mm, self-tapp., L 36mm SST | 214.836 | Standalone | DE0002193 | Patients requiring fracture fixation or orthopaedic corrective surgery
Orthopaedics | Trauma - Extramedullary fixation | Plate accessories | Non-locking screw | Depuy Synthes | Cortex Screw D 4.5mm, self-tapp., L 38mm SST | 214.838 | Standalone | DE0002193 | Patients requiring fracture fixation or orthopaedic corrective surgery
Orthopaedics | Trauma - Extramedullary fixation | Plate accessories | Non-locking screw | Depuy Synthes | Cortex Screw D 4.5mm, self-tapp., L 40mm SST | 214.840 | Standalone | DE0002193 | Patients requiring fracture fixation or orthopaedic corrective surgery
Orthopaedics | Trauma - Extramedullary fixation | Plate accessories | Non-locking screw | Depuy Synthes | Cortex Screw D 4.5mm, self-tapp., L 42mm SST | 214.842 | Standalone | DE0002193 | Patients requiring fracture fixation or orthopaedic corrective surgery
Orthopaedics | Trauma - Extramedullary fixation | Plate accessories | Non-locking screw | Depuy Synthes | Cortex Screw D 4.5mm, self-tapp., L 44mm SST | 214.844 | Standalone | DE0002193 | Patients requiring fracture fixation or orthopaedic corrective surgery
Orthopaedics | Trauma - Extramedullary fixation | Plate accessories | Non-locking screw | Depuy Synthes | Cortex Screw D 4.5mm, self-tapp., L 46mm SST | 214.846 | Standalone | DE0002193 | Patients requiring fracture fixation or orthopaedic corrective surgery
Orthopaedics | Trauma - Extramedullary fixation | Plate accessories | Non-locking screw | Depuy Synthes | Cortex Screw D 4.5mm, self-tapp., L 48mm SST | 214.848 | Standalone | DE0002193 | Patients requiring fracture fixation or orthopaedic corrective surgery
Orthopaedics | Trauma - Extramedullary fixation | Plate accessories | Non-locking screw | Depuy Synthes | Cortex Screw D 4.5mm, self-tapp., L 50mm SST | 214.850 | Standalone | DE0002193 | Patients requiring fracture fixation or orthopaedic corrective surgery
Orthopaedics | Trauma - Extramedullary fixation | Plate accessories | Non-locking screw | Depuy Synthes | Cortex Screw D 4.5mm, self-tapp., L 52mm SST | 214.852 | Standalone | DE0002193 | Patients requiring fracture fixation or orthopaedic corrective surgery
Orthopaedics | Trauma - Extramedullary fixation | Plate accessories | Non-locking screw | Depuy Synthes | Cortex Screw D 4.5mm, self-tapp., L 54mm SST | 214.854 | Standalone | DE0002193 | Patients requiring fracture fixation or orthopaedic corrective surgery
Orthopaedics | Trauma - Extramedullary fixation | Plate accessories | Non-locking screw | Depuy Synthes | Cortex Screw D 4.5mm, self-tapp., L 56mm SST | 214.856 | Standalone | DE0002193 | Patients requiring fracture fixation or orthopaedic corrective surgery
Orthopaedics | Trauma - Extramedullary fixation | Plate accessories | Non-locking screw | Depuy Synthes | Cortex Screw D 4.5mm, self-tapp., L 58mm SST | 214.858 | Standalone | DE0002193 | Patients requiring fracture fixation or orthopaedic corrective surgery
Orthopaedics | Trauma - Extramedullary fixation | Plate accessories | Non-locking screw | Depuy Synthes | Cortex Screw D 4.5mm, self-tapp., L 60mm SST | 214.860 | Standalone | DE0002193 | Patients requiring fracture fixation or orthopaedic corrective surgery
Orthopaedics | Trauma - Extramedullary fixation | Plate accessories | Non-locking screw | Depuy Synthes | Cortex Screw D 4.5mm, self-tapp., L 62mm SST | 214.862 | Standalone | DE0005520 | Patients requiring fracture fixation or orthopaedic corrective surgery
Orthopaedics | Trauma - Extramedullary fixation | Plate accessories | Non-locking screw | Depuy Synthes | Cortex Screw D 4.5mm, self-tapp., L 64mm SST | 214.864 | Standalone | DE0002193 | Patients requiring fracture fixation or orthopaedic corrective surgery
Orthopaedics | Trauma - Extramedullary fixation | Plate accessories | Non-locking screw | Depuy Synthes | Cortex Screw D 4.5mm, self-tapp., L 66mm SST | 214.866 | Standalone | DE0002193 | Patients requiring fracture fixation or orthopaedic corrective surgery
Orthopaedics | Trauma - Extramedullary fixation | Plate accessories | Non-locking screw | Depuy Synthes | Cortex Screw D 4.5mm, self-tapp., L 68mm SST | 214.868 | Standalone | DE0002193 | Patients requiring fracture fixation or orthopaedic corrective surgery
Orthopaedics | Trauma - Extramedullary fixation | Plate accessories | Non-locking screw | Depuy Synthes | Cortex Screw D 4.5mm, self-tapp., L 70mm SST | 214.870 | Standalone | DE0002193 | Patients requiring fracture fixation or orthopaedic corrective surgery
Orthopaedics | Trauma - Extramedullary fixation | Plate accessories | Non-locking screw | Depuy Synthes | Cortex Screw D 4.5mm, self-tapp., L 72mm SST | 214.872 | Standalone | DE0002193 | Patients requiring fracture fixation or orthopaedic corrective surgery
Orthopaedics | Trauma - Extramedullary fixation | Plate accessories | Non-locking screw | Depuy Synthes | Cortex Screw D 4.5mm, self-tapp., L 76mm SST | 214.876 | Standalone | DE0002193 | Patients requiring fracture fixation or orthopaedic corrective surgery
Orthopaedics | Trauma - Extramedullary fixation | Plate accessories | Non-locking screw | Depuy Synthes | Cortex Screw D 4.5mm, self-tapp., L 80mm SST | 214.880 | Standalone | DE0002193 | Patients requiring fracture fixation or orthopaedic corrective surgery
Orthopaedics | Trauma - Extramedullary fixation | Plate accessories | Non-locking screw | Depuy Synthes | Cortex Screw D 4.5mm, self-tapp., L 85mm SST | 214.885 | Standalone | DE0002193 | Patients requiring fracture fixation or orthopaedic corrective surgery
Orthopaedics | Trauma - Extramedullary fixation | Plate accessories | Non-locking screw | Depuy Synthes | Cortex Screw D 4.5mm, self-tapp., L 90mm SST | 214.890 | Standalone | DE0002193 | Patients requiring fracture fixation or orthopaedic corrective surgery
Orthopaedics | Trauma - Extramedullary fixation | Plate accessories | Non-locking screw | Depuy Synthes | Cortex Screw D 4.5mm, self-tapp., L 95mm SST | 214.895 | Standalone | DE0002193 | Patients requiring fracture fixation or orthopaedic corrective surgery
Orthopaedics | Trauma - Extramedullary fixation | Plate accessories | Non-locking screw | Depuy Synthes | Cortex Screw D 4.5mm, self-tapp., L 100mm SST | 214.900 | Standalone | DE0002193 | Patients requiring fracture fixation or orthopaedic corrective surgery
Orthopaedics | Trauma - Extramedullary fixation | Plate accessories | Non-locking screw | Depuy Synthes | Cortex Screw D 4.5mm, self-tapp., L 105mm SST | 214.905 | Standalone | DE0002193 | Patients requiring fracture fixation or orthopaedic corrective surgery
Orthopaedics | Trauma - Extramedullary fixation | Plate accessories | Non-locking screw | Depuy Synthes | Cortex Screw D 4.5mm, self-tapp., L 110mm SST | 214.910 | Standalone | DE0002193 | Patients requiring fracture fixation or orthopaedic corrective surgery
Orthopaedics | Trauma - Extramedullary fixation | Plate accessories | Non-locking screw | Depuy Synthes | Cortex Screw D 4.5mm, self-tapp., L 115mm | 214.915 | Standalone | DE0002193 | Patients requiring fracture fixation or orthopaedic corrective surgery
Orthopaedics | Trauma - Extramedullary fixation | Plate accessories | Non-locking screw | Depuy Synthes | Cortex Screw D 4.5mm, self-tapp., L 120mm SST | 214.920 | Standalone | DE0002193 | Patients requiring fracture fixation or orthopaedic corrective surgery
Orthopaedics | Trauma - Extramedullary fixation | Plate accessories | Non-locking screw | Depuy Synthes | Cortex Screw D 4.5mm, self-tapp., L 125mm | 214.925 | Standalone | DE0002193 | Patients requiring fracture fixation or orthopaedic corrective surgery
Orthopaedics | Trauma - Extramedullary fixation | Plate accessories | Non-locking screw | Depuy Synthes | Cortex Screw D 4.5mm, self-tapp., L 130mm | 214.930 | Standalone | DE0002193 | Patients requiring fracture fixation or orthopaedic corrective surgery
Orthopaedics | Trauma - Extramedullary fixation | Plate accessories | Non-locking screw | Depuy Synthes | Cortex Screw D 4.5mm, self-tapp., L 135mm SST | 214.935 | Standalone | DE0002193 | Patients requiring fracture fixation or orthopaedic corrective surgery
Orthopaedics | Trauma - Extramedullary fixation | Plate accessories | Non-locking screw | Depuy Synthes | Cortex Screw D 4.5mm, self-tapp., L 140mm SST | 214.940 | Standalone | DE0002193 | Patients requiring fracture fixation or orthopaedic corrective surgery
Orthopaedics | Trauma - Extramedullary fixation | Plate accessories | Non-locking screw | Depuy Synthes | Cancellous Bone Screw D 6.5mm, L 30/16mm Stainless Steel | 216.030 | Standalone | DE0002193 | Patients requiring fracture fixation or orthopaedic corrective surgery
Orthopaedics | Trauma - Extramedullary fixation | Plate accessories | Non-locking screw | Depuy Synthes | Cancellous Bone Screw D 6.5mm, L 35/16mm, Stainless Steel | 216.035 | Standalone | DE0002193 | Patients requiring fracture fixation or orthopaedic corrective surgery
Orthopaedics | Trauma - Extramedullary fixation | Plate accessories | Non-locking screw | Depuy Synthes | Cancellous Bone Screw D 6.5mm, L 40/16mm, Stainless Steel | 216.040 | Standalone | DE0002193 | Patients requiring fracture fixation or orthopaedic corrective surgery
Orthopaedics | Trauma - Extramedullary fixation | Plate accessories | Non-locking screw | Depuy Synthes | Cancellous Bone Screw D 6.5mm, L 45/16mm, Stainless Steel | 216.045 | Standalone | DE0002193 | Patients requiring fracture fixation or orthopaedic corrective surgery
Orthopaedics | Trauma - Extramedullary fixation | Plate accessories | Non-locking screw | Depuy Synthes | Cancellous Bone Screw D 6.5mm, L 50/16mm, Stainless Steel | 216.050 | Standalone | DE0002193 | Patients requiring fracture fixation or orthopaedic corrective surgery
Orthopaedics | Trauma - Extramedullary fixation | Plate accessories | Non-locking screw | Depuy Synthes | Cancellous Bone Screw D 6.5mm, L 55/16mm, Stainless Steel | 216.055 | Standalone | DE0002193 | Patients requiring fracture fixation or orthopaedic corrective surgery
Orthopaedics | Trauma - Extramedullary fixation | Plate accessories | Non-locking screw | Depuy Synthes | Cancellous Bone Screw D 6.5mm, L 60/16mm, Stainless Steel | 216.060 | Standalone | DE0002193 | Patients requiring fracture fixation or orthopaedic corrective surgery
Orthopaedics | Trauma - Extramedullary fixation | Plate accessories | Non-locking screw | Depuy Synthes | Cancellous Bone Screw D 6.5mm, L 65/16mm, Stainless Steel | 216.065 | Standalone | DE0002193 | Patients requiring fracture fixation or orthopaedic corrective surgery
Orthopaedics | Trauma - Extramedullary fixation | Plate accessories | Non-locking screw | Depuy Synthes | Cancellous Bone Screw D 6.5mm, L 70/16mm, Stainless Steel | 216.070 | Standalone | DE0002193 | Patients requiring fracture fixation or orthopaedic corrective surgery
Orthopaedics | Trauma - Extramedullary fixation | Plate accessories | Non-locking screw | Depuy Synthes | Cancellous Bone Screw D 6.5mm, L 75/16mm, Stainless Steel | 216.075 | Standalone | DE0002193 | Patients requiring fracture fixation or orthopaedic corrective surgery
Orthopaedics | Trauma - Extramedullary fixation | Plate accessories | Non-locking screw | Depuy Synthes | Cancellous Bone Screw D 6.5mm, L 80/16mm, Stainless Steel | 216.080 | Standalone | DE0002193 | Patients requiring fracture fixation or orthopaedic corrective surgery
Orthopaedics | Trauma - Extramedullary fixation | Plate accessories | Non-locking screw | Depuy Synthes | Cancellous Bone Screw D 6.5mm, L 85/16mm, Stainless Steel | 216.085 | Standalone | DE0002193 | Patients requiring fracture fixation or orthopaedic corrective surgery
Orthopaedics | Trauma - Extramedullary fixation | Plate accessories | Non-locking screw | Depuy Synthes | Cancellous Bone Screw D 6.5mm, L 90/16mm, Stainless Steel | 216.090 | Standalone | DE0002193 | Patients requiring fracture fixation or orthopaedic corrective surgery
Orthopaedics | Trauma - Extramedullary fixation | Plate accessories | Non-locking screw | Depuy Synthes | Cancellous Bone Screw D 6.5mm, L 95/16mm, Stainless Steel | 216.095 | Standalone | DE0002193 | Patients requiring fracture fixation or orthopaedic corrective surgery
Orthopaedics | Trauma - Extramedullary fixation | Plate accessories | Non-locking screw | Depuy Synthes | Cancellous Bone Screw D 6.5mm, L 100/16mm, Stainless Steel | 216.100 | Standalone | DE0002193 | Patients requiring fracture fixation or orthopaedic corrective surgery
Orthopaedics | Trauma - Extramedullary fixation | Plate accessories | Non-locking screw | Depuy Synthes | Cancellous Bone Screw D 6.5mm, L 105/16mm, Stainless Steel | 216.105 | Standalone | DE0002193 | Patients requiring fracture fixation or orthopaedic corrective surgery
Orthopaedics | Trauma - Extramedullary fixation | Plate accessories | Non-locking screw | Depuy Synthes | Cancellous Bone Screw D 6.5mm, L 110/16mm SST | 216.110 | Standalone | DE0002193 | Patients requiring fracture fixation or orthopaedic corrective surgery
Orthopaedics | Trauma - Extramedullary fixation | Plate accessories | Non-locking screw | Depuy Synthes | Cancellous Bone Screw D 6.5mm, L 115/16mm SST | 216.115 | Standalone | DE0002193 | Patients requiring fracture fixation or orthopaedic corrective surgery
Orthopaedics | Trauma - Extramedullary fixation | Plate accessories | Non-locking screw | Depuy Synthes | Cancellous Bone Screw D 6.5mm, L 120/16mm SST | 216.120 | Standalone | DE0002193 | Patients requiring fracture fixation or orthopaedic corrective surgery
Orthopaedics | Trauma - Extramedullary fixation | Plate accessories | Non-locking screw | Depuy Synthes | Cancellous Bone Screw D 6.5mm, L 45/32mm SST | 217.045 | Standalone | DE0002193 | Patients requiring fracture fixation or orthopaedic corrective surgery
Orthopaedics | Trauma - Extramedullary fixation | Plate accessories | Non-locking screw | Depuy Synthes | Cancellous Bone Screw D 6.5mm, L 50/32mm SST | 217.050 | Standalone | DE0002193 | Patients requiring fracture fixation or orthopaedic corrective surgery
Orthopaedics | Trauma - Extramedullary fixation | Plate accessories | Non-locking screw | Depuy Synthes | Cancellous Bone Screw D 6.5mm, L 55/32mm SST | 217.055 | Standalone | DE0002193 | Patients requiring fracture fixation or orthopaedic corrective surgery
Orthopaedics | Trauma - Extramedullary fixation | Plate accessories | Non-locking screw | Depuy Synthes | Cancellous Bone Screw D 6.5mm, L 60/32mm SST | 217.060 | Standalone | DE0002193 | Patients requiring fracture fixation or orthopaedic corrective surgery
Orthopaedics | Trauma - Extramedullary fixation | Plate accessories | Non-locking screw | Depuy Synthes | Cancellous Bone Screw D 6.5mm, L 65/32mm SST | 217.065 | Standalone | DE0002193 | Patients requiring fracture fixation or orthopaedic corrective surgery
Orthopaedics | Trauma - Extramedullary fixation | Plate accessories | Non-locking screw | Depuy Synthes | Cancellous Bone Screw D 6.5mm, L 70/32mm SST | 217.070 | Standalone | DE0002193 | Patients requiring fracture fixation or orthopaedic corrective surgery
Orthopaedics | Trauma - Extramedullary fixation | Plate accessories | Non-locking screw | Depuy Synthes | Cancellous Bone Screw D 6.5mm, L 75/32mm SST | 217.075 | Standalone | DE0002193 | Patients requiring fracture fixation or orthopaedic corrective surgery
Orthopaedics | Trauma - Extramedullary fixation | Plate accessories | Non-locking screw | Depuy Synthes | Cancellous Bone Screw D 6.5mm, L 80/32mm SST | 217.080 | Standalone | DE0002193 | Patients requiring fracture fixation or orthopaedic corrective surgery
Orthopaedics | Trauma - Extramedullary fixation | Plate accessories | Non-locking screw | Depuy Synthes | Cancellous Bone Screw D 6.5mm, L 85/32mm SST | 217.085 | Standalone | DE0002193 | Patients requiring fracture fixation or orthopaedic corrective surgery
Orthopaedics | Trauma - Extramedullary fixation | Plate accessories | Non-locking screw | Depuy Synthes | Cancellous Bone Screw D 6.5mm, L 90/32mm SST | 217.090 | Standalone | DE0002193 | Patients requiring fracture fixation or orthopaedic corrective surgery
Orthopaedics | Trauma - Extramedullary fixation | Plate accessories | Non-locking screw | Depuy Synthes | Cancellous Bone Screw D 6.5mm, L 95/32mm SST | 217.095 | Standalone | DE0002193 | Patients requiring fracture fixation or orthopaedic corrective surgery
Orthopaedics | Trauma - Extramedullary fixation | Plate accessories | Non-locking screw | Depuy Synthes | Cancellous Bone Screw D 6.5mm, L 100/32mm SST | 217.100 | Standalone | DE0002193 | Patients requiring fracture fixation or orthopaedic corrective surgery
Orthopaedics | Trauma - Extramedullary fixation | Plate accessories | Non-locking screw | Depuy Synthes | Cancellous Bone Screw D 6.5mm, L 105/32mm SST | 217.105 | Standalone | DE0002193 | Patients requiring fracture fixation or orthopaedic corrective surgery
Orthopaedics | Trauma - Extramedullary fixation | Plate accessories | Non-locking screw | Depuy Synthes | Cancellous Bone Screw D 6.5mm, L 110/32mm SST | 217.110 | Standalone | DE0002193 | Patients requiring fracture fixation or orthopaedic corrective surgery
Orthopaedics | Trauma - Extramedullary fixation | Plate accessories | Non-locking screw | Depuy Synthes | Cancellous Bone Screw D 6.5mm, L 115/32mm SST | 217.115 | Standalone | DE0002193 | Patients requiring fracture fixation or orthopaedic corrective surgery
Orthopaedics | Trauma - Extramedullary fixation | Plate accessories | Non-locking screw | Depuy Synthes | Cancellous Bone Screw D 6.5mm, L 120/32mm SST | 217.120 | Standalone | DE0002193 | Patients requiring fracture fixation or orthopaedic corrective surgery
Orthopaedics | Trauma - Extramedullary fixation | Plate accessories | Non-locking screw | Depuy Synthes | Cancellous Bone Screw D 6.5mm, L 125/32mm SST | 217.125 | Standalone | DE0002193 | Patients requiring fracture fixation or orthopaedic corrective surgery
Orthopaedics | Trauma - Extramedullary fixation | Plate accessories | Non-locking screw | Depuy Synthes | Cancellous Bone Screw D 6.5mm, L 130/32mm SST | 217.130 | Standalone | DE0002193 | Patients requiring fracture fixation or orthopaedic corrective surgery
Orthopaedics | Trauma - Extramedullary fixation | Plate accessories | Non-locking screw | Depuy Synthes | Cancellous Bone Screw D 6.5mm, L 135/32mm SST | 217.135 | Standalone | DE0002193 | Patients requiring fracture fixation or orthopaedic corrective surgery
Orthopaedics | Trauma - Extramedullary fixation | Plate accessories | Non-locking screw | Depuy Synthes | Cancellous Bone Screw D 6.5mm, L 140/32mm SST | 217.140 | Standalone | DE0002193 | Patients requiring fracture fixation or orthopaedic corrective surgery
Orthopaedics | Trauma - Extramedullary fixation | Plate accessories | Non-locking screw | Depuy Synthes | Cancellous Bone Screw D 6.5mm, L 145/32mm SST | 217.145 | Standalone | DE0002193 | Patients requiring fracture fixation or orthopaedic corrective surgery
Orthopaedics | Trauma - Extramedullary fixation | Plate accessories | Non-locking screw | Depuy Synthes | Cancellous Bone Screw D 6.5mm, L 150/32mm SST | 217.150 | Standalone | DE0002193 | Patients requiring fracture fixation or orthopaedic corrective surgery
Orthopaedics | Trauma - Extramedullary fixation | Plate accessories | Non-locking screw | Depuy Synthes | Cancellous Bone Screw D 6.5mm, L 20mm SST | 218.020 | Standalone | DE0002193 | Patients requiring fracture fixation or orthopaedic corrective surgery
Orthopaedics | Trauma - Extramedullary fixation | Plate accessories | Non-locking screw | Depuy Synthes | Cancellous Bone Screw D 6.5mm, L 25mm | 218.025 | Standalone | DE0002193 | Patients requiring fracture fixation or orthopaedic corrective surgery
Orthopaedics | Trauma - Extramedullary fixation | Plate accessories | Non-locking screw | Depuy Synthes | Cancellous Bone Screw D 6.5mm, L 30mm | 218.030 | Standalone | DE0002193 | Patients requiring fracture fixation or orthopaedic corrective surgery
Orthopaedics | Trauma - Extramedullary fixation | Plate accessories | Non-locking screw | Depuy Synthes | Cancellous Bone Screw D 6.5mm, L 35mm SST | 218.035 | Standalone | DE0002193 | Patients requiring fracture fixation or orthopaedic corrective surgery
Orthopaedics | Trauma - Extramedullary fixation | Plate accessories | Non-locking screw | Depuy Synthes | Cancellous Bone Screw D 6.5mm, L 40mm SST | 218.040 | Standalone | DE0002193 | Patients requiring fracture fixation or orthopaedic corrective surgery
Orthopaedics | Trauma - Extramedullary fixation | Plate accessories | Non-locking screw | Depuy Synthes | Cancellous Bone Screw D 6.5mm, L 45mm SST | 218.045 | Standalone | DE0002193 | Patients requiring fracture fixation or orthopaedic corrective surgery
Orthopaedics | Trauma - Extramedullary fixation | Plate accessories | Non-locking screw | Depuy Synthes | Cancellous Bone Screw D 6.5mm, L 50mm SST | 218.050 | Standalone | DE0002193 | Patients requiring fracture fixation or orthopaedic corrective surgery
Orthopaedics | Trauma - Extramedullary fixation | Plate accessories | Non-locking screw | Depuy Synthes | Cancellous Bone Screw D 6.5mm, L 55mm SST | 218.055 | Standalone | DE0002193 | Patients requiring fracture fixation or orthopaedic corrective surgery
Orthopaedics | Trauma - Extramedullary fixation | Plate accessories | Non-locking screw | Depuy Synthes | Cancellous Bone Screw D 6.5mm, L 60mm SST | 218.060 | Standalone | DE0002193 | Patients requiring fracture fixation or orthopaedic corrective surgery
Orthopaedics | Trauma - Extramedullary fixation | Plate accessories | Non-locking screw | Depuy Synthes | Cancellous Bone Screw D 6.5mm, L 65mm SST | 218.065 | Standalone | DE0002193 | Patients requiring fracture fixation or orthopaedic corrective surgery
Orthopaedics | Trauma - Extramedullary fixation | Plate accessories | Non-locking screw | Depuy Synthes | Cancellous Bone Screw D 6.5mm, L 70mm SST | 218.070 | Standalone | DE0002193 | Patients requiring fracture fixation or orthopaedic corrective surgery
Orthopaedics | Trauma - Extramedullary fixation | Plate accessories | Non-locking screw | Depuy Synthes | Cancellous Bone Screw D 6.5mm, L 75mm SST | 218.075 | Standalone | DE0002193 | Patients requiring fracture fixation or orthopaedic corrective surgery
Orthopaedics | Trauma - Extramedullary fixation | Plate accessories | Non-locking screw | Depuy Synthes | Cancellous Bone Screw D 6.5mm, L 80mm SST | 218.080 | Standalone | DE0002193 | Patients requiring fracture fixation or orthopaedic corrective surgery
Orthopaedics | Trauma - Extramedullary fixation | Plate accessories | Non-locking screw | Depuy Synthes | Cancellous Bone Screw D 6.5mm, L 85mm SST | 218.085 | Standalone | DE0002193 | Patients requiring fracture fixation or orthopaedic corrective surgery
Orthopaedics | Trauma - Extramedullary fixation | Plate accessories | Non-locking screw | Depuy Synthes | Cancellous Bone Screw D 6.5mm, L 90mm SST | 218.090 | Standalone | DE0002193 | Patients requiring fracture fixation or orthopaedic corrective surgery
Orthopaedics | Trauma - Extramedullary fixation | Plate accessories | Non-locking screw | Depuy Synthes | Cancellous Bone Screw D 6.5mm, L 95mm SST | 218.095 | Standalone | DE0002193 | Patients requiring fracture fixation or orthopaedic corrective surgery
Orthopaedics | Trauma - Extramedullary fixation | Plate accessories | Non-locking screw | Depuy Synthes | Cancellous Bone Screw D 6.5mm, L 100mm SST | 218.100 | Standalone | DE0002193 | Patients requiring fracture fixation or orthopaedic corrective surgery
Orthopaedics | Trauma - Extramedullary fixation | Plate accessories | Non-locking screw | Depuy Synthes | Cancellous Bone Screw D 6.5mm, L 105mm SST | 218.105 | Standalone | DE0002193 | Patients requiring fracture fixation or orthopaedic corrective surgery
Orthopaedics | Trauma - Extramedullary fixation | Plate accessories | Non-locking screw | Depuy Synthes | Cancellous Bone Screw D 6.5mm, L 110mm SST | 218.110 | Standalone | DE0002193 | Patients requiring fracture fixation or orthopaedic corrective surgery
Orthopaedics | Trauma - Extramedullary fixation | Plate accessories | Other plate accessories (e.g. nut, washer, etc) | Depuy Synthes | Washer D 10.0/4.6 mm, for Cannulated Screws D 4.5 mm, Stainless Steel | 219.910 | Standalone | DE0002113 | Patients requiring fracture fixation or orthopaedic corrective surgery
Orthopaedics | Trauma - Extramedullary fixation | Plate accessories | Other plate accessories (e.g. nut, washer, etc) | Depuy Synthes | Washer, spiked, D 8.0/3.2mm | 219.931 | Standalone | DE0002110 | Patients requiring fracture fixation or orthopaedic corrective surgery
Orthopaedics | Trauma - Extramedullary fixation | Plate accessories | Other plate accessories (e.g. nut, washer, etc) | Depuy Synthes | Washer, spiked, D 13.5/4.0mm | 219.941 | Standalone | DE0002110 | Patients requiring fracture fixation or orthopaedic corrective surgery
Orthopaedics | Trauma - Extramedullary fixation | Plate accessories | Other plate accessories (e.g. nut, washer, etc) | Depuy Synthes | Washer, spiked, D 13.5/6.5mm | 219.951 | Standalone | DE0002199 | Patients requiring fracture fixation or orthopaedic corrective surgery
Orthopaedics | Trauma - Extramedullary fixation | Plate accessories | Other plate accessories (e.g. nut, washer, etc) | Depuy Synthes | Nut D 11.0 mm, for Cortex Screws D 4.5 mm, Stainless Steel | 219.960 | Standalone | DE0005520 | Patients requiring fracture fixation or orthopaedic corrective surgery
Orthopaedics | Trauma - Extramedullary fixation | Plate accessories | Other plate accessories (e.g. nut, washer, etc) | Depuy Synthes | Washer D 6.5/3.3mm, Stainless Steel | 219.972 | Standalone | DE0002110 | Patients requiring fracture fixation or orthopaedic corrective surgery
Orthopaedics | Trauma - Extramedullary fixation | Plate accessories | Other plate accessories (e.g. nut, washer, etc) | Depuy Synthes | Washer D 7.0/3.6 mm, for Screws D 2.7 to 4.0 mm, Stainless Steel | 219.980 | Standalone | DE0002111 | Patients requiring fracture fixation or orthopaedic corrective surgery
Orthopaedics | Trauma - Extramedullary fixation | Plate accessories | Other plate accessories (e.g. nut, washer, etc) | Depuy Synthes | Washer D 3.5/2.7 mm, Stainless Steel | 219.981 | Standalone | DE0006552 | Patients requiring fracture fixation or orthopaedic corrective surgery
Orthopaedics | Trauma - Extramedullary fixation | Plate accessories | Other plate accessories (e.g. nut, washer, etc) | Depuy Synthes | Washer D 13.0/6.6 mm, for Screws D 4.5 to 7.3 mm, Stainless Steel | 219.990 | Standalone | DE0002114 | Patients requiring fracture fixation or orthopaedic corrective surgery
Orthopaedics | Trauma - Extramedullary fixation | Locking/combination plate | Locking/combination plate - General orthopaedic | Depuy Synthes | LCP 3.5, 4 holes, L 59mm SST | 223.541 | Standalone | DE0006552 | Patients requiring fracture fixation or orthopaedic corrective surgery
Orthopaedics | Trauma - Extramedullary fixation | Locking/combination plate | Locking/combination plate - General orthopaedic | Depuy Synthes | LCP 3.5, 5 holes, L 72mm SST | 223.551 | Standalone | DE0006552 | Patients requiring fracture fixation or orthopaedic corrective surgery
Orthopaedics | Trauma - Extramedullary fixation | Locking/combination plate | Locking/combination plate - General orthopaedic | Depuy Synthes | LCP 3.5, 6 holes, L 85mm SST | 223.561 | Standalone | DE0006552 | Patients requiring fracture fixation or orthopaedic corrective surgery
Orthopaedics | Trauma - Extramedullary fixation | Locking/combination plate | Locking/combination plate - General orthopaedic | Depuy Synthes | LCP 3.5, 7 holes, L 98mm SST | 223.571 | Standalone | DE0006552 | Patients requiring fracture fixation or orthopaedic corrective surgery
Orthopaedics | Trauma - Extramedullary fixation | Locking/combination plate | Locking/combination plate - General orthopaedic | Depuy Synthes | LCP 3.5, 8 holes, L 111mm SST | 223.581 | Standalone | DE0006552 | Patients requiring fracture fixation or orthopaedic corrective surgery
Orthopaedics | Trauma - Extramedullary fixation | Locking/combination plate | Locking/combination plate - General orthopaedic | Depuy Synthes | LCP 3.5, 9 holes, L 124mm SST | 223.591 | Standalone | DE0006552 | Patients requiring fracture fixation or orthopaedic corrective surgery
Orthopaedics | Trauma - Extramedullary fixation | Locking/combination plate | Locking/combination plate - General orthopaedic | Depuy Synthes | LCP 3.5, 10 holes, L 137mm SST | 223.601 | Standalone | DE0006552 | Patients requiring fracture fixation or orthopaedic corrective surgery
Orthopaedics | Trauma - Extramedullary fixation | Locking/combination plate | Locking/combination plate - General orthopaedic | Depuy Synthes | LCP 3.5, 11 holes, L 150mm SST | 223.611 | Standalone | DE0006552 | Patients requiring fracture fixation or orthopaedic corrective surgery
Orthopaedics | Trauma - Extramedullary fixation | Locking/combination plate | Locking/combination plate - General orthopaedic | Depuy Synthes | LCP 3.5, 12 holes, L 163mm SST | 223.621 | Standalone | DE0006552 | Patients requiring fracture fixation or orthopaedic corrective surgery
Orthopaedics | Trauma - Extramedullary fixation | Locking/combination plate | Locking/combination plate - General orthopaedic | Depuy Synthes | LCP 4.5/5.0, narrow, 2 holes SST | 224.521 | Standalone | DE0006552 | Patients requiring fracture fixation or orthopaedic corrective surgery
Orthopaedics | Trauma - Extramedullary fixation | Locking/combination plate | Locking/combination plate - General orthopaedic | Depuy Synthes | LCP 4.5/5.0, narrow, 3 holes SST | 224.531 | Standalone | DE0006552 | Patients requiring fracture fixation or orthopaedic corrective surgery
Orthopaedics | Trauma - Extramedullary fixation | Locking/combination plate | Locking/combination plate - General orthopaedic | Depuy Synthes | LCP 4.5/5.0, narrow, 4 holes SST | 224.541 | Standalone | DE0006552 | Patients requiring fracture fixation or orthopaedic corrective surgery
Orthopaedics | Trauma - Extramedullary fixation | Locking/combination plate | Locking/combination plate - General orthopaedic | Depuy Synthes | LCP 4.5/5.0, narrow, 5 holes SST | 224.551 | Standalone | DE0006552 | Patients requiring fracture fixation or orthopaedic corrective surgery
Orthopaedics | Trauma - Extramedullary fixation | Locking/combination plate | Locking/combination plate - General orthopaedic | Depuy Synthes | LCP 4.5/5.0, narrow, 6 holes SST | 224.561 | Standalone | DE0006552 | Patients requiring fracture fixation or orthopaedic corrective surgery
Orthopaedics | Trauma - Extramedullary fixation | Locking/combination plate | Locking/combination plate - General orthopaedic | Depuy Synthes | LCP 4.5/5.0, narrow, 7 holes SST | 224.571 | Standalone | DE0006552 | Patients requiring fracture fixation or orthopaedic corrective surgery
Orthopaedics | Trauma - Extramedullary fixation | Locking/combination plate | Locking/combination plate - General orthopaedic | Depuy Synthes | LCP 4.5/5.0, narrow, 8 holes SST | 224.581 | Standalone | DE0006552 | Patients requiring fracture fixation or orthopaedic corrective surgery
Orthopaedics | Trauma - Extramedullary fixation | Locking/combination plate | Locking/combination plate - General orthopaedic | Depuy Synthes | LCP 4.5/5.0, narrow, 9 holes SST | 224.591 | Standalone | DE0006552 | Patients requiring fracture fixation or orthopaedic corrective surgery
Orthopaedics | Trauma - Extramedullary fixation | Locking/combination plate | Locking/combination plate - General orthopaedic | Depuy Synthes | LCP 4.5/5.0, narrow, 10 holes SST | 224.601 | Standalone | DE0006552 | Patients requiring fracture fixation or orthopaedic corrective surgery
Orthopaedics | Trauma - Extramedullary fixation | Locking/combination plate | Locking/combination plate - General orthopaedic | Depuy Synthes | LCP 4.5/5.0, narrow, 11 holes SST | 224.611 | Standalone | DE0006552 | Patients requiring fracture fixation or orthopaedic corrective surgery
Orthopaedics | Trauma - Extramedullary fixation | Locking/combination plate | Locking/combination plate - General orthopaedic | Depuy Synthes | LCP 4.5/5.0, narrow, 12 holes SST | 224.621 | Standalone | DE0006552 | Patients requiring fracture fixation or orthopaedic corrective surgery
Orthopaedics | Trauma - Extramedullary fixation | Locking/combination plate | Locking/combination plate - General orthopaedic | Depuy Synthes | LCP 4.5/5.0, narrow, 14 holes SST | 224.641 | Standalone | DE0006552 | Patients requiring fracture fixation or orthopaedic corrective surgery
Orthopaedics | Trauma - Extramedullary fixation | Locking/combination plate | Locking/combination plate - General orthopaedic | Depuy Synthes | LCP 4.5/5.0, narrow, 16 holes SST | 224.661 | Standalone | DE0006552 | Patients requiring fracture fixation or orthopaedic corrective surgery
Orthopaedics | Trauma - Extramedullary fixation | Locking/combination plate | Locking/combination plate - Tibia | Depuy Synthes | LCP Metaphyseal Plate 3.5/4.5/5.0, L 123mm SST | 224.768 | Standalone | DE0006552 | Patients requiring fracture fixation or orthopaedic corrective surgery
Orthopaedics | Trauma - Extramedullary fixation | Locking/combination plate | Locking/combination plate - Tibia | Depuy Synthes | LCP Metaphyseal Plate 3.5/4.5/5.0, L 141mm SST | 224.769 | Standalone | DE0006552 | Patients requiring fracture fixation or orthopaedic corrective surgery
Orthopaedics | Trauma - Extramedullary fixation | Locking/combination plate | Locking/combination plate - Tibia | Depuy Synthes | LCP Metaphyseal Plate 3.5/4.5/5.0, L 159mm SST | 224.770 | Standalone | DE0006552 | Patients requiring fracture fixation or orthopaedic corrective surgery
Orthopaedics | Trauma - Extramedullary fixation | Locking/combination plate | Locking/combination plate - Tibia | Depuy Synthes | LCP Metaphyseal Plate 3.5/4.5/5.0, L 177mm SST | 224.771 | Standalone | DE0006552 | Patients requiring fracture fixation or orthopaedic corrective surgery
Orthopaedics | Trauma - Extramedullary fixation | Locking/combination plate | Locking/combination plate - Tibia | Depuy Synthes | LCP Metaphyseal Plate 3.5/4.5/5.0, L 195mm SST | 224.772 | Standalone | DE0006552 | Patients requiring fracture fixation or orthopaedic corrective surgery
Orthopaedics | Trauma - Extramedullary fixation | Locking/combination plate | Locking/combination plate - Tibia | Depuy Synthes | LCP Metaphyseal Plate 3.5/4.5/5.0, L 213mm SST | 224.773 | Standalone | DE0006552 | Patients requiring fracture fixation or orthopaedic corrective surgery
Orthopaedics | Trauma - Extramedullary fixation | Locking/combination plate | Locking/combination plate - Tibia | Depuy Synthes | LCP Metaphyseal Plate 3.5/4.5/5.0, L 231mm SST | 224.774 | Standalone | DE0006552 | Patients requiring fracture fixation or orthopaedic corrective surgery
Orthopaedics | Trauma - Extramedullary fixation | Locking/combination plate | Locking/combination plate - Tibia | Depuy Synthes | LCP Metaphyseal Plate 3.5/4.5/5.0, L 267mm SST | 224.776 | Standalone | DE0006552 | Patients requiring fracture fixation or orthopaedic corrective surgery
Orthopaedics | Trauma - Extramedullary fixation | Locking/combination plate | Locking/combination plate - Tibia | Depuy Synthes | LCP Metaphyseal Plate 3.5/4.5/5.0, L 303mm SST | 224.778 | Standalone | DE0006552 | Patients requiring fracture fixation or orthopaedic corrective surgery
Orthopaedics | Trauma - Extramedullary fixation | Locking/combination plate | Locking/combination plate - Tibia | Depuy Synthes | LCP Metaphyseal Plate 3.5/4.5/5.0, L 339mm SST | 224.780 | Standalone | DE0006552 | Patients requiring fracture fixation or orthopaedic corrective surgery
Orthopaedics | Trauma - Extramedullary fixation | Locking/combination plate | Locking/combination plate - Tibia | Depuy Synthes | LCP Metaphyseal Plate 3.5/4.5/5.0, L 375mm SST | 224.782 | Standalone | DE0006552 | Patients requiring fracture fixation or orthopaedic corrective surgery
Orthopaedics | Trauma - Extramedullary fixation | Locking/combination plate | Locking/combination plate - Tibia | Depuy Synthes | LCP Metaphyseal Plate 3.5/4.5/5.0, L 411mm SST | 224.784 | Standalone | DE0006552 | Patients requiring fracture fixation or orthopaedic corrective surgery
Orthopaedics | Trauma - Extramedullary fixation | Locking/combination plate | Locking/combination plate - Tibia | Depuy Synthes | LCP Metaphyseal Plate 3.5/4.5/5.0, for distal tibia, left, 4+4 holes, length 123 mm, Stainless Steel | 224.808 | Standalone | DE0006552 | Patients requiring fracture fixation or orthopaedic corrective surgery
Orthopaedics | Trauma - Extramedullary fixation | Locking/combination plate | Locking/combination plate - Tibia | Depuy Synthes | LCP Metaphyseal Plate 3.5/4.5/5.0, for distal tibia, left, 4+5 holes, length 141 mm, Stainless Steel | 224.809 | Standalone | DE0006552 | Patients requiring fracture fixation or orthopaedic corrective surgery
Orthopaedics | Trauma - Extramedullary fixation | Locking/combination plate | Locking/combination plate - Tibia | Depuy Synthes | LCP Metaphyseal Plate 3.5/4.5/5.0, for distal tibia, left, 4+6 holes, length 159 mm, Stainless Steel | 224.810 | Standalone | DE0006552 | Patients requiring fracture fixation or orthopaedic corrective surgery
Orthopaedics | Trauma - Extramedullary fixation | Locking/combination plate | Locking/combination plate - Tibia | Depuy Synthes | LCP Metaphyseal Plate 3.5/4.5/5.0, for distal tibia, left, 4+7 holes, length 177 mm, Stainless Steel | 224.811 | Standalone | DE0006552 | Patients requiring fracture fixation or orthopaedic corrective surgery
Orthopaedics | Trauma - Extramedullary fixation | Locking/combination plate | Locking/combination plate - Tibia | Depuy Synthes | LCP Metaphyseal Plate 3.5/4.5/5.0, for distal tibia, left, 4+8 holes, length 195 mm, Stainless Steel | 224.812 | Standalone | DE0006552 | Patients requiring fracture fixation or orthopaedic corrective surgery
Orthopaedics | Trauma - Extramedullary fixation | Locking/combination plate | Locking/combination plate - Tibia | Depuy Synthes | LCP Metaphyseal Plate 3.5/4.5/5.0, for distal tibia, left, 4+9 holes, length 213 mm, Stainless Steel | 224.813 | Standalone | DE0006552 | Patients requiring fracture fixation or orthopaedic corrective surgery
Orthopaedics | Trauma - Extramedullary fixation | Locking/combination plate | Locking/combination plate - Tibia | Depuy Synthes | LCP Metaphyseal Plate 3.5/4.5/5.0, for distal tibia, left, 4+10 holes, length 231 mm, Stainless Steel | 224.814 | Standalone | DE0006552 | Patients requiring fracture fixation or orthopaedic corrective surgery
Orthopaedics | Trauma - Extramedullary fixation | Locking/combination plate | Locking/combination plate - Tibia | Depuy Synthes | LCP Metaphyseal Plate 3.5/4.5/5.0, for distal tibia, left, 4+12 holes, length 267 mm, Stainless Steel | 224.816 | Standalone | DE0006552 | Patients requiring fracture fixation or orthopaedic corrective surgery
Orthopaedics | Trauma - Extramedullary fixation | Locking/combination plate | Locking/combination plate - Tibia | Depuy Synthes | LCP Metaphyseal Plate 3.5/4.5/5.0, for distal tibia, left, 4+14 holes, length 303 mm, Stainless Steel | 224.818 | Standalone | DE0006552 | Patients requiring fracture fixation or orthopaedic corrective surgery
Orthopaedics | Trauma - Extramedullary fixation | Locking/combination plate | Locking/combination plate - Tibia | Depuy Synthes | LCP Metaphyseal Plate 3.5/4.5/5.0, for distal tibia, left, 4+16 holes, length 339 mm, Stainless Steel | 224.820 | Standalone | DE0006552 | Patients requiring fracture fixation or orthopaedic corrective surgery
Orthopaedics | Trauma - Extramedullary fixation | Locking/combination plate | Locking/combination plate - Tibia | Depuy Synthes | LCP Metaphyseal Plate 3.5/4.5/5.0, for distal tibia, left, 4+18 holes, length 375 mm, Stainless Steel | 224.822 | Standalone | DE0006552 | Patients requiring fracture fixation or orthopaedic corrective surgery
Orthopaedics | Trauma - Extramedullary fixation | Locking/combination plate | Locking/combination plate - Tibia | Depuy Synthes | LCP Metaphyseal Plate 3.5/4.5/5.0, for distal tibia, left, 4+20 holes, length 411 mm, Stainless Steel | 224.824 | Standalone | DE0006552 | Patients requiring fracture fixation or orthopaedic corrective surgery
Orthopaedics | Trauma - Extramedullary fixation | Locking/combination plate | Locking/combination plate - General orthopaedic | Depuy Synthes | LCP 4.5/5.0, broad, 6 holes SST | 226.561 | Standalone | DE0006552 | Patients requiring fracture fixation or orthopaedic corrective surgery
Orthopaedics | Trauma - Extramedullary fixation | Locking/combination plate | Locking/combination plate - General orthopaedic | Depuy Synthes | LCP 4.5/5.0, broad, 7 holes SST | 226.571 | Standalone | DE0006552 | Patients requiring fracture fixation or orthopaedic corrective surgery
Orthopaedics | Trauma - Extramedullary fixation | Locking/combination plate | Locking/combination plate - General orthopaedic | Depuy Synthes | LCP 4.5/5.0, broad, 8 holes SST | 226.581 | Standalone | DE0006552 | Patients requiring fracture fixation or orthopaedic corrective surgery
Orthopaedics | Trauma - Extramedullary fixation | Locking/combination plate | Locking/combination plate - General orthopaedic | Depuy Synthes | LCP 4.5/5.0, broad, 9 holes SST | 226.591 | Standalone | DE0006552 | Patients requiring fracture fixation or orthopaedic corrective surgery
Orthopaedics | Trauma - Extramedullary fixation | Locking/combination plate | Locking/combination plate - General orthopaedic | Depuy Synthes | LCP 4.5/5.0, broad, 10 holes SST | 226.601 | Standalone | DE0006552 | Patients requiring fracture fixation or orthopaedic corrective surgery
Orthopaedics | Trauma - Extramedullary fixation | Locking/combination plate | Locking/combination plate - General orthopaedic | Depuy Synthes | LCP 4.5/5.0, broad, 11 holes SST | 226.611 | Standalone | DE0006552 | Patients requiring fracture fixation or orthopaedic corrective surgery
Orthopaedics | Trauma - Extramedullary fixation | Locking/combination plate | Locking/combination plate - General orthopaedic | Depuy Synthes | LCP 4.5/5.0, broad, 12 holes SST | 226.621 | Standalone | DE0006552 | Patients requiring fracture fixation or orthopaedic corrective surgery
Orthopaedics | Trauma - Extramedullary fixation | Locking/combination plate | Locking/combination plate - General orthopaedic | Depuy Synthes | LCP 4.5/5.0, broad, 13 holes SST | 226.631 | Standalone | DE0006552 | Patients requiring fracture fixation or orthopaedic corrective surgery
Orthopaedics | Trauma - Extramedullary fixation | Locking/combination plate | Locking/combination plate - General orthopaedic | Depuy Synthes | LCP 4.5/5.0, broad, 14 holes SST | 226.641 | Standalone | DE0006552 | Patients requiring fracture fixation or orthopaedic corrective surgery
Orthopaedics | Trauma - Extramedullary fixation | Locking/combination plate | Locking/combination plate - General orthopaedic | Depuy Synthes | LCP 4.5/5.0, broad, 15 holes SST | 226.651 | Standalone | DE0006552 | Patients requiring fracture fixation or orthopaedic corrective surgery
Orthopaedics | Trauma - Extramedullary fixation | Locking/combination plate | Locking/combination plate - General orthopaedic | Depuy Synthes | LCP 4.5/5.0, broad, 16 holes SST | 226.661 | Standalone | DE0006552 | Patients requiring fracture fixation or orthopaedic corrective surgery
Orthopaedics | Trauma - Extramedullary fixation | Locking/combination plate | Locking/combination plate - General orthopaedic | Depuy Synthes | LCP 4.5/5.0, broad, 17 holes SST | 226.671 | Standalone | DE0006552 | Patients requiring fracture fixation or orthopaedic corrective surgery
Orthopaedics | Trauma - Extramedullary fixation | Locking/combination plate | Locking/combination plate - General orthopaedic | Depuy Synthes | LCP 4.5/5.0, broad, 18 holes SST | 226.681 | Standalone | DE0006552 | Patients requiring fracture fixation or orthopaedic corrective surgery
Orthopaedics | Trauma - Extramedullary fixation | Non-locking plate | Non-locking plate - Pelvis/acetabular | Depuy Synthes | Reconstr. Plate 4.5, straight, 3 holes, L 45mm | 229.330 | Standalone | DE0002193 | Patients requiring fracture fixation or orthopaedic corrective surgery
Orthopaedics | Trauma - Extramedullary fixation | Locking/combination plate | Locking/combination plate - General orthopaedic | Depuy Synthes | LCP Reconstr. Plate 4.5/5.0, 3 holes, L 56mm SST | 229.331 | Standalone | DE0006552 | Patients requiring fracture fixation or orthopaedic corrective surgery
Orthopaedics | Trauma - Extramedullary fixation | Non-locking plate | Non-locking plate - Pelvis/acetabular | Depuy Synthes | Reconstr. Plate 4.5, straight, 4 holes, L 61mm | 229.340 | Standalone | DE0002193 | Patients requiring fracture fixation or orthopaedic corrective surgery
Orthopaedics | Trauma - Extramedullary fixation | Locking/combination plate | Locking/combination plate - General orthopaedic | Depuy Synthes | LCP Reconstr. Plate 4.5/5.0, 4 holes, L 75mm SST | 229.341 | Standalone | DE0006552 | Patients requiring fracture fixation or orthopaedic corrective surgery
Orthopaedics | Trauma - Extramedullary fixation | Non-locking plate | Non-locking plate - Pelvis/acetabular | Depuy Synthes | Reconstr. Plate 4.5, straight, 5 holes, L 77mm | 229.350 | Standalone | DE0002193 | Patients requiring fracture fixation or orthopaedic corrective surgery
Orthopaedics | Trauma - Extramedullary fixation | Locking/combination plate | Locking/combination plate - General orthopaedic | Depuy Synthes | LCP Reconstr. Plate 4.5/5.0, 5 holes, L 94mm SST | 229.351 | Standalone | DE0006552 | Patients requiring fracture fixation or orthopaedic corrective surgery
Orthopaedics | Trauma - Extramedullary fixation | Non-locking plate | Non-locking plate - Pelvis/acetabular | Depuy Synthes | Reconstr. Plate 4.5, straight, 6 holes, L 93mm | 229.360 | Standalone | DE0002193 | Patients requiring fracture fixation or orthopaedic corrective surgery
Orthopaedics | Trauma - Extramedullary fixation | Locking/combination plate | Locking/combination plate - General orthopaedic | Depuy Synthes | LCP Reconstr. Plate 4.5/5.0, 6 holes, L 113mm SST | 229.361 | Standalone | DE0006552 | Patients requiring fracture fixation or orthopaedic corrective surgery
Orthopaedics | Trauma - Extramedullary fixation | Non-locking plate | Non-locking plate - Pelvis/acetabular | Depuy Synthes | Reconstr. Plate 4.5, straight, 7 holes, L 109mm | 229.370 | Standalone | DE0002193 | Patients requiring fracture fixation or orthopaedic corrective surgery
Orthopaedics | Trauma - Extramedullary fixation | Locking/combination plate | Locking/combination plate - General orthopaedic | Depuy Synthes | LCP Reconstr. Plate 4.5/5.0, 7 holes, L 132mm | 229.371 | Standalone | DE0006552 | Patients requiring fracture fixation or orthopaedic corrective surgery
Orthopaedics | Trauma - Extramedullary fixation | Non-locking plate | Non-locking plate - Pelvis/acetabular | Depuy Synthes | Reconstr. Plate 4.5, straight, 8 holes, L 1760.418Dm | 229.380 | Standalone | DE0002193 | Patients requiring fracture fixation or orthopaedic corrective surgery
Orthopaedics | Trauma - Extramedullary fixation | Locking/combination plate | Locking/combination plate - General orthopaedic | Depuy Synthes | LCP Reconstr. Plate 4.5/5.0, 8 holes, L 151mm SST | 229.381 | Standalone | DE0006552 | Patients requiring fracture fixation or orthopaedic corrective surgery
Orthopaedics | Trauma - Extramedullary fixation | Non-locking plate | Non-locking plate - Pelvis/acetabular | Depuy Synthes | Reconstr. Plate 4.5, straight, 9 holes, L 141mm | 229.390 | Standalone | DE0002193 | Patients requiring fracture fixation or orthopaedic corrective surgery
Orthopaedics | Trauma - Extramedullary fixation | Locking/combination plate | Locking/combination plate - General orthopaedic | Depuy Synthes | LCP Reconstr. Plate 4.5/5.0, 9 holes, L 170mm SST | 229.391 | Standalone | DE0006552 | Patients requiring fracture fixation or orthopaedic corrective surgery
Orthopaedics | Trauma - Extramedullary fixation | Non-locking plate | Non-locking plate - Pelvis/acetabular | Depuy Synthes | Reconstr. Plate 4.5, straight, 10 holes, L 157mm | 229.400 | Standalone | DE0002193 | Patients requiring fracture fixation or orthopaedic corrective surgery
Orthopaedics | Trauma - Extramedullary fixation | Locking/combination plate | Locking/combination plate - General orthopaedic | Depuy Synthes | LCP Reconstr. Plate 4.5/5.0, 10 holes, L189mm | 229.401 | Standalone | DE0006552 | Patients requiring fracture fixation or orthopaedic corrective surgery
Orthopaedics | Trauma - Extramedullary fixation | Locking/combination plate | Locking/combination plate - General orthopaedic | Depuy Synthes | LCP Reconstr. Plate 4.5/5.0, 11 holes, L 208mm SST | 229.411 | Standalone | DE0006552 | Patients requiring fracture fixation or orthopaedic corrective surgery
Orthopaedics | Trauma - Extramedullary fixation | Locking/combination plate | Locking/combination plate - General orthopaedic | Depuy Synthes | LCP Reconstr. Plate 4.5/5.0, 12 holes, L 227mm SST | 229.421 | Standalone | DE0006552 | Patients requiring fracture fixation or orthopaedic corrective surgery
Orthopaedics | Trauma - Extramedullary fixation | Locking/combination plate | Locking/combination plate - General orthopaedic | Depuy Synthes | LCP Reconstr. Plate 4.5/5.0, 13 holes, L 246mm SST | 229.431 | Standalone | DE0006552 | Patients requiring fracture fixation or orthopaedic corrective surgery
Orthopaedics | Trauma - Extramedullary fixation | Locking/combination plate | Locking/combination plate - General orthopaedic | Depuy Synthes | LCP Reconstr. Plate 4.5/5.0, 14 holes, L 265mm SST | 229.441 | Standalone | DE0006552 | Patients requiring fracture fixation or orthopaedic corrective surgery
Orthopaedics | Trauma - Extramedullary fixation | Locking/combination plate | Locking/combination plate - General orthopaedic | Depuy Synthes | LCP Reconstr. Plate 4.5/5.0, 15 holes, L 284mm SST | 229.451 | Standalone | DE0006552 | Patients requiring fracture fixation or orthopaedic corrective surgery
Orthopaedics | Trauma - Extramedullary fixation | Locking/combination plate | Locking/combination plate - General orthopaedic | Depuy Synthes | LCP Reconstr. Plate 4.5/5.0, 16 holes, L 303mm SST | 229.461 | Standalone | DE0006552 | Patients requiring fracture fixation or orthopaedic corrective surgery
Orthopaedics | Trauma - Extramedullary fixation | Paediatric plate | Paediatric plate - Femur | Depuy Synthes | Child Hip Plate 4.5, 80DEG, with T- profile, blade length 35 mm, displacement 8 mm, Stainless Steel | 235.170 | Standalone | DE0005518 | Patients requiring fracture fixation or orthopaedic corrective surgery
Orthopaedics | Trauma - Extramedullary fixation | Paediatric plate | Paediatric plate - Femur | Depuy Synthes | Child Hip Plate 4.5, 80DEG, w/T-profile | 235.190 | Standalone | DE0005518 | Patients requiring fracture fixation or orthopaedic corrective surgery
Orthopaedics | Trauma - Extramedullary fixation | Paediatric plate | Paediatric plate - Femur | Depuy Synthes | Child Hip Plate 4.5, 80DEG, with T- profile, blade length 45 mm, displacement 8 mm, Stainless Steel | 235.270 | Standalone | DE0005518 | Patients requiring fracture fixation or orthopaedic corrective surgery
Orthopaedics | Trauma - Extramedullary fixation | Paediatric plate | Paediatric plate - Femur | Depuy Synthes | Child Hip Plate 4.5, 90DEG, with T- profile, blade length 45 mm, displacement 8 mm, Stainless Steel | 235.290 | Standalone | DE0005518 | Patients requiring fracture fixation or orthopaedic corrective surgery
Orthopaedics | Trauma - Extramedullary fixation | Paediatric plate | Paediatric plate - Femur | Depuy Synthes | Child Hip Plate 4.5, 100DEG, with T- profile, blade length 35 mm, displacement 8 mm, Stainless Steel | 235.370 | Standalone | DE0005518 | Patients requiring fracture fixation or orthopaedic corrective surgery
Orthopaedics | Trauma - Extramedullary fixation | Paediatric plate | Paediatric plate - Femur | Depuy Synthes | Child Hip Plate 4.5, 100DEG, with T- profile, blade length 45 mm, displacement 8 mm, Stainless Steel | 235.390 | Standalone | DE0005518 | Patients requiring fracture fixation or orthopaedic corrective surgery
Orthopaedics | Trauma - Extramedullary fixation | Paediatric plate | Paediatric plate - Femur | Depuy Synthes | Hip Plate 90DEG with T-profile, blade length 50 mm, displacement 10 mm, Stainless Steel | 235.600 | Standalone | DE0005518 | Patients requiring fracture fixation or orthopaedic corrective surgery
Orthopaedics | Trauma - Extramedullary fixation | Paediatric plate | Paediatric plate - Femur | Depuy Synthes | Hip Plate 100DEG, 3 holes, blade length 50 mm, displacement 10 mm, for Adolescents, Stainless Steel | 235.601 | Standalone | DE0005518 | Patients requiring fracture fixation or orthopaedic corrective surgery
Orthopaedics | Trauma - Extramedullary fixation | Paediatric plate | Paediatric plate - Femur | Depuy Synthes | Hip Plate 90DEG with T-profile, blade length 40 mm, displacement 10 mm, Stainless Steel | 235.680 | Standalone | DE0005518 | Patients requiring fracture fixation or orthopaedic corrective surgery
Orthopaedics | Trauma - Extramedullary fixation | Paediatric plate | Paediatric plate - Femur | Depuy Synthes | Hip Plate 100DEG, 3 holes, blade length 40 mm, displacement 10 mm, for Adolescents, Stainless Steel | 235.681 | Standalone | DE0005518 | Patients requiring fracture fixation or orthopaedic corrective surgery
Orthopaedics | Trauma - Extramedullary fixation | Paediatric plate | Paediatric plate - Femur | Depuy Synthes | Hip Plate 90DEG w/T-profile, blade 50mm | 235.700 | Standalone | DE0005518 | Patients requiring fracture fixation or orthopaedic corrective surgery
Orthopaedics | Trauma - Extramedullary fixation | Paediatric plate | Paediatric plate - Femur | Depuy Synthes | Hip Plate 100DEG, 3 holes, blade 50mm | 235.701 | Standalone | DE0005518 | Patients requiring fracture fixation or orthopaedic corrective surgery
Orthopaedics | Trauma - Extramedullary fixation | Paediatric plate | Paediatric plate - Femur | Depuy Synthes | Hip Plate 90DEG w/T-profile, blade 60mm | 235.720 | Standalone | DE0005518 | Patients requiring fracture fixation or orthopaedic corrective surgery
Orthopaedics | Trauma - Extramedullary fixation | Paediatric plate | Paediatric plate - Femur | Depuy Synthes | Hip Plate 100DEG, 3 holes, blade 60mm | 235.721 | Standalone | DE0005518 | Patients requiring fracture fixation or orthopaedic corrective surgery
Orthopaedics | Trauma - Extramedullary fixation | Paediatric plate | Paediatric plate - Femur | Depuy Synthes | Hip Plate 90DEG w/T-profile, blade 40mm | 235.780 | Standalone | DE0005518 | Patients requiring fracture fixation or orthopaedic corrective surgery
Orthopaedics | Trauma - Extramedullary fixation | Paediatric plate | Paediatric plate - Femur | Depuy Synthes | Hip Plate 100DEG, 3 holes, blade 40mm | 235.781 | Standalone | DE0005518 | Patients requiring fracture fixation or orthopaedic corrective surgery
Orthopaedics | Trauma - Extramedullary fixation | Paediatric plate | Paediatric plate - Femur | Depuy Synthes | Child Hip Plate 3.5, 90DEG, with T- profile, blade length 26 mm, displacement 4 mm, Stainless Steel | 236.001 | Standalone | DE0005518 | Patients requiring fracture fixation or orthopaedic corrective surgery
Orthopaedics | Trauma - Extramedullary fixation | Paediatric plate | Paediatric plate - Femur | Depuy Synthes | Child Hip Plate 3.5, 90DEG, with T- profile, blade length 32 mm, displacement 4 mm, Stainless Steel | 236.002 | Standalone | DE0005518 | Patients requiring fracture fixation or orthopaedic corrective surgery
Orthopaedics | Trauma - Extramedullary fixation | Paediatric plate | Paediatric plate - Femur | Depuy Synthes | Child Hip Plate 3.5, 90DEG, with T- profile, blade length 26 mm, displacement 8 mm, Stainless Steel | 236.011 | Standalone | DE0005518 | Patients requiring fracture fixation or orthopaedic corrective surgery
Orthopaedics | Trauma - Extramedullary fixation | Paediatric plate | Paediatric plate - Femur | Depuy Synthes | Child Hip Plate 3.5, 90DEG, with T- profile, blade length 32 mm, displacement 8 mm, Stainless Steel | 236.012 | Standalone | DE0005518 | Patients requiring fracture fixation or orthopaedic corrective surgery
Orthopaedics | Trauma - Extramedullary fixation | Paediatric plate | Paediatric plate - Femur | Depuy Synthes | Child Hip Plate 3.5, 90DEG, with T- profile, blade length 38 mm, displacement 8 mm, Stainless Steel | 236.013 | Standalone | DE0005518 | Patients requiring fracture fixation or orthopaedic corrective surgery
Orthopaedics | Trauma - Extramedullary fixation | Paediatric plate | Paediatric plate - Femur | Depuy Synthes | Osteotomy Plate 100DEG, 3 holes, blade length 26 mm, displacement 4 mm, for Infants, Stainless Steel | 236.101 | Standalone | DE0005518 | Patients requiring fracture fixation or orthopaedic corrective surgery
Orthopaedics | Trauma - Extramedullary fixation | Paediatric plate | Paediatric plate - Femur | Depuy Synthes | Osteotomy Plate 100DEG, 3 holes, blade length 32 mm, displacement 4 mm, for Infants, Stainless Steel | 236.102 | Standalone | DE0005518 | Patients requiring fracture fixation or orthopaedic corrective surgery
Orthopaedics | Trauma - Extramedullary fixation | Paediatric plate | Paediatric plate - Femur | Depuy Synthes | Osteotomy Plate 100DEG, 3 holes, blade length 38 mm, displacement 4 mm, for Infants, Stainless Steel | 236.103 | Standalone | DE0005518 | Patients requiring fracture fixation or orthopaedic corrective surgery
Orthopaedics | Trauma - Extramedullary fixation | Paediatric plate | Paediatric plate - Femur | Depuy Synthes | Osteotomy Plate 100DEG, 3 holes, blade length 44 mm, displacement 4 mm, for Infants, Stainless Steel | 236.104 | Standalone | DE0005518 | Patients requiring fracture fixation or orthopaedic corrective surgery
Orthopaedics | Trauma - Extramedullary fixation | Paediatric plate | Paediatric plate - Femur | Depuy Synthes | Osteotomy Plate 100DEG, 3 holes, blade 26mm | 236.111 | Standalone | DE0005518 | Patients requiring fracture fixation or orthopaedic corrective surgery
Orthopaedics | Trauma - Extramedullary fixation | Paediatric plate | Paediatric plate - Femur | Depuy Synthes | Osteotomy Plate 100DEG, 3 holes, blade 32mm | 236.112 | Standalone | DE0005518 | Patients requiring fracture fixation or orthopaedic corrective surgery
Orthopaedics | Trauma - Extramedullary fixation | Paediatric plate | Paediatric plate - Femur | Depuy Synthes | Osteotomy Plate 100DEG, 3 holes, blade 38mm | 236.113 | Standalone | DE0005518 | Patients requiring fracture fixation or orthopaedic corrective surgery
Orthopaedics | Trauma - Extramedullary fixation | Paediatric plate | Paediatric plate - Femur | Depuy Synthes | Osteotomy Plate 100DEG, 3 holes, blade 44mm | 236.114 | Standalone | DE0005518 | Patients requiring fracture fixation or orthopaedic corrective surgery
Orthopaedics | Trauma - Extramedullary fixation | Paediatric plate | Paediatric plate - Femur | Depuy Synthes | Infant Hip Plate 3.5, 90DEG, with T- profile, blade length 25 mm, displacement 7 mm, Stainless Steel | 236.250 | Standalone | DE0005518 | Patients requiring fracture fixation or orthopaedic corrective surgery
Orthopaedics | Trauma - Extramedullary fixation | Paediatric plate | Paediatric plate - Femur | Depuy Synthes | Infant Hip Plate 3.5, 90DEG, with T- profile, blade length 32 mm, displacement 7 mm, Stainless Steel | 236.260 | Standalone | DE0005518 | Patients requiring fracture fixation or orthopaedic corrective surgery
Orthopaedics | Trauma - Extramedullary fixation | Paediatric plate | Paediatric plate - Femur | Depuy Synthes | Infant Hip Plate 3.5, 90DEG, with T- profile, blade length 25 mm, displacement 12 mm, Stainless Steel | 236.350 | Standalone | DE0005518 | Patients requiring fracture fixation or orthopaedic corrective surgery
Orthopaedics | Trauma - Extramedullary fixation | Paediatric plate | Paediatric plate - Femur | Depuy Synthes | Infant Hip Plate 3.5, 90DEG, w/T-profile | 236.360 | Standalone | DE0005518 | Patients requiring fracture fixation or orthopaedic corrective surgery
Orthopaedics | Trauma - Extramedullary fixation | Paediatric plate | Paediatric plate - Femur | Depuy Synthes | Mini Infant Hip Plate 115DEG, blade 912.501Dm | 236.400 | Standalone | DE0005518 | Patients requiring fracture fixation or orthopaedic corrective surgery
Orthopaedics | Trauma - Extramedullary fixation | Paediatric plate | Paediatric plate - Femur | Depuy Synthes | Mini Infant Hip Plate 115DEG, blade 35mm | 236.430 | Standalone | DE0005518 | Patients requiring fracture fixation or orthopaedic corrective surgery
Orthopaedics | Trauma - Extramedullary fixation | Locking/combination plate | Locking/combination plate - Ulna | Depuy Synthes | LCP Olecranon Plate 3.5, right, 2 holes, L 86mm SST | 236.502 | Standalone | DE0006664 | Patients requiring fracture fixation or orthopaedic corrective surgery
Orthopaedics | Trauma - Extramedullary fixation | Locking/combination plate | Locking/combination plate - Ulna | Depuy Synthes | LCP Olecranon Plate 3.5, left, 2 holes, L 86mm SST | 236.503 | Standalone | DE0006664 | Patients requiring fracture fixation or orthopaedic corrective surgery
Orthopaedics | Trauma - Extramedullary fixation | Locking/combination plate | Locking/combination plate - Ulna | Depuy Synthes | LCP Olecranon Plate 3.5, right, 4 holes, L 111mm SST | 236.504 | Standalone | DE0006664 | Patients requiring fracture fixation or orthopaedic corrective surgery
Orthopaedics | Trauma - Extramedullary fixation | Locking/combination plate | Locking/combination plate - Ulna | Depuy Synthes | LCP Olecranon Plate 3.5, left, 4 holes, L 111mm SST | 236.505 | Standalone | DE0006664 | Patients requiring fracture fixation or orthopaedic corrective surgery
Orthopaedics | Trauma - Extramedullary fixation | Locking/combination plate | Locking/combination plate - Ulna | Depuy Synthes | LCP Olecranon Plate 3.5, right, 6 holes, L 138mm SST | 236.506 | Standalone | DE0006664 | Patients requiring fracture fixation or orthopaedic corrective surgery
Orthopaedics | Trauma - Extramedullary fixation | Locking/combination plate | Locking/combination plate - Ulna | Depuy Synthes | LCP Olecranon Plate 3.5, left, 6 holes, L 138mm SST | 236.507 | Standalone | DE0006664 | Patients requiring fracture fixation or orthopaedic corrective surgery
Orthopaedics | Trauma - Extramedullary fixation | Locking/combination plate | Locking/combination plate - Ulna | Depuy Synthes | LCP Olecranon Plate 3.5, right, 8 holes, L 163mm SST | 236.508 | Standalone | DE0006664 | Patients requiring fracture fixation or orthopaedic corrective surgery
Orthopaedics | Trauma - Extramedullary fixation | Locking/combination plate | Locking/combination plate - Ulna | Depuy Synthes | LCP Olecranon Plate 3.5, left, 8 holes, L 163mm SST | 236.509 | Standalone | DE0006664 | Patients requiring fracture fixation or orthopaedic corrective surgery
Orthopaedics | Trauma - Extramedullary fixation | Locking/combination plate | Locking/combination plate - Ulna | Depuy Synthes | LCP Olecranon Plate 3.5, right, 10 holes, L 190mm SST | 236.510 | Standalone | DE0006664 | Patients requiring fracture fixation or orthopaedic corrective surgery
Orthopaedics | Trauma - Extramedullary fixation | Locking/combination plate | Locking/combination plate - Ulna | Depuy Synthes | LCP Olecranon Plate 3.5, left, 10 holes, L 190mm SST | 236.511 | Standalone | DE0006664 | Patients requiring fracture fixation or orthopaedic corrective surgery
Orthopaedics | Trauma - Extramedullary fixation | Locking/combination plate | Locking/combination plate - Ulna | Depuy Synthes | LCP Olecranon Plate 3.5, right, 12 holes, L 216mm SST | 236.512 | Standalone | DE0006664 | Patients requiring fracture fixation or orthopaedic corrective surgery
Orthopaedics | Trauma - Extramedullary fixation | Locking/combination plate | Locking/combination plate - Ulna | Depuy Synthes | LCP Olecranon Plate 3.5, left, 12 holes, L 216mm SST | 236.513 | Standalone | DE0006664 | Patients requiring fracture fixation or orthopaedic corrective surgery
Orthopaedics | Trauma - Extramedullary fixation | Non-locking plate | Non-locking plate - Femur | Depuy Synthes | Condylar Plate 95DEG, 12holes, L 204mm, blade 50mm | 237.200 | Standalone | DE0005518 | Patients requiring fracture fixation or orthopaedic corrective surgery
Orthopaedics | Trauma - Extramedullary fixation | Non-locking plate | Non-locking plate - Femur | Depuy Synthes | Condylar Plate 95DEG, 12holes, L 204mm, blade 60mm | 237.220 | Standalone | DE0005518 | Patients requiring fracture fixation or orthopaedic corrective surgery
Orthopaedics | Trauma - Extramedullary fixation | Non-locking plate | Non-locking plate - Femur | Depuy Synthes | Condylar Plate 95DEG, 12holes, L 204mm, blade 70mm | 237.240 | Standalone | DE0005518 | Patients requiring fracture fixation or orthopaedic corrective surgery
Orthopaedics | Trauma - Extramedullary fixation | Non-locking plate | Non-locking plate - Femur | Depuy Synthes | Condylar Plate 95DEG, 12holes, L 204mm, blade 80mm | 237.260 | Standalone | DE0005518 | Patients requiring fracture fixation or orthopaedic corrective surgery
Orthopaedics | Trauma - Extramedullary fixation | Non-locking plate | Non-locking plate - Femur | Depuy Synthes | Condylar Plate 95DEG, 14holes, L 236mm, blade 50mm | 237.400 | Standalone | DE0005518 | Patients requiring fracture fixation or orthopaedic corrective surgery
Orthopaedics | Trauma - Extramedullary fixation | Non-locking plate | Non-locking plate - Femur | Depuy Synthes | Condylar Plate 95DEG, 14holes, L 236mm, blade 60mm | 237.420 | Standalone | DE0005518 | Patients requiring fracture fixation or orthopaedic corrective surgery
Orthopaedics | Trauma - Extramedullary fixation | Non-locking plate | Non-locking plate - Femur | Depuy Synthes | Condylar Plate 95DEG, 14holes, L 236mm, blade 70mm | 237.440 | Standalone | DE0005518 | Patients requiring fracture fixation or orthopaedic corrective surgery
Orthopaedics | Trauma - Extramedullary fixation | Non-locking plate | Non-locking plate - Femur | Depuy Synthes | Condylar Plate 95DEG, 14holes, L 236mm, blade 80mm | 237.460 | Standalone | DE0005518 | Patients requiring fracture fixation or orthopaedic corrective surgery
Orthopaedics | Trauma - Extramedullary fixation | Non-locking plate | Non-locking plate - Femur | Depuy Synthes | Condylar Plate 95DEG, 5 holes, length 92 mm, blade length 50 mm, Stainless Steel | 237.500 | Standalone | DE0005518 | Patients requiring fracture fixation or orthopaedic corrective surgery
Orthopaedics | Trauma - Extramedullary fixation | Non-locking plate | Non-locking plate - Femur | Depuy Synthes | Condylar Plate 95DEG, 5 holes, length 92 mm, blade length 60 mm, Stainless Steel | 237.520 | Standalone | DE0005518 | Patients requiring fracture fixation or orthopaedic corrective surgery
Orthopaedics | Trauma - Extramedullary fixation | Non-locking plate | Non-locking plate - Femur | Depuy Synthes | Condylar Plate 95DEG, 5 holes, length 92 mm, blade length 70 mm, Stainless Steel | 237.540 | Standalone | DE0005518 | Patients requiring fracture fixation or orthopaedic corrective surgery
Orthopaedics | Trauma - Extramedullary fixation | Non-locking plate | Non-locking plate - Femur | Depuy Synthes | Condylar Plate 95DEG, 5 holes, L 92mm, blade 80mm | 237.560 | Standalone | DE0005518 | Patients requiring fracture fixation or orthopaedic corrective surgery
Orthopaedics | Trauma - Extramedullary fixation | Non-locking plate | Non-locking plate - Femur | Depuy Synthes | Condylar Plate 95DEG, 16holes, L 268mm, blade 50mm | 237.600 | Standalone | DE0005518 | Patients requiring fracture fixation or orthopaedic corrective surgery
Orthopaedics | Trauma - Extramedullary fixation | Non-locking plate | Non-locking plate - Femur | Depuy Synthes | Condylar Plate 95DEG, 16holes, L 268mm, blade 60mm | 237.620 | Standalone | DE0005518 | Patients requiring fracture fixation or orthopaedic corrective surgery
Orthopaedics | Trauma - Extramedullary fixation | Non-locking plate | Non-locking plate - Femur | Depuy Synthes | Condylar Plate 95DEG, 16holes, L 268mm, blade 70mm | 237.640 | Standalone | DE0005518 | Patients requiring fracture fixation or orthopaedic corrective surgery
Orthopaedics | Trauma - Extramedullary fixation | Non-locking plate | Non-locking plate - Femur | Depuy Synthes | Condylar Plate 95DEG, 16holes, L 268mm, blade 80mm | 237.660 | Standalone | DE0005518 | Patients requiring fracture fixation or orthopaedic corrective surgery
Orthopaedics | Trauma - Extramedullary fixation | Non-locking plate | Non-locking plate - Femur | Depuy Synthes | Condylar Plate 95DEG, 7 holes, length 124 mm, blade length 50 mm, Stainless Steel | 237.700 | Standalone | DE0005518 | Patients requiring fracture fixation or orthopaedic corrective surgery
Orthopaedics | Trauma - Extramedullary fixation | Non-locking plate | Non-locking plate - Femur | Depuy Synthes | Condylar Plate 95DEG, 7 holes, length 124 mm, blade length 60 mm, Stainless Steel | 237.720 | Standalone | DE0005518 | Patients requiring fracture fixation or orthopaedic corrective surgery
Orthopaedics | Trauma - Extramedullary fixation | Non-locking plate | Non-locking plate - Femur | Depuy Synthes | Condylar Plate 95DEG, 7 holes, length 124 mm, blade length 70 mm, Stainless Steel | 237.740 | Standalone | DE0005518 | Patients requiring fracture fixation or orthopaedic corrective surgery
Orthopaedics | Trauma - Extramedullary fixation | Non-locking plate | Non-locking plate - Femur | Depuy Synthes | Condylar Plate 95DEG, 7 holes, L 124mm, blade 80mm | 237.760 | Standalone | DE0005518 | Patients requiring fracture fixation or orthopaedic corrective surgery
Orthopaedics | Trauma - Extramedullary fixation | Non-locking plate | Non-locking plate - Femur | Depuy Synthes | Condylar Plate 95DEG, 18holes, L 300mm, blade 50mm | 237.800 | Standalone | DE0005518 | Patients requiring fracture fixation or orthopaedic corrective surgery
Orthopaedics | Trauma - Extramedullary fixation | Non-locking plate | Non-locking plate - Femur | Depuy Synthes | Condylar Plate 95DEG, 18holes, L 300mm, blade 60mm | 237.820 | Standalone | DE0005518 | Patients requiring fracture fixation or orthopaedic corrective surgery
Orthopaedics | Trauma - Extramedullary fixation | Non-locking plate | Non-locking plate - Femur | Depuy Synthes | Condylar Plate 95DEG, 18holes, L 300mm, blade 70mm | 237.840 | Standalone | DE0005518 | Patients requiring fracture fixation or orthopaedic corrective surgery
Orthopaedics | Trauma - Extramedullary fixation | Non-locking plate | Non-locking plate - Femur | Depuy Synthes | Condylar Plate 95DEG, 18holes, L 300mm, blade 80mm | 237.860 | Standalone | DE0005518 | Patients requiring fracture fixation or orthopaedic corrective surgery
Orthopaedics | Trauma - Extramedullary fixation | Non-locking plate | Non-locking plate - Femur | Depuy Synthes | Condylar Plate 95DEG, 9 holes, length 156 mm, blade length 50 mm, Stainless Steel | 237.900 | Standalone | DE0005518 | Patients requiring fracture fixation or orthopaedic corrective surgery
Orthopaedics | Trauma - Extramedullary fixation | Non-locking plate | Non-locking plate - Femur | Depuy Synthes | Condylar Plate 95DEG, 9 holes, length 156 mm, blade length 60 mm, Stainless Steel | 237.920 | Standalone | DE0005518 | Patients requiring fracture fixation or orthopaedic corrective surgery
Orthopaedics | Trauma - Extramedullary fixation | Non-locking plate | Non-locking plate - Femur | Depuy Synthes | Condylar Plate 95DEG, 9 holes, length 156 mm, blade length 70 mm, Stainless Steel | 237.940 | Standalone | DE0005518 | Patients requiring fracture fixation or orthopaedic corrective surgery
Orthopaedics | Trauma - Extramedullary fixation | Non-locking plate | Non-locking plate - Femur | Depuy Synthes | Condylar Plate 95DEG, 9 holes, L 156mm, blade 80mm | 237.960 | Standalone | DE0005518 | Patients requiring fracture fixation or orthopaedic corrective surgery
Orthopaedics | Trauma - Extramedullary fixation | Non-locking plate | Non-locking plate - Femur | Depuy Synthes | Angled Plate 130DEG, 12holes, L 200mm, blade 70mm | 238.240 | Standalone | DE0005518 | Patients requiring fracture fixation or orthopaedic corrective surgery
Orthopaedics | Trauma - Extramedullary fixation | Non-locking plate | Non-locking plate - Femur | Depuy Synthes | Angled Plate 130DEG, 12 holes, L 200mm, blade 80mm | 238.260 | Standalone | DE0005518 | Patients requiring fracture fixation or orthopaedic corrective surgery
Orthopaedics | Trauma - Extramedullary fixation | Non-locking plate | Non-locking plate - Femur | Depuy Synthes | Angled Plate 130DEG, 12 holes, L 200mm, blade 90mm | 238.280 | Standalone | DE0005518 | Patients requiring fracture fixation or orthopaedic corrective surgery
Orthopaedics | Trauma - Extramedullary fixation | Non-locking plate | Non-locking plate - Femur | Depuy Synthes | Angled Blade Plate 130DEG, 4 holes, length 60 mm, blade length 50 mm, Stainless Steel | 238.360 | Standalone | DE0005518 | Patients requiring fracture fixation or orthopaedic corrective surgery
Orthopaedics | Trauma - Extramedullary fixation | Non-locking plate | Non-locking plate - Femur | Depuy Synthes | Angled Blade Plate 130DEG, 4 holes, length 60 mm, blade length 60 mm, Stainless Steel | 238.380 | Standalone | DE0005518 | Patients requiring fracture fixation or orthopaedic corrective surgery
Orthopaedics | Trauma - Extramedullary fixation | Non-locking plate | Non-locking plate - Femur | Depuy Synthes | Angled Plate 130DEG, 4 holes, L 60mm, blade 100mm | 238.400 | Standalone | DE0005518 | Patients requiring fracture fixation or orthopaedic corrective surgery
Orthopaedics | Trauma - Extramedullary fixation | Non-locking plate | Non-locking plate - Femur | Depuy Synthes | Angled Plate 130DEG, 4 holes, L 60mm, blade 105mm | 238.410 | Standalone | DE0005518 | Patients requiring fracture fixation or orthopaedic corrective surgery
Orthopaedics | Trauma - Extramedullary fixation | Non-locking plate | Non-locking plate - Femur | Depuy Synthes | Angled Plate 130DEG, 4 holes, L 60mm, blade 110mm | 238.420 | Standalone | DE0005518 | Patients requiring fracture fixation or orthopaedic corrective surgery
Orthopaedics | Trauma - Extramedullary fixation | Non-locking plate | Non-locking plate - Femur | Depuy Synthes | Angled Blade Plate 130DEG, 4 holes, length 60 mm, blade length 70 mm, Stainless Steel | 238.440 | Standalone | DE0005518 | Patients requiring fracture fixation or orthopaedic corrective surgery
Orthopaedics | Trauma - Extramedullary fixation | Non-locking plate | Non-locking plate - Femur | Depuy Synthes | Angled Plate 130DEG, 4 holes, L 60mm, blade 75mm | 238.450 | Standalone | DE0005518 | Patients requiring fracture fixation or orthopaedic corrective surgery
Orthopaedics | Trauma - Extramedullary fixation | Non-locking plate | Non-locking plate - Femur | Depuy Synthes | Angled Blade Plate 130DEG, 4 holes, length 60 mm, blade length 80 mm, Stainless Steel | 238.460 | Standalone | DE0005518 | Patients requiring fracture fixation or orthopaedic corrective surgery
Orthopaedics | Trauma - Extramedullary fixation | Non-locking plate | Non-locking plate - Femur | Depuy Synthes | Angled Plate 130DEG, 4 holes, L 60mm, blade 85mm | 238.470 | Standalone | DE0005518 | Patients requiring fracture fixation or orthopaedic corrective surgery
Orthopaedics | Trauma - Extramedullary fixation | Non-locking plate | Non-locking plate - Femur | Depuy Synthes | Angled Plate 130DEG, 4 holes, L 60mm, blade 90mm | 238.480 | Standalone | DE0005518 | Patients requiring fracture fixation or orthopaedic corrective surgery
Orthopaedics | Trauma - Extramedullary fixation | Non-locking plate | Non-locking plate - Femur | Depuy Synthes | Angled Plate 130DEG, 4 holes, L 60mm, blade 95mm | 238.490 | Standalone | DE0005518 | Patients requiring fracture fixation or orthopaedic corrective surgery
Orthopaedics | Trauma - Extramedullary fixation | Non-locking plate | Non-locking plate - Femur | Depuy Synthes | Angled Blade Plate 130DEG, 6 holes, length 104 mm, blade length 50 mm, Stainless Steel | 238.600 | Standalone | DE0005518 | Patients requiring fracture fixation or orthopaedic corrective surgery
Orthopaedics | Trauma - Extramedullary fixation | Non-locking plate | Non-locking plate - Femur | Depuy Synthes | Angled Blade Plate 130DEG, 6 holes, length 104 mm, blade length 60 mm, Stainless Steel | 238.620 | Standalone | DE0005518 | Patients requiring fracture fixation or orthopaedic corrective surgery
Orthopaedics | Trauma - Extramedullary fixation | Non-locking plate | Non-locking plate - Femur | Depuy Synthes | Angled Blade Plate 130DEG, 6 holes, length 104 mm, blade length 70 mm, Stainless Steel | 238.640 | Standalone | DE0005518 | Patients requiring fracture fixation or orthopaedic corrective surgery
Orthopaedics | Trauma - Extramedullary fixation | Non-locking plate | Non-locking plate - Femur | Depuy Synthes | Angled Blade Plate 130DEG, 6 holes, length 104 mm, blade length 80 mm, Stainless Steel | 238.660 | Standalone | DE0005518 | Patients requiring fracture fixation or orthopaedic corrective surgery
Orthopaedics | Trauma - Extramedullary fixation | Non-locking plate | Non-locking plate - Femur | Depuy Synthes | Angled Plate 130DEG, 6 holes, L 104mm, blade 90mm | 238.680 | Standalone | DE0005518 | Patients requiring fracture fixation or orthopaedic corrective surgery
Orthopaedics | Trauma - Extramedullary fixation | Non-locking plate | Non-locking plate - Femur | Depuy Synthes | Angled Blade Plate 130DEG, 9 holes, length 152 mm, blade length 70 mm, Stainless Steel | 238.940 | Standalone | DE0005518 | Patients requiring fracture fixation or orthopaedic corrective surgery
Orthopaedics | Trauma - Extramedullary fixation | Non-locking plate | Non-locking plate - Femur | Depuy Synthes | Angled Blade Plate 130DEG, 9 holes, length 152 mm, blade length 80 mm, Stainless Steel | 238.960 | Standalone | DE0005518 | Patients requiring fracture fixation or orthopaedic corrective surgery
Orthopaedics | Trauma - Extramedullary fixation | Non-locking plate | Non-locking plate - Femur | Depuy Synthes | Angled Plate 130DEG, 9 holes, L 152mm, blade 90mm | 238.980 | Standalone | DE0005518 | Patients requiring fracture fixation or orthopaedic corrective surgery
Orthopaedics | Trauma - Extramedullary fixation | Non-locking plate | Non-locking plate - Femur | Depuy Synthes | Hip Plate 90DEG, blade 50mm, displacement 10mm | 239.200 | Standalone | DE0005518 | Patients requiring fracture fixation or orthopaedic corrective surgery
Orthopaedics | Trauma - Extramedullary fixation | Non-locking plate | Non-locking plate - Femur | Depuy Synthes | Hip Plate 90DEG, blade 55mm, displacement 10mm | 239.210 | Standalone | DE0005518 | Patients requiring fracture fixation or orthopaedic corrective surgery
Orthopaedics | Trauma - Extramedullary fixation | Non-locking plate | Non-locking plate - Femur | Depuy Synthes | Hip Plate 90DEG, blade 60mm, displacement 10mm | 239.220 | Standalone | DE0005518 | Patients requiring fracture fixation or orthopaedic corrective surgery
Orthopaedics | Trauma - Extramedullary fixation | Non-locking plate | Non-locking plate - Femur | Depuy Synthes | Hip Plate 90DEG, blade 65mm, displacement 10mm | 239.230 | Standalone | DE0005518 | Patients requiring fracture fixation or orthopaedic corrective surgery
Orthopaedics | Trauma - Extramedullary fixation | Non-locking plate | Non-locking plate - Femur | Depuy Synthes | Hip Plate 90DEG, blade 70mm, displacement 10mm | 239.240 | Standalone | DE0005518 | Patients requiring fracture fixation or orthopaedic corrective surgery
Orthopaedics | Trauma - Extramedullary fixation | Non-locking plate | Non-locking plate - Femur | Depuy Synthes | Hip Plate 90DEG, blade 40mm, displacement 10mm | 239.280 | Standalone | DE0005518 | Patients requiring fracture fixation or orthopaedic corrective surgery
Orthopaedics | Trauma - Extramedullary fixation | Non-locking plate | Non-locking plate - Femur | Depuy Synthes | Hip Plate 100DEG, blade 50mm, displacement 10mm | 239.300 | Standalone | DE0005518 | Patients requiring fracture fixation or orthopaedic corrective surgery
Orthopaedics | Trauma - Extramedullary fixation | Non-locking plate | Non-locking plate - Femur | Depuy Synthes | Hip Plate 100DEG, blade 60mm, displacement 10mm | 239.320 | Standalone | DE0005518 | Patients requiring fracture fixation or orthopaedic corrective surgery
Orthopaedics | Trauma - Extramedullary fixation | Non-locking plate | Non-locking plate - Femur | Depuy Synthes | Hip Plate 100DEG, blade 70mm, displacement 10mm | 239.340 | Standalone | DE0005518 | Patients requiring fracture fixation or orthopaedic corrective surgery
Orthopaedics | Trauma - Extramedullary fixation | Non-locking plate | Non-locking plate - Femur | Depuy Synthes | Hip Plate 110DEG, blade 65mm | 239.430 | Standalone | DE0005518 | Patients requiring fracture fixation or orthopaedic corrective surgery
Orthopaedics | Trauma - Extramedullary fixation | Non-locking plate | Non-locking plate - Femur | Depuy Synthes | Hip Plate 110DEG, blade 75mm | 239.450 | Standalone | DE0005518 | Patients requiring fracture fixation or orthopaedic corrective surgery
Orthopaedics | Trauma - Extramedullary fixation | Non-locking plate | Non-locking plate - Femur | Depuy Synthes | Hip Plate 110DEG, blade 85mm | 239.470 | Standalone | DE0005518 | Patients requiring fracture fixation or orthopaedic corrective surgery
Orthopaedics | Trauma - Extramedullary fixation | Non-locking plate | Non-locking plate - Femur | Depuy Synthes | Hip Plate 120DEG, blade 65mm | 239.530 | Standalone | DE0005518 | Patients requiring fracture fixation or orthopaedic corrective surgery
Orthopaedics | Trauma - Extramedullary fixation | Non-locking plate | Non-locking plate - Femur | Depuy Synthes | Hip Plate 120DEG, blade 75mm | 239.550 | Standalone | DE0005518 | Patients requiring fracture fixation or orthopaedic corrective surgery
Orthopaedics | Trauma - Extramedullary fixation | Non-locking plate | Non-locking plate - Femur | Depuy Synthes | Hip Plate 120DEG, blade 85mm | 239.570 | Standalone | DE0005518 | Patients requiring fracture fixation or orthopaedic corrective surgery
Orthopaedics | Trauma - Extramedullary fixation | Non-locking plate | Non-locking plate - Femur | Depuy Synthes | Hip Plate 90DEG, blade 50mm, displacement 20mm | 239.600 | Standalone | DE0005518 | Patients requiring fracture fixation or orthopaedic corrective surgery
Orthopaedics | Trauma - Extramedullary fixation | Non-locking plate | Non-locking plate - Femur | Depuy Synthes | Hip Plate 90DEG, blade 60mm, displacement 20mm | 239.620 | Standalone | DE0005518 | Patients requiring fracture fixation or orthopaedic corrective surgery
Orthopaedics | Trauma - Extramedullary fixation | Non-locking plate | Non-locking plate - Femur | Depuy Synthes | Hip Plate 90DEG, blade 70mm, displacement 20mm | 239.640 | Standalone | DE0005518 | Patients requiring fracture fixation or orthopaedic corrective surgery
Orthopaedics | Trauma - Extramedullary fixation | Non-locking plate | Non-locking plate - Femur | Depuy Synthes | Hip Plate 90DEG, blade 50mm, displacement 456.25Dm | 239.700 | Standalone | DE0005518 | Patients requiring fracture fixation or orthopaedic corrective surgery
Orthopaedics | Trauma - Extramedullary fixation | Non-locking plate | Non-locking plate - Femur | Depuy Synthes | Hip Plate 90DEG, blade 55mm, displacement 456.25Dm | 239.710 | Standalone | DE0005518 | Patients requiring fracture fixation or orthopaedic corrective surgery
Orthopaedics | Trauma - Extramedullary fixation | Non-locking plate | Non-locking plate - Femur | Depuy Synthes | Hip Plate 90DEG, blade 60mm, displacement 456.25Dm | 239.720 | Standalone | DE0005518 | Patients requiring fracture fixation or orthopaedic corrective surgery
Orthopaedics | Trauma - Extramedullary fixation | Non-locking plate | Non-locking plate - Femur | Depuy Synthes | Hip Plate 90DEG, blade 65mm, displacement 456.25Dm | 239.730 | Standalone | DE0005518 | Patients requiring fracture fixation or orthopaedic corrective surgery
Orthopaedics | Trauma - Extramedullary fixation | Non-locking plate | Non-locking plate - Femur | Depuy Synthes | Hip Plate 90DEG, blade 70mm, displacement 456.25Dm | 239.740 | Standalone | DE0005518 | Patients requiring fracture fixation or orthopaedic corrective surgery
Orthopaedics | Trauma - Extramedullary fixation | Non-locking plate | Non-locking plate - Femur | Depuy Synthes | Hip Plate 90DEG, blade 40mm, displacement 456.25Dm | 239.780 | Standalone | DE0005518 | Patients requiring fracture fixation or orthopaedic corrective surgery
Orthopaedics | Trauma - Extramedullary fixation | Non-locking plate | Non-locking plate - Femur | Depuy Synthes | Hip Plate 130DEG, blade 100mm | 239.800 | Standalone | DE0005518 | Patients requiring fracture fixation or orthopaedic corrective surgery
Orthopaedics | Trauma - Extramedullary fixation | Non-locking plate | Non-locking plate - Femur | Depuy Synthes | Hip Plate 130DEG, blade 105mm | 239.810 | Standalone | DE0005518 | Patients requiring fracture fixation or orthopaedic corrective surgery
Orthopaedics | Trauma - Extramedullary fixation | Non-locking plate | Non-locking plate - Femur | Depuy Synthes | Hip Plate 130DEG, blade 110mm | 239.820 | Standalone | DE0005518 | Patients requiring fracture fixation or orthopaedic corrective surgery
Orthopaedics | Trauma - Extramedullary fixation | Non-locking plate | Non-locking plate - Femur | Depuy Synthes | Hip Plate 130DEG, blade 65mm | 239.830 | Standalone | DE0005518 | Patients requiring fracture fixation or orthopaedic corrective surgery
Orthopaedics | Trauma - Extramedullary fixation | Non-locking plate | Non-locking plate - Femur | Depuy Synthes | Hip Plate 130DEG, blade 70mm | 239.840 | Standalone | DE0005518 | Patients requiring fracture fixation or orthopaedic corrective surgery
Orthopaedics | Trauma - Extramedullary fixation | Non-locking plate | Non-locking plate - Femur | Depuy Synthes | Hip Plate 130DEG, blade 75mm | 239.850 | Standalone | DE0005518 | Patients requiring fracture fixation or orthopaedic corrective surgery
Orthopaedics | Trauma - Extramedullary fixation | Non-locking plate | Non-locking plate - Femur | Depuy Synthes | Hip Plate 130DEG, blade 80mm | 239.860 | Standalone | DE0005518 | Patients requiring fracture fixation or orthopaedic corrective surgery
Orthopaedics | Trauma - Extramedullary fixation | Non-locking plate | Non-locking plate - Femur | Depuy Synthes | Hip Plate 130DEG, blade 85 mm | 239.870 | Standalone | DE0005518 | Patients requiring fracture fixation or orthopaedic corrective surgery
Orthopaedics | Trauma - Extramedullary fixation | Non-locking plate | Non-locking plate - Femur | Depuy Synthes | Hip Plate 130DEG, blade 90mm | 239.880 | Standalone | DE0005518 | Patients requiring fracture fixation or orthopaedic corrective surgery
Orthopaedics | Trauma - Extramedullary fixation | Non-locking plate | Non-locking plate - Femur | Depuy Synthes | Hip Plate 130DEG, blade 95 mm | 239.890 | Standalone | DE0005518 | Patients requiring fracture fixation or orthopaedic corrective surgery
Orthopaedics | Trauma - Extramedullary fixation | Locking/combination plate | Locking/combination plate - Tibia | Depuy Synthes | LCP Prox. Tibial Plate 3.5, lat., right, L 81mm SST | 239.934 | Standalone | DE0006552 | Patients requiring fracture fixation or orthopaedic corrective surgery
Orthopaedics | Trauma - Extramedullary fixation | Locking/combination plate | Locking/combination plate - Tibia | Depuy Synthes | LCP Prox. Tibial Plate 3.5, lat., left, L 81mm SST | 239.935 | Standalone | DE0006552 | Patients requiring fracture fixation or orthopaedic corrective surgery
Orthopaedics | Trauma - Extramedullary fixation | Locking/combination plate | Locking/combination plate - Tibia | Depuy Synthes | LCP Prox. Tibial Plate 3.5, lat., right, L 107mm SST | 239.936 | Standalone | DE0006552 | Patients requiring fracture fixation or orthopaedic corrective surgery
Orthopaedics | Trauma - Extramedullary fixation | Locking/combination plate | Locking/combination plate - Tibia | Depuy Synthes | LCP Prox. Tibial Plate 3.5, lat., left, L 107mm SST | 239.937 | Standalone | DE0006552 | Patients requiring fracture fixation or orthopaedic corrective surgery
Orthopaedics | Trauma - Extramedullary fixation | Locking/combination plate | Locking/combination plate - Tibia | Depuy Synthes | LCP Prox. Tibial Plate 3.5, lat., right, L 133mm SST | 239.938 | Standalone | DE0006552 | Patients requiring fracture fixation or orthopaedic corrective surgery
Orthopaedics | Trauma - Extramedullary fixation | Locking/combination plate | Locking/combination plate - Tibia | Depuy Synthes | LCP Prox. Tibial Plate 3.5, lat., left, L 133mm SST | 239.939 | Standalone | DE0006552 | Patients requiring fracture fixation or orthopaedic corrective surgery
Orthopaedics | Trauma - Extramedullary fixation | Locking/combination plate | Locking/combination plate - Tibia | Depuy Synthes | LCP Proximal Tibial Plate 3.5, lateral, right, shaft 10 holes, length 159 mm, Stainless Steel | 239.940 | Standalone | DE0006552 | Patients requiring fracture fixation or orthopaedic corrective surgery
Orthopaedics | Trauma - Extramedullary fixation | Locking/combination plate | Locking/combination plate - Tibia | Depuy Synthes | LCP Proximal Tibial Plate 3.5, lateral, left, shaft 10 holes, length 159 mm, Stainless Steel | 239.941 | Standalone | DE0006552 | Patients requiring fracture fixation or orthopaedic corrective surgery
Orthopaedics | Trauma - Extramedullary fixation | Locking/combination plate | Locking/combination plate - Tibia | Depuy Synthes | LCP Proximal Tibial Plate 3.5, lateral, right, shaft 12 holes, length 185 mm, Stainless Steel | 239.942 | Standalone | DE0006552 | Patients requiring fracture fixation or orthopaedic corrective surgery
Orthopaedics | Trauma - Extramedullary fixation | Locking/combination plate | Locking/combination plate - Tibia | Depuy Synthes | LCP Prox. Tibial Plate 3.5, lat., left, L 185mm SST | 239.943 | Standalone | DE0006552 | Patients requiring fracture fixation or orthopaedic corrective surgery
Orthopaedics | Trauma - Extramedullary fixation | Locking/combination plate | Locking/combination plate - Tibia | Depuy Synthes | LCP Prox. Tibial Plate 3.5, lat., right, L 211mm SST | 239.944 | Standalone | DE0006552 | Patients requiring fracture fixation or orthopaedic corrective surgery
Orthopaedics | Trauma - Extramedullary fixation | Locking/combination plate | Locking/combination plate - Tibia | Depuy Synthes | LCP Prox. Tibial Plate 3.5, lat., left, L 211mm SST | 239.945 | Standalone | DE0006552 | Patients requiring fracture fixation or orthopaedic corrective surgery
Orthopaedics | Trauma - Extramedullary fixation | Locking/combination plate | Locking/combination plate - Tibia | Depuy Synthes | LCP Prox. Tibial Plate 3.5, lat., right, L 237mm SST | 239.946 | Standalone | DE0006552 | Patients requiring fracture fixation or orthopaedic corrective surgery
Orthopaedics | Trauma - Extramedullary fixation | Locking/combination plate | Locking/combination plate - Tibia | Depuy Synthes | LCP Prox. Tibial Plate 3.5, lat., left, L 237mm SST | 239.947 | Standalone | DE0006552 | Patients requiring fracture fixation or orthopaedic corrective surgery
Orthopaedics | Trauma - Extramedullary fixation | Locking/combination plate | Locking/combination plate - Tibia | Depuy Synthes | LCP Medial Proximal Tibial Plate 3.5, right, shaft 4 holes, length 93 mm, Stainless Steel | 239.954 | Standalone | DE0006552 | Patients requiring fracture fixation or orthopaedic corrective surgery
Orthopaedics | Trauma - Extramedullary fixation | Locking/combination plate | Locking/combination plate - Tibia | Depuy Synthes | LCP Medial Proximal Tibial Plate 3.5, left, shaft 4 holes, length 93 mm, Stainless Steel | 239.955 | Standalone | DE0006552 | Patients requiring fracture fixation or orthopaedic corrective surgery
Orthopaedics | Trauma - Extramedullary fixation | Locking/combination plate | Locking/combination plate - Tibia | Depuy Synthes | LCP Medial Proximal Tibial Plate 3.5, right, shaft 6 holes, length 119 mm, Stainless Steel | 239.956 | Standalone | DE0006552 | Patients requiring fracture fixation or orthopaedic corrective surgery
Orthopaedics | Trauma - Extramedullary fixation | Locking/combination plate | Locking/combination plate - Tibia | Depuy Synthes | LCP Medial Proximal Tibial Plate 3.5, L 119mm SST | 239.957 | Standalone | DE0006552 | Patients requiring fracture fixation or orthopaedic corrective surgery
Orthopaedics | Trauma - Extramedullary fixation | Locking/combination plate | Locking/combination plate - Tibia | Depuy Synthes | LCP Medial Proximal Tibial Plate 3.5, right, shaft 8 holes, length 145 mm, Stainless Steel | 239.958 | Standalone | DE0006552 | Patients requiring fracture fixation or orthopaedic corrective surgery
Orthopaedics | Trauma - Extramedullary fixation | Locking/combination plate | Locking/combination plate - Tibia | Depuy Synthes | LCP Medial Proximal Tibial Plate 3.5, left, shaft 8 holes, length 145 mm, Stainless Steel | 239.959 | Standalone | DE0006552 | Patients requiring fracture fixation or orthopaedic corrective surgery
Orthopaedics | Trauma - Extramedullary fixation | Locking/combination plate | Locking/combination plate - Tibia | Depuy Synthes | LCP Medial Proximal Tibial Plate 3.5, right, shaft 10 holes, length 171 mm, Stainless Steel | 239.960 | Standalone | DE0006552 | Patients requiring fracture fixation or orthopaedic corrective surgery
Orthopaedics | Trauma - Extramedullary fixation | Locking/combination plate | Locking/combination plate - Tibia | Depuy Synthes | LCP Medial Proximal Tibial Plate 3.5, left, shaft 10 holes, length 171 mm, Stainless Steel | 239.961 | Standalone | DE0006552 | Patients requiring fracture fixation or orthopaedic corrective surgery
Orthopaedics | Trauma - Extramedullary fixation | Locking/combination plate | Locking/combination plate - Tibia | Depuy Synthes | LCP Medial Proximal Tibial Plate 3.5, right, shaft 12 holes, length 197 mm, Stainless Steel | 239.962 | Standalone | DE0006552 | Patients requiring fracture fixation or orthopaedic corrective surgery
Orthopaedics | Trauma - Extramedullary fixation | Locking/combination plate | Locking/combination plate - Tibia | Depuy Synthes | LCP Medial Proximal Tibial Plate 3.5, left, shaft 12 holes, length 197 mm, Stainless Steel | 239.963 | Standalone | DE0006552 | Patients requiring fracture fixation or orthopaedic corrective surgery
Orthopaedics | Trauma - Extramedullary fixation | Locking/combination plate | Locking/combination plate - Tibia | Depuy Synthes | LCP Medial Proximal Tibial Plate 3.5, right, shaft 14 holes, length 223 mm, Stainless Steel | 239.964 | Standalone | DE0006552 | Patients requiring fracture fixation or orthopaedic corrective surgery
Orthopaedics | Trauma - Extramedullary fixation | Locking/combination plate | Locking/combination plate - Tibia | Depuy Synthes | LCP Medial Proximal Tibial Plate 3.5, left, shaft 14 holes, length 223 mm, Stainless Steel | 239.965 | Standalone | DE0006552 | Patients requiring fracture fixation or orthopaedic corrective surgery
Orthopaedics | Trauma - Extramedullary fixation | Locking/combination plate | Locking/combination plate - Tibia | Depuy Synthes | LCP Medial Proximal Tibial Plate 3.5, right, shaft 16 holes, length 249 mm, Stainless Steel | 239.966 | Standalone | DE0006552 | Patients requiring fracture fixation or orthopaedic corrective surgery
Orthopaedics | Trauma - Extramedullary fixation | Locking/combination plate | Locking/combination plate - Tibia | Depuy Synthes | LCP Medial Proximal Tibial Plate 3.5, left, shaft 16 holes, length 249 mm, Stainless Steel | 239.967 | Standalone | DE0006552 | Patients requiring fracture fixation or orthopaedic corrective surgery
Orthopaedics | Trauma - Extramedullary fixation | Locking/combination plate | Locking/combination plate - Tibia | Depuy Synthes | LCP Medial Proximal Tibial Plate 3.5, right, shaft 18 holes, length 275 mm, Stainless Steel | 239.968 | Standalone | DE0006552 | Patients requiring fracture fixation or orthopaedic corrective surgery
Orthopaedics | Trauma - Extramedullary fixation | Locking/combination plate | Locking/combination plate - Tibia | Depuy Synthes | LCP Medial Proximal Tibial Plate 3.5, left, shaft 18 holes, length 275 mm, Stainless Steel | 239.969 | Standalone | DE0006552 | Patients requiring fracture fixation or orthopaedic corrective surgery
Orthopaedics | Trauma - Extramedullary fixation | Locking/combination plate | Locking/combination plate - Tibia | Depuy Synthes | LCP Medial Proximal Tibial Plate 3.5, right, shaft 20 holes, length 301 mm, Stainless Steel | 239.970 | Standalone | DE0006552 | Patients requiring fracture fixation or orthopaedic corrective surgery
Orthopaedics | Trauma - Extramedullary fixation | Locking/combination plate | Locking/combination plate - Tibia | Depuy Synthes | LCP Medial Proximal Tibial Plate 3.5, left, shaft 20 holes, length 301 mm, Stainless Steel | 239.971 | Standalone | DE0006552 | Patients requiring fracture fixation or orthopaedic corrective surgery
Orthopaedics | Trauma - Extramedullary fixation | Locking/combination plate | Locking/combination plate - Tibia | Depuy Synthes | LCP Proximal Tibial Plate 4.5/5.0, lateral, right, shaft 4 holes, length 82 mm, Stainless Steel | 240.036 | Standalone | DE0006552 | Patients requiring fracture fixation or orthopaedic corrective surgery
Orthopaedics | Trauma - Extramedullary fixation | Locking/combination plate | Locking/combination plate - Tibia | Depuy Synthes | LCP Proximal Tibial Plate 4.5/5.0, lateral, left, shaft 4 holes, length 82 mm, Stainless Steel | 240.037 | Standalone | DE0006552 | Patients requiring fracture fixation or orthopaedic corrective surgery
Orthopaedics | Trauma - Extramedullary fixation | Locking/combination plate | Locking/combination plate - Tibia | Depuy Synthes | LCP Proximal Tibial Plate 4.5/5.0, lateral, right, shaft 6 holes, length 118 mm, Stainless Steel | 240.038 | Standalone | DE0006552 | Patients requiring fracture fixation or orthopaedic corrective surgery
Orthopaedics | Trauma - Extramedullary fixation | Locking/combination plate | Locking/combination plate - Tibia | Depuy Synthes | LCP Proximal Tibial Plate 4.5/5.0, lateral, left, shaft 6 holes, length 118 mm, Stainless Steel | 240.039 | Standalone | DE0006552 | Patients requiring fracture fixation or orthopaedic corrective surgery
Orthopaedics | Trauma - Extramedullary fixation | Locking/combination plate | Locking/combination plate - Tibia | Depuy Synthes | LCP Proximal Tibial Plate 4.5/5.0, lateral, right, shaft 8 holes, length 154 mm, Stainless Steel | 240.040 | Standalone | DE0006552 | Patients requiring fracture fixation or orthopaedic corrective surgery
Orthopaedics | Trauma - Extramedullary fixation | Locking/combination plate | Locking/combination plate - Tibia | Depuy Synthes | LCP Proximal Tibial Plate 4.5/5.0, lateral, left, shaft 8 holes, length 154 mm, Stainless Steel | 240.041 | Standalone | DE0006552 | Patients requiring fracture fixation or orthopaedic corrective surgery
Orthopaedics | Trauma - Extramedullary fixation | Locking/combination plate | Locking/combination plate - Tibia | Depuy Synthes | LCP Proximal Tibial Plate 4.5/5.0, lateral, right, shaft 10 holes, length 190 mm, Stainless Steel | 240.042 | Standalone | DE0006552 | Patients requiring fracture fixation or orthopaedic corrective surgery
Orthopaedics | Trauma - Extramedullary fixation | Locking/combination plate | Locking/combination plate - Tibia | Depuy Synthes | LCP Proximal Tibial Plate 4.5/5.0, lateral, left, shaft 10 holes, length 190 mm, Stainless Steel | 240.043 | Standalone | DE0006552 | Patients requiring fracture fixation or orthopaedic corrective surgery
Orthopaedics | Trauma - Extramedullary fixation | Locking/combination plate | Locking/combination plate - Tibia | Depuy Synthes | LCP Proximal Tibial Plate 4.5/5.0, lateral, right, shaft 12 holes, length 226 mm, Stainless Steel | 240.044 | Standalone | DE0006552 | Patients requiring fracture fixation or orthopaedic corrective surgery
Orthopaedics | Trauma - Extramedullary fixation | Locking/combination plate | Locking/combination plate - Tibia | Depuy Synthes | LCP Proximal Tibial Plate 4.5/5.0, lateral, left, shaft 12 holes, length 226 mm, Stainless Steel | 240.045 | Standalone | DE0006552 | Patients requiring fracture fixation or orthopaedic corrective surgery
Orthopaedics | Trauma - Extramedullary fixation | Locking/combination plate | Locking/combination plate - Tibia | Depuy Synthes | LCP Proximal Tibial Plate 4.5/5.0, lateral, right, shaft 14 holes, length 262 mm, Stainless Steel | 240.046 | Standalone | DE0006552 | Patients requiring fracture fixation or orthopaedic corrective surgery
Orthopaedics | Trauma - Extramedullary fixation | Locking/combination plate | Locking/combination plate - Tibia | Depuy Synthes | LCP Proximal Tibial Plate 4.5/5.0, lateral | 240.047 | Standalone | DE0006552 | Patients requiring fracture fixation or orthopaedic corrective surgery
Orthopaedics | Trauma - Extramedullary fixation | Locking/combination plate | Locking/combination plate - General orthopaedic | Depuy Synthes | LCP T-Plate 4.5/5.0, shaft 3 holes, length 67 mm, Stainless Steel | 240.131 | Standalone | DE0006552 | Patients requiring fracture fixation or orthopaedic corrective surgery
Orthopaedics | Trauma - Extramedullary fixation | Locking/combination plate | Locking/combination plate - General orthopaedic | Depuy Synthes | LCP T-Plate 4.5/5.0, shaft 4 holes, L 84mm SST | 240.141 | Standalone | DE0006552 | Patients requiring fracture fixation or orthopaedic corrective surgery
Orthopaedics | Trauma - Extramedullary fixation | Locking/combination plate | Locking/combination plate - General orthopaedic | Depuy Synthes | LCP T-Plate 4.5/5.0, shaft 5 holes, L 100mm SST | 240.151 | Standalone | DE0006552 | Patients requiring fracture fixation or orthopaedic corrective surgery
Orthopaedics | Trauma - Extramedullary fixation | Locking/combination plate | Locking/combination plate - General orthopaedic | Depuy Synthes | LCP T-Plate 4.5/5.0, shaft 6 holes, L 116mm SST | 240.161 | Standalone | DE0006552 | Patients requiring fracture fixation or orthopaedic corrective surgery
Orthopaedics | Trauma - Extramedullary fixation | Locking/combination plate | Locking/combination plate - General orthopaedic | Depuy Synthes | LCP T-Plate 4.5/5.0, shaft 7 holes, length 131 mm, Stainless Steel | 240.171 | Standalone | DE0006552 | Patients requiring fracture fixation or orthopaedic corrective surgery
Orthopaedics | Trauma - Extramedullary fixation | Locking/combination plate | Locking/combination plate - General orthopaedic | Depuy Synthes | LCP T-Plate 4.5/5.0, shaft 8 holes, L 148mm SST | 240.181 | Standalone | DE0006552 | Patients requiring fracture fixation or orthopaedic corrective surgery
Orthopaedics | Trauma - Extramedullary fixation | Locking/combination plate | Locking/combination plate - General orthopaedic | Depuy Synthes | LCP T-Plate 4.5/5.0, shaft 10 holes, L 180mm SST | 240.201 | Standalone | DE0006552 | Patients requiring fracture fixation or orthopaedic corrective surgery
Orthopaedics | Trauma - Extramedullary fixation | Locking/combination plate | Locking/combination plate - General orthopaedic | Depuy Synthes | LCP T-Plate 4.5/5.0, shaft 12 holes, L 212mm SST | 240.221 | Standalone | DE0006552 | Patients requiring fracture fixation or orthopaedic corrective surgery
Orthopaedics | Trauma - Extramedullary fixation | Locking/combination plate | Locking/combination plate - General orthopaedic | Depuy Synthes | LCP T-Plate 3.5, oblique-angled, right, L 52mm SST | 241.031 | Standalone | DE0006552 | Patients requiring fracture fixation or orthopaedic corrective surgery
Orthopaedics | Trauma - Extramedullary fixation | Locking/combination plate | Locking/combination plate - General orthopaedic | Depuy Synthes | LCP T-Plate 3.5, oblique-angled, right, L 63mm SST | 241.041 | Standalone | DE0006552 | Patients requiring fracture fixation or orthopaedic corrective surgery
Orthopaedics | Trauma - Extramedullary fixation | Locking/combination plate | Locking/combination plate - General orthopaedic | Depuy Synthes | LCP T-Plate 3.5, oblique-angled, right, L 74mm SST | 241.051 | Standalone | DE0006552 | Patients requiring fracture fixation or orthopaedic corrective surgery
Orthopaedics | Trauma - Extramedullary fixation | Locking/combination plate | Locking/combination plate - Clavicle | Depuy Synthes | LCP Clavicular Hook Plate 3.5, right, 4 holes, hook depth 12 mm, Stainless Steel | 241.072 | Standalone | DE0007033 | Patients requiring fracture fixation or orthopaedic corrective surgery
Orthopaedics | Trauma - Extramedullary fixation | Locking/combination plate | Locking/combination plate - Clavicle | Depuy Synthes | LCP Clavicular Hook Plate 3.5, left, 4 holes, hook depth 12 mm, Stainless Steel | 241.073 | Standalone | DE0007033 | Patients requiring fracture fixation or orthopaedic corrective surgery
Orthopaedics | Trauma - Extramedullary fixation | Locking/combination plate | Locking/combination plate - Clavicle | Depuy Synthes | LCP Clavicular Hook Plate 3.5, right, 4 holes, hook depth 15 mm, Stainless Steel | 241.074 | Standalone | DE0007033 | Patients requiring fracture fixation or orthopaedic corrective surgery
Orthopaedics | Trauma - Extramedullary fixation | Locking/combination plate | Locking/combination plate - Clavicle | Depuy Synthes | LCP Clavicular Hook Plate 3.5, left, 4 holes, hook depth 15 mm, Stainless Steel | 241.075 | Standalone | DE0007033 | Patients requiring fracture fixation or orthopaedic corrective surgery
Orthopaedics | Trauma - Extramedullary fixation | Locking/combination plate | Locking/combination plate - Clavicle | Depuy Synthes | LCP Clavicular Hook Plate 3.5, right, 4 holes, hook depth 18 mm, Stainless Steel | 241.076 | Standalone | DE0007033 | Patients requiring fracture fixation or orthopaedic corrective surgery
Orthopaedics | Trauma - Extramedullary fixation | Locking/combination plate | Locking/combination plate - Clavicle | Depuy Synthes | LCP Clavicular Hook Plate 3.5, left, 4 holes, hook depth 18 mm, Stainless Steel | 241.077 | Standalone | DE0007033 | Patients requiring fracture fixation or orthopaedic corrective surgery
Orthopaedics | Trauma - Extramedullary fixation | Locking/combination plate | Locking/combination plate - Clavicle | Depuy Synthes | LCP Clavicular Hook Plate 3.5, right, 5 holes, hook depth 12 mm, Stainless Steel | 241.082 | Standalone | DE0007033 | Patients requiring fracture fixation or orthopaedic corrective surgery
Orthopaedics | Trauma - Extramedullary fixation | Locking/combination plate | Locking/combination plate - Clavicle | Depuy Synthes | LCP Clavicular Hook Plate 3.5, left, 5 holes, hook depth 12 mm, Stainless Steel | 241.083 | Standalone | DE0007033 | Patients requiring fracture fixation or orthopaedic corrective surgery
Orthopaedics | Trauma - Extramedullary fixation | Locking/combination plate | Locking/combination plate - Clavicle | Depuy Synthes | LCP Clavicular Hook Plate 3.5, right, 5 holes, hook depth 15 mm, Stainless Steel | 241.084 | Standalone | DE0007033 | Patients requiring fracture fixation or orthopaedic corrective surgery
Orthopaedics | Trauma - Extramedullary fixation | Locking/combination plate | Locking/combination plate - Clavicle | Depuy Synthes | LCP Clavicular Hook Plate 3.5, left, 5 holes, hook depth 15 mm, Stainless Steel | 241.085 | Standalone | DE0007033 | Patients requiring fracture fixation or orthopaedic corrective surgery
Orthopaedics | Trauma - Extramedullary fixation | Locking/combination plate | Locking/combination plate - Clavicle | Depuy Synthes | LCP Clavicular Hook Plate 3.5, right, 5 holes, hook depth 18 mm, Stainless Steel | 241.086 | Standalone | DE0007033 | Patients requiring fracture fixation or orthopaedic corrective surgery
Orthopaedics | Trauma - Extramedullary fixation | Locking/combination plate | Locking/combination plate - Clavicle | Depuy Synthes | LCP Clavicular Hook Plate 3.5, left | 241.087 | Standalone | DE0007033 | Patients requiring fracture fixation or orthopaedic corrective surgery
Orthopaedics | Trauma - Extramedullary fixation | Locking/combination plate | Locking/combination plate - Clavicle | Depuy Synthes | LCP Clavicular Hook Plate 3.5, right, 6 holes, hook depth 15 mm, Stainless Steel | 241.094 | Standalone | DE0007033 | Patients requiring fracture fixation or orthopaedic corrective surgery
Orthopaedics | Trauma - Extramedullary fixation | Locking/combination plate | Locking/combination plate - Clavicle | Depuy Synthes | LCP Clavicular Hook Plate 3.5, left, 6 holes, hook depth 15 mm, Stainless Steel | 241.095 | Standalone | DE0007033 | Patients requiring fracture fixation or orthopaedic corrective surgery
Orthopaedics | Trauma - Extramedullary fixation | Locking/combination plate | Locking/combination plate - Clavicle | Depuy Synthes | LCP Clavicular Hook Plate 3.5, right, 6 holes, hook depth 18 mm, Stainless Steel | 241.096 | Standalone | DE0007033 | Patients requiring fracture fixation or orthopaedic corrective surgery
Orthopaedics | Trauma - Extramedullary fixation | Locking/combination plate | Locking/combination plate - Clavicle | Depuy Synthes | LCP Clavicular Hook Plate 3.5, left, 6 holes, hook depth 18 mm, Stainless Steel | 241.097 | Standalone | DE0007033 | Patients requiring fracture fixation or orthopaedic corrective surgery
Orthopaedics | Trauma - Extramedullary fixation | Locking/combination plate | Locking/combination plate - Clavicle | Depuy Synthes | LCP Clavicular Hook Plate 3.5, right, 7 holes, hook depth 15 mm, Stainless Steel | 241.104 | Standalone | DE0007033 | Patients requiring fracture fixation or orthopaedic corrective surgery
Orthopaedics | Trauma - Extramedullary fixation | Locking/combination plate | Locking/combination plate - Clavicle | Depuy Synthes | LCP Clavicular Hook Plate 3.5, left, 7 holes, hook depth 15 mm, Stainless Steel | 241.105 | Standalone | DE0007033 | Patients requiring fracture fixation or orthopaedic corrective surgery
Orthopaedics | Trauma - Extramedullary fixation | Locking/combination plate | Locking/combination plate - Clavicle | Depuy Synthes | LCP Clavicular Hook Plate 3.5, right, 7 holes, hook depth 18 mm, Stainless Steel | 241.106 | Standalone | DE0007033 | Patients requiring fracture fixation or orthopaedic corrective surgery
Orthopaedics | Trauma - Extramedullary fixation | Locking/combination plate | Locking/combination plate - Clavicle | Depuy Synthes | LCP Clavicular Hook Plate 3.5, left, 7 holes, hook depth 18 mm, Stainless Steel | 241.107 | Standalone | DE0007033 | Patients requiring fracture fixation or orthopaedic corrective surgery
Orthopaedics | Trauma - Extramedullary fixation | Locking/combination plate | Locking/combination plate - General orthopaedic | Depuy Synthes | LCP T-Plate 3.5, right-angled, shaft 3 holes, head 3 holes, length 50 mm, Stainless Steel | 241.131 | Standalone | DE0006552 | Patients requiring fracture fixation or orthopaedic corrective surgery
Orthopaedics | Trauma - Extramedullary fixation | Locking/combination plate | Locking/combination plate - General orthopaedic | Depuy Synthes | LCP T-Plate 3.5, right-angled, shaft 4 holes, head 4 holes, length 56 mm, Stainless Steel | 241.141 | Standalone | DE0006552 | Patients requiring fracture fixation or orthopaedic corrective surgery
Orthopaedics | Trauma - Extramedullary fixation | Locking/combination plate | Locking/combination plate - General orthopaedic | Depuy Synthes | LCP T-Plate 3.5, right-angled, shaft 5 holes, head 3 holes, length 67 mm, Stainless Steel | 241.151 | Standalone | DE0006552 | Patients requiring fracture fixation or orthopaedic corrective surgery
Orthopaedics | Trauma - Extramedullary fixation | Locking/combination plate | Locking/combination plate - General orthopaedic | Depuy Synthes | LCP T-Plate 3.5, right-angled, shaft 6 holes, head 4 holes, length 78 mm, Stainless Steel | 241.161 | Standalone | DE0006552 | Patients requiring fracture fixation or orthopaedic corrective surgery
Orthopaedics | Trauma - Extramedullary fixation | Locking/combination plate | Locking/combination plate - Humerus | Depuy Synthes | DHP - Distal Humeral Plate 2.7/3.5, dorsolateral, right, 3 holes, Stainless Steel | 241.262 | Standalone | DE0006663 | Patients requiring fracture fixation or orthopaedic corrective surgery
Orthopaedics | Trauma - Extramedullary fixation | Locking/combination plate | Locking/combination plate - Humerus | Depuy Synthes | DHP - Distal Humeral Plate 2.7/3.5, dorsolateral, left, 3 holes | 241.263 | Standalone | DE0006663 | Patients requiring fracture fixation or orthopaedic corrective surgery
Orthopaedics | Trauma - Extramedullary fixation | Locking/combination plate | Locking/combination plate - Humerus | Depuy Synthes | DHP-Distal Humeral Plate 2.7/3.5, dorsolateral, right, 5 holes SST | 241.264 | Standalone | DE0006663 | Patients requiring fracture fixation or orthopaedic corrective surgery
Orthopaedics | Trauma - Extramedullary fixation | Locking/combination plate | Locking/combination plate - Humerus | Depuy Synthes | DHP-Distal Humeral Plate 2.7/3.5, dorsolateral, left, 5 holes SST | 241.265 | Standalone | DE0006663 | Patients requiring fracture fixation or orthopaedic corrective surgery
Orthopaedics | Trauma - Extramedullary fixation | Locking/combination plate | Locking/combination plate - Humerus | Depuy Synthes | DHP-Distal Humeral Plate 2.7/3.5, dorsolateral, right, 7 holes SST | 241.266 | Standalone | DE0006663 | Patients requiring fracture fixation or orthopaedic corrective surgery
Orthopaedics | Trauma - Extramedullary fixation | Locking/combination plate | Locking/combination plate - Humerus | Depuy Synthes | DHP-Distal Humeral Plate 2.7/3.5, dorsolateral, left, 7 holes SST | 241.267 | Standalone | DE0006663 | Patients requiring fracture fixation or orthopaedic corrective surgery
Orthopaedics | Trauma - Extramedullary fixation | Locking/combination plate | Locking/combination plate - Humerus | Depuy Synthes | DHP-Distal Humeral Plate 2.7/3.5, dorsolateral, right, 9 holes SST | 241.268 | Standalone | DE0006663 | Patients requiring fracture fixation or orthopaedic corrective surgery
Orthopaedics | Trauma - Extramedullary fixation | Locking/combination plate | Locking/combination plate - Humerus | Depuy Synthes | DHP-Distal Humeral Plate 2.7/3.5, dorsolateral, left, 9 holes SST | 241.269 | Standalone | DE0006663 | Patients requiring fracture fixation or orthopaedic corrective surgery
Orthopaedics | Trauma - Extramedullary fixation | Locking/combination plate | Locking/combination plate - Humerus | Depuy Synthes | DHP-Distal Humeral Plate 2.7/3.5, dorsolateral, right, 3 holes SST | 241.272 | Standalone | DE0006663 | Patients requiring fracture fixation or orthopaedic corrective surgery
Orthopaedics | Trauma - Extramedullary fixation | Locking/combination plate | Locking/combination plate - Humerus | Depuy Synthes | DHP-Distal Humeral Plate 2.7/3.5, dorsolateral, left, 3 holes SST | 241.273 | Standalone | DE0006663 | Patients requiring fracture fixation or orthopaedic corrective surgery
Orthopaedics | Trauma - Extramedullary fixation | Locking/combination plate | Locking/combination plate - Humerus | Depuy Synthes | DHP - Distal Humeral Plate 2.7/3.5, dorsolateral, with lateral support, right, 5 holes, Stainless Steel | 241.274 | Standalone | DE0006663 | Patients requiring fracture fixation or orthopaedic corrective surgery
Orthopaedics | Trauma - Extramedullary fixation | Locking/combination plate | Locking/combination plate - Humerus | Depuy Synthes | DHP - Distal Humeral Plate 2.7/3.5, dorsolateral, with lateral support, left, 5 holes, Stainless Steel | 241.275 | Standalone | DE0006663 | Patients requiring fracture fixation or orthopaedic corrective surgery
Orthopaedics | Trauma - Extramedullary fixation | Locking/combination plate | Locking/combination plate - Humerus | Depuy Synthes | DHP - Distal Humeral Plate 2.7/3.5, dorsolateral, with lateral support, right, 7 holes, Stainless Steel | 241.276 | Standalone | DE0006663 | Patients requiring fracture fixation or orthopaedic corrective surgery
Orthopaedics | Trauma - Extramedullary fixation | Locking/combination plate | Locking/combination plate - Humerus | Depuy Synthes | DHP - Distal Humeral Plate 2.7/3.5, dorsolateral, with lateral support, left, 7 holes, Stainless Steel | 241.277 | Standalone | DE0006663 | Patients requiring fracture fixation or orthopaedic corrective surgery
Orthopaedics | Trauma - Extramedullary fixation | Locking/combination plate | Locking/combination plate - Humerus | Depuy Synthes | DHP - Distal Humeral Plate 2.7/3.5, dorsolateral, with lateral support, right, 9 holes, Stainless Steel | 241.278 | Standalone | DE0006663 | Patients requiring fracture fixation or orthopaedic corrective surgery
Orthopaedics | Trauma - Extramedullary fixation | Locking/combination plate | Locking/combination plate - Humerus | Depuy Synthes | DHP - Distal Humeral Plate 2.7/3.5, dorsolateral, with lateral support, left, 9 holes, Stainless Steel | 241.279 | Standalone | DE0006663 | Patients requiring fracture fixation or orthopaedic corrective surgery
Orthopaedics | Trauma - Extramedullary fixation | Locking/combination plate | Locking/combination plate - Humerus | Depuy Synthes | DHP - Distal Humeral Plate 2.7/3.5, medial, right, 3 holes, Stainless Steel | 241.282 | Standalone | DE0006663 | Patients requiring fracture fixation or orthopaedic corrective surgery
Orthopaedics | Trauma - Extramedullary fixation | Locking/combination plate | Locking/combination plate - Humerus | Depuy Synthes | DHP - Distal Humeral Plate 2.7/3.5, medial, left, 3 holes, Stainless Steel | 241.283 | Standalone | DE0006663 | Patients requiring fracture fixation or orthopaedic corrective surgery
Orthopaedics | Trauma - Extramedullary fixation | Locking/combination plate | Locking/combination plate - Humerus | Depuy Synthes | DHP - Distal Humeral Plate 2.7/3.5, medial, right, 5 holes, Stainless Steel | 241.284 | Standalone | DE0006663 | Patients requiring fracture fixation or orthopaedic corrective surgery
Orthopaedics | Trauma - Extramedullary fixation | Locking/combination plate | Locking/combination plate - Humerus | Depuy Synthes | DHP - Distal Humeral Plate 2.7/3.5, medial, left, 5 holes, Stainless Steel | 241.285 | Standalone | DE0006663 | Patients requiring fracture fixation or orthopaedic corrective surgery
Orthopaedics | Trauma - Extramedullary fixation | Locking/combination plate | Locking/combination plate - Humerus | Depuy Synthes | DHP - Distal Humeral Plate 2.7/3.5, medial, right, 7 holes, Stainless Steel | 241.286 | Standalone | DE0006663 | Patients requiring fracture fixation or orthopaedic corrective surgery
Orthopaedics | Trauma - Extramedullary fixation | Locking/combination plate | Locking/combination plate - Humerus | Depuy Synthes | DHP - Distal Humeral Plate 2.7/3.5, medial, left, 7 holes, Stainless Steel | 241.287 | Standalone | DE0006663 | Patients requiring fracture fixation or orthopaedic corrective surgery
Orthopaedics | Trauma - Extramedullary fixation | Locking/combination plate | Locking/combination plate - Humerus | Depuy Synthes | DHP - Distal Humeral Plate 2.7/3.5, medial, right, 9 holes, Stainless Steel | 241.288 | Standalone | DE0006663 | Patients requiring fracture fixation or orthopaedic corrective surgery
Orthopaedics | Trauma - Extramedullary fixation | Locking/combination plate | Locking/combination plate - Humerus | Depuy Synthes | DHP - Distal Humeral Plate 2.7/3.5, medial, left, 9 holes, Stainless Steel | 241.289 | Standalone | DE0006663 | Patients requiring fracture fixation or orthopaedic corrective surgery
Orthopaedics | Trauma - Extramedullary fixation | Locking/combination plate | Locking/combination plate - Humerus | Depuy Synthes | DHP - Distal Humeral Plate 2.7/3.5, dorsolateral, right, 14 holes | 241.300 | Standalone | DE0006663 | Patients requiring fracture fixation or orthopaedic corrective surgery
Orthopaedics | Trauma - Extramedullary fixation | Locking/combination plate | Locking/combination plate - Humerus | Depuy Synthes | DHP - Distal Humeral Plate 2.7/3.5, dorsolateral, left, 14 holes, Stainless Steel | 241.301 | Standalone | DE0006663 | Patients requiring fracture fixation or orthopaedic corrective surgery
Orthopaedics | Trauma - Extramedullary fixation | Locking/combination plate | Locking/combination plate - Humerus | Depuy Synthes | DHP-Distal Humeral Plate 2.7/3.5, dorsolateral, right, 14 holes SST | 241.302 | Standalone | DE0006663 | Patients requiring fracture fixation or orthopaedic corrective surgery
Orthopaedics | Trauma - Extramedullary fixation | Locking/combination plate | Locking/combination plate - Humerus | Depuy Synthes | DHP-Distal Humeral Plate 2.7/3.5, dorsolateral, left, 14 holes SST | 241.303 | Standalone | DE0006663 | Patients requiring fracture fixation or orthopaedic corrective surgery
Orthopaedics | Trauma - Extramedullary fixation | Locking/combination plate | Locking/combination plate - Humerus | Depuy Synthes | DHP-Distal Humeral Plate 2.7/3.5, medial, right, 14 holes SST | 241.304 | Standalone | DE0006663 | Patients requiring fracture fixation or orthopaedic corrective surgery
Orthopaedics | Trauma - Extramedullary fixation | Locking/combination plate | Locking/combination plate - Humerus | Depuy Synthes | DHP-Distal Humeral Plate 2.7/3.5, medial, left, 14 holes SST | 241.305 | Standalone | DE0006663 | Patients requiring fracture fixation or orthopaedic corrective surgery
Orthopaedics | Trauma - Extramedullary fixation | Non-locking plate | Non-locking plate - General orthopaedic | Depuy Synthes | One-third Tubular Plate 3.5 with Collar, 2 holes, length 28 mm, Stainless Steel | 241.320 | Standalone | DE0002199 | Patients requiring fracture fixation or orthopaedic corrective surgery
Orthopaedics | Trauma - Extramedullary fixation | Locking/combination plate | Locking/combination plate - General orthopaedic | Depuy Synthes | LCP One-third Tubular Plate 3.5, 2 holes, length 28 mm, Stainless Steel | 241.321 | Standalone | DE0006552 | Patients requiring fracture fixation or orthopaedic corrective surgery
Orthopaedics | Trauma - Extramedullary fixation | Non-locking plate | Non-locking plate - General orthopaedic | Depuy Synthes | One-third Tubular Plate 3.5 with Collar, 3 holes, length 40 mm, Stainless Steel | 241.330 | Standalone | DE0002199 | Patients requiring fracture fixation or orthopaedic corrective surgery
Orthopaedics | Trauma - Extramedullary fixation | Locking/combination plate | Locking/combination plate - General orthopaedic | Depuy Synthes | LCP One-third Tubular Plate 3.5, 3 holes, length 40 mm, Stainless Steel | 241.331 | Standalone | DE0006552 | Patients requiring fracture fixation or orthopaedic corrective surgery
Orthopaedics | Trauma - Extramedullary fixation | Non-locking plate | Non-locking plate - General orthopaedic | Depuy Synthes | One-third Tubular Plate 3.5 with Collar, 4 holes, length 52 mm, Stainless Steel | 241.340 | Standalone | DE0002199 | Patients requiring fracture fixation or orthopaedic corrective surgery
Orthopaedics | Trauma - Extramedullary fixation | Locking/combination plate | Locking/combination plate - General orthopaedic | Depuy Synthes | LCP One-third Tubular Plate 3.5, 4 holes, length 52 mm, Stainless Steel | 241.341 | Standalone | DE0006552 | Patients requiring fracture fixation or orthopaedic corrective surgery
Orthopaedics | Trauma - Extramedullary fixation | Non-locking plate | Non-locking plate - General orthopaedic | Depuy Synthes | One-third Tubular Plate 3.5 with Collar, 5 holes, length 64 mm, Stainless Steel | 241.350 | Standalone | DE0002199 | Patients requiring fracture fixation or orthopaedic corrective surgery
Orthopaedics | Trauma - Extramedullary fixation | Locking/combination plate | Locking/combination plate - General orthopaedic | Depuy Synthes | LCP One-third Tubular Plate 3.5, 5 holes, length 64 mm, Stainless Steel | 241.351 | Standalone | DE0006552 | Patients requiring fracture fixation or orthopaedic corrective surgery
Orthopaedics | Trauma - Extramedullary fixation | Non-locking plate | Non-locking plate - General orthopaedic | Depuy Synthes | One-third Tubular Plate 3.5 with Collar, 6 holes, length 76 mm, Stainless Steel | 241.360 | Standalone | DE0002199 | Patients requiring fracture fixation or orthopaedic corrective surgery
Orthopaedics | Trauma - Extramedullary fixation | Locking/combination plate | Locking/combination plate - General orthopaedic | Depuy Synthes | LCP One-third Tubular Plate 3.5, 6 holes, length 76 mm, Stainless Steel | 241.361 | Standalone | DE0006552 | Patients requiring fracture fixation or orthopaedic corrective surgery
Orthopaedics | Trauma - Extramedullary fixation | Non-locking plate | Non-locking plate - General orthopaedic | Depuy Synthes | One-third Tubular Plate 3.5 with Collar, 7 holes, length 88 mm, Stainless Steel | 241.370 | Standalone | DE0002199 | Patients requiring fracture fixation or orthopaedic corrective surgery
Orthopaedics | Trauma - Extramedullary fixation | Locking/combination plate | Locking/combination plate - General orthopaedic | Depuy Synthes | LCP One-third Tubular Plate 3.5, 7 holes, length 88 mm, Stainless Steel | 241.371 | Standalone | DE0006552 | Patients requiring fracture fixation or orthopaedic corrective surgery
Orthopaedics | Trauma - Extramedullary fixation | Non-locking plate | Non-locking plate - General orthopaedic | Depuy Synthes | One-third Tubular Plate 3.5 w/Collar, 8 holes | 241.380 | Standalone | DE0002199 | Patients requiring fracture fixation or orthopaedic corrective surgery
Orthopaedics | Trauma - Extramedullary fixation | Locking/combination plate | Locking/combination plate - General orthopaedic | Depuy Synthes | LCP One-third Tubular Plate 3.5, 8 holes, length 100 mm, Stainless Steel | 241.381 | Standalone | DE0006552 | Patients requiring fracture fixation or orthopaedic corrective surgery
Orthopaedics | Trauma - Extramedullary fixation | Non-locking plate | Non-locking plate - General orthopaedic | Depuy Synthes | One-third Tubular Plate 3.5 w/Collar, 9 holes | 241.390 | Standalone | DE0002199 | Patients requiring fracture fixation or orthopaedic corrective surgery
Orthopaedics | Trauma - Extramedullary fixation | Locking/combination plate | Locking/combination plate - General orthopaedic | Depuy Synthes | LCP One-third Tubular Plate 3.5, 9 holes, length 112 mm, Stainless Steel | 241.391 | Standalone | DE0006552 | Patients requiring fracture fixation or orthopaedic corrective surgery
Orthopaedics | Trauma - Extramedullary fixation | Non-locking plate | Non-locking plate - General orthopaedic | Depuy Synthes | One-third Tubular Plate 3.5 w/Collar, 10 holes | 241.400 | Standalone | DE0002199 | Patients requiring fracture fixation or orthopaedic corrective surgery
Orthopaedics | Trauma - Extramedullary fixation | Locking/combination plate | Locking/combination plate - General orthopaedic | Depuy Synthes | LCP One-third Tubular Plate 3.5, 10 holes, length 124 mm, Stainless Steel | 241.401 | Standalone | DE0006552 | Patients requiring fracture fixation or orthopaedic corrective surgery
Orthopaedics | Trauma - Extramedullary fixation | Non-locking plate | Non-locking plate - General orthopaedic | Depuy Synthes | One-third Tubular Plate 3.5 w/Collar, 12 holes | 241.420 | Standalone | DE0002199 | Patients requiring fracture fixation or orthopaedic corrective surgery
Orthopaedics | Trauma - Extramedullary fixation | Locking/combination plate | Locking/combination plate - General orthopaedic | Depuy Synthes | LCP One-third Tubular Plate 3.5, 12 holes, length 148 mm, Stainless Steel | 241.421 | Standalone | DE0006552 | Patients requiring fracture fixation or orthopaedic corrective surgery
Orthopaedics | Trauma - Extramedullary fixation | Locking/combination plate | Locking/combination plate - Tibia | Depuy Synthes | LCP Distal Tibial Plate 3.5, anterolateral, right, 5 holes, length 80 mm, Stainless Steel | 241.440 | Standalone | DE0006552 | Patients requiring fracture fixation or orthopaedic corrective surgery
Orthopaedics | Trauma - Extramedullary fixation | Locking/combination plate | Locking/combination plate - Tibia | Depuy Synthes | LCP Distal Tibial Plate 3.5, anterolateral, left, 5 holes, length 80 mm, Stainless Steel | 241.441 | Standalone | DE0006552 | Patients requiring fracture fixation or orthopaedic corrective surgery
Orthopaedics | Trauma - Extramedullary fixation | Locking/combination plate | Locking/combination plate - Tibia | Depuy Synthes | LCP Distal Tibial Plate 3.5, anterolateral, right, 7 holes, length 106 mm, Stainless Steel | 241.442 | Standalone | DE0006552 | Patients requiring fracture fixation or orthopaedic corrective surgery
Orthopaedics | Trauma - Extramedullary fixation | Locking/combination plate | Locking/combination plate - Tibia | Depuy Synthes | LCP Distal Tibial Plate 3.5, anterolateral, left, 7 holes, length 106 mm, Stainless Steel | 241.443 | Standalone | DE0006552 | Patients requiring fracture fixation or orthopaedic corrective surgery
Orthopaedics | Trauma - Extramedullary fixation | Locking/combination plate | Locking/combination plate - Tibia | Depuy Synthes | LCP Distal Tibial Plate 3.5, anterolateral, right, 9 holes, length 132 mm, Stainless Steel | 241.444 | Standalone | DE0006552 | Patients requiring fracture fixation or orthopaedic corrective surgery
Orthopaedics | Trauma - Extramedullary fixation | Locking/combination plate | Locking/combination plate - Tibia | Depuy Synthes | LCP Distal Tibial Plate 3.5, anterolateral, left, 9 holes, length 132 mm, Stainless Steel | 241.445 | Standalone | DE0006552 | Patients requiring fracture fixation or orthopaedic corrective surgery
Orthopaedics | Trauma - Extramedullary fixation | Locking/combination plate | Locking/combination plate - Tibia | Depuy Synthes | LCP Distal Tibial Plate 3.5, anterolateral, right, 11 holes, length 158 mm, Stainless Steel | 241.446 | Standalone | DE0006552 | Patients requiring fracture fixation or orthopaedic corrective surgery
Orthopaedics | Trauma - Extramedullary fixation | Locking/combination plate | Locking/combination plate - Tibia | Depuy Synthes | LCP Distal Tibial Plate 3.5, anterolateral, left, 11 holes, length 158 mm, Stainless Steel | 241.447 | Standalone | DE0006552 | Patients requiring fracture fixation or orthopaedic corrective surgery
Orthopaedics | Trauma - Extramedullary fixation | Locking/combination plate | Locking/combination plate - Tibia | Depuy Synthes | LCP Distal Tibial Plate 3.5, anterolateral, right, 13 holes, length 184 mm, Stainless Steel | 241.448 | Standalone | DE0006552 | Patients requiring fracture fixation or orthopaedic corrective surgery
Orthopaedics | Trauma - Extramedullary fixation | Locking/combination plate | Locking/combination plate - Tibia | Depuy Synthes | LCP Distal Tibial Plate 3.5, anterolateral, left, 13 holes, length 184 mm, Stainless Steel | 241.449 | Standalone | DE0006552 | Patients requiring fracture fixation or orthopaedic corrective surgery
Orthopaedics | Trauma - Extramedullary fixation | Locking/combination plate | Locking/combination plate - Tibia | Depuy Synthes | LCP Distal Tibial Plate 3.5, anterolateral, right, 15 holes, length 210 mm, Stainless Steel | 241.450 | Standalone | DE0006552 | Patients requiring fracture fixation or orthopaedic corrective surgery
Orthopaedics | Trauma - Extramedullary fixation | Locking/combination plate | Locking/combination plate - Tibia | Depuy Synthes | LCP Distal Tibial Plate 3.5, anterolateral, left, 15 holes, length 210 mm, Stainless Steel | 241.451 | Standalone | DE0006552 | Patients requiring fracture fixation or orthopaedic corrective surgery
Orthopaedics | Trauma - Extramedullary fixation | Locking/combination plate | Locking/combination plate - Tibia | Depuy Synthes | LCP Distal Tibial Plate 3.5, anterolateral, right, 19 holes, length 262 mm, Stainless Steel | 241.454 | Standalone | DE0006552 | Patients requiring fracture fixation or orthopaedic corrective surgery
Orthopaedics | Trauma - Extramedullary fixation | Locking/combination plate | Locking/combination plate - Tibia | Depuy Synthes | LCP Distal Tibial Plate 3.5, anterolateral, left, 19 holes, length 262 mm, Stainless Steel | 241.455 | Standalone | DE0006552 | Patients requiring fracture fixation or orthopaedic corrective surgery
Orthopaedics | Trauma - Extramedullary fixation | Locking/combination plate | Locking/combination plate - Tibia | Depuy Synthes | LCP Distal Tibial Plate 3.5, anterolateral, right, 21 holes, length 288 mm, Stainless Steel | 241.456 | Standalone | DE0006552 | Patients requiring fracture fixation or orthopaedic corrective surgery
Orthopaedics | Trauma - Extramedullary fixation | Locking/combination plate | Locking/combination plate - Tibia | Depuy Synthes | LCP Distal Tibial Plate 3.5, anterolateral, left, 21 holes, length 288 mm, Stainless Steel | 241.457 | Standalone | DE0006552 | Patients requiring fracture fixation or orthopaedic corrective surgery
Orthopaedics | Trauma - Extramedullary fixation | Locking/combination plate | Locking/combination plate - Foot/ankle | Depuy Synthes | Calcaneal Locking Plate 3.5, right, extra-small, length 64 mm, Stainless Steel | 241.618 | Standalone | DE0002168 | Patients requiring fracture fixation or orthopaedic corrective surgery
Orthopaedics | Trauma - Extramedullary fixation | Locking/combination plate | Locking/combination plate - Foot/ankle | Depuy Synthes | Calcaneal Locking Plate 3.5, left, L 64mm SST | 241.619 | Standalone | DE0002168 | Patients requiring fracture fixation or orthopaedic corrective surgery
Orthopaedics | Trauma - Extramedullary fixation | Locking/combination plate | Locking/combination plate - Foot/ankle | Depuy Synthes | Calcaneal Locking Plate 3.5, right, L 69mm SST | 241.622 | Standalone | DE0002168 | Patients requiring fracture fixation or orthopaedic corrective surgery
Orthopaedics | Trauma - Extramedullary fixation | Locking/combination plate | Locking/combination plate - Foot/ankle | Depuy Synthes | Calcaneal Locking Plate 3.5, left, L 69mm SST | 241.623 | Standalone | DE0002168 | Patients requiring fracture fixation or orthopaedic corrective surgery
Orthopaedics | Trauma - Extramedullary fixation | Locking/combination plate | Locking/combination plate - Foot/ankle | Depuy Synthes | Calcaneal Locking Plate 3.5, right, L 76mm SST | 241.624 | Standalone | DE0002168 | Patients requiring fracture fixation or orthopaedic corrective surgery
Orthopaedics | Trauma - Extramedullary fixation | Locking/combination plate | Locking/combination plate - Foot/ankle | Depuy Synthes | Calcaneal Locking Plate 3.5, left, L 76mm SST | 241.625 | Standalone | DE0002168 | Patients requiring fracture fixation or orthopaedic corrective surgery
Orthopaedics | Trauma - Extramedullary fixation | Locking/combination plate | Locking/combination plate - Foot/ankle | Depuy Synthes | Calcaneal Locking Plate 3.5, right, L 81mm | 241.626 | Standalone | DE0002168 | Patients requiring fracture fixation or orthopaedic corrective surgery
Orthopaedics | Trauma - Extramedullary fixation | Locking/combination plate | Locking/combination plate - Foot/ankle | Depuy Synthes | Calcaneal Locking Plate 3.5, left, L 81mm | 241.627 | Standalone | DE0002168 | Patients requiring fracture fixation or orthopaedic corrective surgery
Orthopaedics | Trauma - Extramedullary fixation | Locking/combination plate | Locking/combination plate - Humerus | Depuy Synthes | PHILOS - Proximal Humeral Plate 3.5, 3 holes SST | 241.901 | Standalone | DE0006663 | Patients requiring fracture fixation or orthopaedic corrective surgery
Orthopaedics | Trauma - Extramedullary fixation | Locking/combination plate | Locking/combination plate - Humerus | Depuy Synthes | PHILOS - Proximal Humeral Plate 3.5, 5 holes SST | 241.903 | Standalone | DE0006663 | Patients requiring fracture fixation or orthopaedic corrective surgery
Orthopaedics | Trauma - Extramedullary fixation | Locking/combination plate | Locking/combination plate - General orthopaedic | Depuy Synthes | LCP T-Plate 3.5, oblique-angled, left, shaft 3 holes, head 3 holes, length 52 mm, Stainless Steel | 241.931 | Standalone | DE0006552 | Patients requiring fracture fixation or orthopaedic corrective surgery
Orthopaedics | Trauma - Extramedullary fixation | Locking/combination plate | Locking/combination plate - General orthopaedic | Depuy Synthes | LCP T-Plate 3.5, oblique-angled, left, shaft 4 holes, head 3 holes, length 63 mm, Stainless Steel | 241.941 | Standalone | DE0006552 | Patients requiring fracture fixation or orthopaedic corrective surgery
Orthopaedics | Trauma - Extramedullary fixation | Locking/combination plate | Locking/combination plate - General orthopaedic | Depuy Synthes | LCP T-Plate 3.5, oblique-angled, left, L 52mm+K1340:K1345 | 241.951 | Standalone | DE0006552 | Patients requiring fracture fixation or orthopaedic corrective surgery
Orthopaedics | Trauma - Extramedullary fixation | Locking/combination plate | Locking/combination plate - Femur | Depuy Synthes | LCP Prox. Femoral Plate 4.5/5.0, left, L 139mm | 242.102 | Standalone | DE0007920 | Patients requiring fracture fixation or orthopaedic corrective surgery
Orthopaedics | Trauma - Extramedullary fixation | Locking/combination plate | Locking/combination plate - Femur | Depuy Synthes | LCP Prox. Femoral Plate 4.5/5.0, left, L 175mm | 242.104 | Standalone | DE0007920 | Patients requiring fracture fixation or orthopaedic corrective surgery
Orthopaedics | Trauma - Extramedullary fixation | Locking/combination plate | Locking/combination plate - Femur | Depuy Synthes | LCP Prox. Femoral Plate 4.5/5.0, left, L 211mm | 242.106 | Standalone | DE0007920 | Patients requiring fracture fixation or orthopaedic corrective surgery
Orthopaedics | Trauma - Extramedullary fixation | Locking/combination plate | Locking/combination plate - Femur | Depuy Synthes | LCP Prox. Femoral Plate 4.5/5.0, left, L 247mm | 242.108 | Standalone | DE0007920 | Patients requiring fracture fixation or orthopaedic corrective surgery
Orthopaedics | Trauma - Extramedullary fixation | Locking/combination plate | Locking/combination plate - Femur | Depuy Synthes | LCP Prox. Femoral Plate 4.5/5.0, left, L 283mm | 242.110 | Standalone | DE0007920 | Patients requiring fracture fixation or orthopaedic corrective surgery
Orthopaedics | Trauma - Extramedullary fixation | Locking/combination plate | Locking/combination plate - Femur | Depuy Synthes | LCP Prox. Femoral Plate 4.5/5.0, left, L 319mm | 242.112 | Standalone | DE0007920 | Patients requiring fracture fixation or orthopaedic corrective surgery
Orthopaedics | Trauma - Extramedullary fixation | Locking/combination plate | Locking/combination plate - Femur | Depuy Synthes | LCP Prox. Femoral Plate 4.5/5.0, left, L 355mm | 242.114 | Standalone | DE0007920 | Patients requiring fracture fixation or orthopaedic corrective surgery
Orthopaedics | Trauma - Extramedullary fixation | Locking/combination plate | Locking/combination plate - Femur | Depuy Synthes | LCP Prox. Femoral Plate 4.5/5.0, left, L 391mm | 242.116 | Standalone | DE0007920 | Patients requiring fracture fixation or orthopaedic corrective surgery
Orthopaedics | Trauma - Extramedullary fixation | Locking/combination plate | Locking/combination plate - Femur | Depuy Synthes | LCP Proximal Femoral Hook Plate 4.5/5.0, L 133mm | 242.120 | Standalone | DE0007920 | Patients requiring fracture fixation or orthopaedic corrective surgery
Orthopaedics | Trauma - Extramedullary fixation | Locking/combination plate | Locking/combination plate - Femur | Depuy Synthes | LCP Proximal Femoral Hook Plate 4.5/5.0, L 169mm | 242.121 | Standalone | DE0007920 | Patients requiring fracture fixation or orthopaedic corrective surgery
Orthopaedics | Trauma - Extramedullary fixation | Locking/combination plate | Locking/combination plate - Femur | Depuy Synthes | LCP Proximal Femoral Hook Plate 4.5/5.0, L 205mm | 242.122 | Standalone | DE0007920 | Patients requiring fracture fixation or orthopaedic corrective surgery
Orthopaedics | Trauma - Extramedullary fixation | Locking/combination plate | Locking/combination plate - Femur | Depuy Synthes | LCP Proximal Femoral Hook Plate 4.5/5.0, L 241mm | 242.123 | Standalone | DE0007920 | Patients requiring fracture fixation or orthopaedic corrective surgery
Orthopaedics | Trauma - Extramedullary fixation | Locking/combination plate | Locking/combination plate - Femur | Depuy Synthes | LCP Proximal Femoral Hook Plate 4.5/5.0, L 277mm | 242.124 | Standalone | DE0007920 | Patients requiring fracture fixation or orthopaedic corrective surgery
Orthopaedics | Trauma - Extramedullary fixation | Locking/combination plate | Locking/combination plate - Femur | Depuy Synthes | LCP Proximal Femoral Hook Plate 4.5/5.0, L 313mm | 242.125 | Standalone | DE0007920 | Patients requiring fracture fixation or orthopaedic corrective surgery
Orthopaedics | Trauma - Extramedullary fixation | Locking/combination plate | Locking/combination plate - Femur | Depuy Synthes | LCP Proximal Femoral Hook Plate 4.5/5.0, L 349mm | 242.126 | Standalone | DE0007920 | Patients requiring fracture fixation or orthopaedic corrective surgery
Orthopaedics | Trauma - Extramedullary fixation | Locking/combination plate | Locking/combination plate - Femur | Depuy Synthes | LCP Proximal Femoral Hook Plate 4.5/5.0, L 385mm | 242.127 | Standalone | DE0007920 | Patients requiring fracture fixation or orthopaedic corrective surgery
Orthopaedics | Trauma - Extramedullary fixation | Locking/combination plate | Locking/combination plate - Femur | Depuy Synthes | LCP Prox. Femoral Plate 4.5/5.0, right, L 139mm | 242.802 | Standalone | DE0007920 | Patients requiring fracture fixation or orthopaedic corrective surgery
Orthopaedics | Trauma - Extramedullary fixation | Locking/combination plate | Locking/combination plate - Femur | Depuy Synthes | LCP Prox. Femoral Plate 4.5/5.0, right, L 175mm | 242.804 | Standalone | DE0007920 | Patients requiring fracture fixation or orthopaedic corrective surgery
Orthopaedics | Trauma - Extramedullary fixation | Locking/combination plate | Locking/combination plate - Femur | Depuy Synthes | LCP Prox. Femoral Plate 4.5/5.0, right, L 211mm | 242.806 | Standalone | DE0007920 | Patients requiring fracture fixation or orthopaedic corrective surgery
Orthopaedics | Trauma - Extramedullary fixation | Locking/combination plate | Locking/combination plate - Femur | Depuy Synthes | LCP Prox. Femoral Plate 4.5/5.0, right, L 247mm | 242.808 | Standalone | DE0007920 | Patients requiring fracture fixation or orthopaedic corrective surgery
Orthopaedics | Trauma - Extramedullary fixation | Locking/combination plate | Locking/combination plate - Femur | Depuy Synthes | LCP Prox. Femoral Plate 4.5/5.0, right, L 283mm | 242.810 | Standalone | DE0007920 | Patients requiring fracture fixation or orthopaedic corrective surgery
Orthopaedics | Trauma - Extramedullary fixation | Locking/combination plate | Locking/combination plate - Femur | Depuy Synthes | LCP Prox. Femoral Plate 4.5/5.0, right, L 319mm | 242.812 | Standalone | DE0007920 | Patients requiring fracture fixation or orthopaedic corrective surgery
Orthopaedics | Trauma - Extramedullary fixation | Locking/combination plate | Locking/combination plate - Femur | Depuy Synthes | LCP Prox. Femoral Plate 4.5/5.0, right, L 355mm | 242.814 | Standalone | DE0007920 | Patients requiring fracture fixation or orthopaedic corrective surgery
Orthopaedics | Trauma - Extramedullary fixation | Locking/combination plate | Locking/combination plate - Femur | Depuy Synthes | LCP Prox. Femoral Plate 4.5/5.0, right, L 391mm | 242.816 | Standalone | DE0007920 | Patients requiring fracture fixation or orthopaedic corrective surgery
Orthopaedics | Trauma - Extramedullary fixation | Non-locking plate | Non-locking plate - General orthopaedic | Depuy Synthes | Mini H-Plate 2.0, 4 holes, Stainless Steel | 243.480 | Standalone | DE0002190 | Patients requiring fracture fixation or orthopaedic corrective surgery
Orthopaedics | Trauma - Extramedullary fixation | Non-locking plate | Non-locking plate - Pelvis/acetabular | Depuy Synthes | Reconstruction Plate 3.5, straight, 3 holes | 245.023 | Standalone | DE0007388 | Patients requiring fracture fixation or orthopaedic corrective surgery
Orthopaedics | Trauma - Extramedullary fixation | Non-locking plate | Non-locking plate - Pelvis/acetabular | Depuy Synthes | Reconstruction Plate 3.5, straight, 4 holes | 245.024 | Standalone | DE0007388 | Patients requiring fracture fixation or orthopaedic corrective surgery
Orthopaedics | Trauma - Extramedullary fixation | Non-locking plate | Non-locking plate - Pelvis/acetabular | Depuy Synthes | Reconstruction Plate 3.5, straight, 5 holes | 245.025 | Standalone | DE0007388 | Patients requiring fracture fixation or orthopaedic corrective surgery
Orthopaedics | Trauma - Extramedullary fixation | Non-locking plate | Non-locking plate - Pelvis/acetabular | Depuy Synthes | Reconstruction Plate 3.5, straight, 6 holes | 245.026 | Standalone | DE0007388 | Patients requiring fracture fixation or orthopaedic corrective surgery
Orthopaedics | Trauma - Extramedullary fixation | Non-locking plate | Non-locking plate - Pelvis/acetabular | Depuy Synthes | Reconstruction Plate 3.5, straight, 7 holes | 245.027 | Standalone | DE0007388 | Patients requiring fracture fixation or orthopaedic corrective surgery
Orthopaedics | Trauma - Extramedullary fixation | Non-locking plate | Non-locking plate - Pelvis/acetabular | Depuy Synthes | Reconstruction Plate 3.5, straight, 8 holes | 245.028 | Standalone | DE0007388 | Patients requiring fracture fixation or orthopaedic corrective surgery
Orthopaedics | Trauma - Extramedullary fixation | Non-locking plate | Non-locking plate - Pelvis/acetabular | Depuy Synthes | Reconstruction Plate 3.5, straight, 9 holes | 245.029 | Standalone | DE0007388 | Patients requiring fracture fixation or orthopaedic corrective surgery
Orthopaedics | Trauma - Extramedullary fixation | Non-locking plate | Non-locking plate - Pelvis/acetabular | Depuy Synthes | Reconstruction Plate 3.5, straight, 10 holes | 245.030 | Standalone | DE0007388 | Patients requiring fracture fixation or orthopaedic corrective surgery
Orthopaedics | Trauma - Extramedullary fixation | Non-locking plate | Non-locking plate - Pelvis/acetabular | Depuy Synthes | Reconstruction Plate 3.5, straight, 11 holes | 245.031 | Standalone | DE0007388 | Patients requiring fracture fixation or orthopaedic corrective surgery
Orthopaedics | Trauma - Extramedullary fixation | Non-locking plate | Non-locking plate - Pelvis/acetabular | Depuy Synthes | Reconstruction Plate 3.5, straight, 12 holes | 245.032 | Standalone | DE0007388 | Patients requiring fracture fixation or orthopaedic corrective surgery
Orthopaedics | Trauma - Extramedullary fixation | Non-locking plate | Non-locking plate - Pelvis/acetabular | Depuy Synthes | Reconstruction Plate 3.5, straight, 13 holes | 245.033 | Standalone | DE0007388 | Patients requiring fracture fixation or orthopaedic corrective surgery
Orthopaedics | Trauma - Extramedullary fixation | Non-locking plate | Non-locking plate - Pelvis/acetabular | Depuy Synthes | Reconstruction Plate 3.5, straight, 14 holes | 245.034 | Standalone | DE0007388 | Patients requiring fracture fixation or orthopaedic corrective surgery
Orthopaedics | Trauma - Extramedullary fixation | Non-locking plate | Non-locking plate - Pelvis/acetabular | Depuy Synthes | Reconstruction Plate 3.5, straight, 15 holes | 245.035 | Standalone | DE0007388 | Patients requiring fracture fixation or orthopaedic corrective surgery
Orthopaedics | Trauma - Extramedullary fixation | Non-locking plate | Non-locking plate - Pelvis/acetabular | Depuy Synthes | Reconstruction Plate 3.5, straight, 16 holes | 245.036 | Standalone | DE0007388 | Patients requiring fracture fixation or orthopaedic corrective surgery
Orthopaedics | Trauma - Extramedullary fixation | Non-locking plate | Non-locking plate - Pelvis/acetabular | Depuy Synthes | Reconstruction Plate 3.5, straight, 18 holes | 245.038 | Standalone | DE0007388 | Patients requiring fracture fixation or orthopaedic corrective surgery
Orthopaedics | Trauma - Extramedullary fixation | Non-locking plate | Non-locking plate - Pelvis/acetabular | Depuy Synthes | Reconstruction Plate 3.5, straight, 20 holes | 245.039 | Standalone | DE0007388 | Patients requiring fracture fixation or orthopaedic corrective surgery
Orthopaedics | Trauma - Extramedullary fixation | Locking/combination plate | Locking/combination plate - General orthopaedic | Depuy Synthes | LCP Reconstruction Plate 3.5, straight, with Combined Hole, 5 holes, Stainless Steel | 245.051 | Standalone | DE0006552 | Patients requiring fracture fixation or orthopaedic corrective surgery
Orthopaedics | Trauma - Extramedullary fixation | Locking/combination plate | Locking/combination plate - General orthopaedic | Depuy Synthes | LCP Reconstruction Plate 3.5, straight, 5 holes, Stainless Steel | 245.052 | Standalone | DE0006552 | Patients requiring fracture fixation or orthopaedic corrective surgery
Orthopaedics | Trauma - Extramedullary fixation | Locking/combination plate | Locking/combination plate - General orthopaedic | Depuy Synthes | LCP Reconstruction Plate 3.5, straight, with Combined Hole, 6 holes, Stainless Steel | 245.061 | Standalone | DE0006552 | Patients requiring fracture fixation or orthopaedic corrective surgery
Orthopaedics | Trauma - Extramedullary fixation | Locking/combination plate | Locking/combination plate - General orthopaedic | Depuy Synthes | LCP Reconstruction Plate 3.5, straight, 6 holes, Stainless Steel | 245.062 | Standalone | DE0006552 | Patients requiring fracture fixation or orthopaedic corrective surgery
Orthopaedics | Trauma - Extramedullary fixation | Locking/combination plate | Locking/combination plate - General orthopaedic | Depuy Synthes | LCP Reconstruction Plate 3.5, straight, with Combined Hole, 7 holes, Stainless Steel | 245.071 | Standalone | DE0006552 | Patients requiring fracture fixation or orthopaedic corrective surgery
Orthopaedics | Trauma - Extramedullary fixation | Locking/combination plate | Locking/combination plate - General orthopaedic | Depuy Synthes | LCP Reconstruction Plate 3.5, straight, 7 holes, Stainless Steel | 245.072 | Standalone | DE0006552 | Patients requiring fracture fixation or orthopaedic corrective surgery
Orthopaedics | Trauma - Extramedullary fixation | Locking/combination plate | Locking/combination plate - General orthopaedic | Depuy Synthes | LCP Reconstruction Plate 3.5, straight, with Combined Hole, 8 holes, Stainless Steel | 245.081 | Standalone | DE0006552 | Patients requiring fracture fixation or orthopaedic corrective surgery
Orthopaedics | Trauma - Extramedullary fixation | Locking/combination plate | Locking/combination plate - General orthopaedic | Depuy Synthes | LCP Reconstruction Plate 3.5, straight, 8 holes, Stainless Steel | 245.082 | Standalone | DE0006552 | Patients requiring fracture fixation or orthopaedic corrective surgery
Orthopaedics | Trauma - Extramedullary fixation | Locking/combination plate | Locking/combination plate - General orthopaedic | Depuy Synthes | LCP Reconstruction Plate 3.5, straight, with Combined Hole, 9 holes, Stainless Steel | 245.091 | Standalone | DE0006552 | Patients requiring fracture fixation or orthopaedic corrective surgery
Orthopaedics | Trauma - Extramedullary fixation | Locking/combination plate | Locking/combination plate - General orthopaedic | Depuy Synthes | LCP Reconstruction Plate 3.5, straight, 9 holes, Stainless Steel | 245.092 | Standalone | DE0006552 | Patients requiring fracture fixation or orthopaedic corrective surgery
Orthopaedics | Trauma - Extramedullary fixation | Locking/combination plate | Locking/combination plate - General orthopaedic | Depuy Synthes | LCP Reconstruction Plate 3.5, straight, with Combined Hole, 10 holes, Stainless Steel | 245.101 | Standalone | DE0006552 | Patients requiring fracture fixation or orthopaedic corrective surgery
Orthopaedics | Trauma - Extramedullary fixation | Locking/combination plate | Locking/combination plate - General orthopaedic | Depuy Synthes | LCP Reconstruction Plate 3.5, straight, 10 holes, Stainless Steel | 245.102 | Standalone | DE0006552 | Patients requiring fracture fixation or orthopaedic corrective surgery
Orthopaedics | Trauma - Extramedullary fixation | Locking/combination plate | Locking/combination plate - General orthopaedic | Depuy Synthes | LCP Reconstruction Plate 3.5, straight, with Combined Hole, 12 holes, Stainless Steel | 245.121 | Standalone | DE0006552 | Patients requiring fracture fixation or orthopaedic corrective surgery
Orthopaedics | Trauma - Extramedullary fixation | Locking/combination plate | Locking/combination plate - General orthopaedic | Depuy Synthes | LCP Reconstruction Plate 3.5, straight, 12 holes, Stainless Steel | 245.122 | Standalone | DE0006552 | Patients requiring fracture fixation or orthopaedic corrective surgery
Orthopaedics | Trauma - Extramedullary fixation | Locking/combination plate | Locking/combination plate - General orthopaedic | Depuy Synthes | LCP Reconstruction Plate 3.5, straight, with Combined Hole, 14 holes, Stainless Steel | 245.141 | Standalone | DE0006552 | Patients requiring fracture fixation or orthopaedic corrective surgery
Orthopaedics | Trauma - Extramedullary fixation | Locking/combination plate | Locking/combination plate - General orthopaedic | Depuy Synthes | LCP Reconstruction Plate 3.5, straight, 14 holes, Stainless Steel | 245.142 | Standalone | DE0006552 | Patients requiring fracture fixation or orthopaedic corrective surgery
Orthopaedics | Trauma - Extramedullary fixation | Locking/combination plate | Locking/combination plate - General orthopaedic | Depuy Synthes | LCP Reconstruction Plate 3.5, straight, with Combined Hole, 16 holes, Stainless Steel | 245.161 | Standalone | DE0006552 | Patients requiring fracture fixation or orthopaedic corrective surgery
Orthopaedics | Trauma - Extramedullary fixation | Locking/combination plate | Locking/combination plate - General orthopaedic | Depuy Synthes | LCP Reconstruction Plate 3.5, straight, 16 holes, Stainless Steel | 245.162 | Standalone | DE0006552 | Patients requiring fracture fixation or orthopaedic corrective surgery
Orthopaedics | Trauma - Extramedullary fixation | Locking/combination plate | Locking/combination plate - General orthopaedic | Depuy Synthes | LCP Reconstruction Plate 3.5, straight, with Combined Hole, 18 holes, Stainless Steel | 245.181 | Standalone | DE0006552 | Patients requiring fracture fixation or orthopaedic corrective surgery
Orthopaedics | Trauma - Extramedullary fixation | Locking/combination plate | Locking/combination plate - General orthopaedic | Depuy Synthes | LCP Reconstruction Plate 3.5, straight, 18 holes, Stainless Steel | 245.182 | Standalone | DE0006552 | Patients requiring fracture fixation or orthopaedic corrective surgery
Orthopaedics | Trauma - Extramedullary fixation | Locking/combination plate | Locking/combination plate - General orthopaedic | Depuy Synthes | LCP Reconstruction Plate 3.5, straight, with Combined Hole, 20 holes, Stainless Steel | 245.201 | Standalone | DE0006552 | Patients requiring fracture fixation or orthopaedic corrective surgery
Orthopaedics | Trauma - Extramedullary fixation | Locking/combination plate | Locking/combination plate - General orthopaedic | Depuy Synthes | LCP Reconstruction Plate 3.5, straight, 20 holes, Stainless Steel | 245.202 | Standalone | DE0006552 | Patients requiring fracture fixation or orthopaedic corrective surgery
Orthopaedics | Trauma - Extramedullary fixation | Locking/combination plate | Locking/combination plate - General orthopaedic | Depuy Synthes | LCP Reconstruction Plate 3.5, straight, with Combined Hole, 22 holes, Stainless Steel | 245.221 | Standalone | DE0006552 | Patients requiring fracture fixation or orthopaedic corrective surgery
Orthopaedics | Trauma - Extramedullary fixation | Locking/combination plate | Locking/combination plate - General orthopaedic | Depuy Synthes | LCP Reconstruction Plate 3.5, straight, 22 holes, Stainless Steel | 245.222 | Standalone | DE0006552 | Patients requiring fracture fixation or orthopaedic corrective surgery
Orthopaedics | Trauma - Extramedullary fixation | Locking/combination plate | Locking/combination plate - General orthopaedic | Depuy Synthes | LCP Plate 2.7, straight, 8 holes, length 76 mm, Stainless Steel | 247.372 | Standalone | DE0006552 | Patients requiring fracture fixation or orthopaedic corrective surgery
Orthopaedics | Trauma - Extramedullary fixation | Locking/combination plate | Locking/combination plate - General orthopaedic | Depuy Synthes | LCP Plate 2.7, straight, 10 holes, length 94 mm, Stainless Steel | 247.374 | Standalone | DE0006552 | Patients requiring fracture fixation or orthopaedic corrective surgery
Orthopaedics | Trauma - Extramedullary fixation | Locking/combination plate | Locking/combination plate - General orthopaedic | Depuy Synthes | X-Locking Plate 2.4/2.7, small, 18x12mm | 247.702 | Standalone | DE0006552 | Patients requiring fracture fixation or orthopaedic corrective surgery
Orthopaedics | Trauma - Extramedullary fixation | Locking/combination plate | Locking/combination plate - General orthopaedic | Depuy Synthes | X-Locking Plate 2.4/2.7, medium, 24x14mm | 247.704 | Standalone | DE0006552 | Patients requiring fracture fixation or orthopaedic corrective surgery
Orthopaedics | Trauma - Extramedullary fixation | Locking/combination plate | Locking/combination plate - General orthopaedic | Depuy Synthes | X-Locking Plate 2.4/2.7, large, 30x14mm | 247.706 | Standalone | DE0006552 | Patients requiring fracture fixation or orthopaedic corrective surgery
Orthopaedics | Trauma - Extramedullary fixation | Locking/combination plate | Locking/combination plate - General orthopaedic | Depuy Synthes | Locking Plate 2.4/2.7, straight, 2 holes, 17 x 6.0 x 1.6 mm, Stainless Steel | 247.710 | Standalone | DE0006552 | Patients requiring fracture fixation or orthopaedic corrective surgery
Orthopaedics | Trauma - Extramedullary fixation | Locking/combination plate | Locking/combination plate - General orthopaedic | Depuy Synthes | LCP Condylar Plate 2.4, 7+2 holes SST | 249.679 | Standalone | DE0006552 | Patients requiring fracture fixation or orthopaedic corrective surgery
Orthopaedics | Trauma - Extramedullary fixation | Locking/combination plate | Locking/combination plate - General orthopaedic | Depuy Synthes | LCP Plate 2.7, straight, 4 holes, L 40mm SST | 249.680 | Standalone | DE0006552 | Patients requiring fracture fixation or orthopaedic corrective surgery
Orthopaedics | Trauma - Extramedullary fixation | Locking/combination plate | Locking/combination plate - General orthopaedic | Depuy Synthes | LCP Plate 2.7, straight, 5 holes, L 49mm SST | 249.681 | Standalone | DE0006552 | Patients requiring fracture fixation or orthopaedic corrective surgery
Orthopaedics | Trauma - Extramedullary fixation | Locking/combination plate | Locking/combination plate - General orthopaedic | Depuy Synthes | LCP Plate 2.7, straight, 6 holes, L 58mm SST | 249.682 | Standalone | DE0006552 | Patients requiring fracture fixation or orthopaedic corrective surgery
Orthopaedics | Trauma - Extramedullary fixation | Locking/combination plate | Locking/combination plate - General orthopaedic | Depuy Synthes | LCP Plate 2.7, straight, 7 holes, L 67mm SST | 249.683 | Standalone | DE0006552 | Patients requiring fracture fixation or orthopaedic corrective surgery
Orthopaedics | Trauma - Extramedullary fixation | Locking/combination plate | Locking/combination plate - General orthopaedic | Depuy Synthes | LCP Condylar Plate 2.7, 7+2 holes SST | 249.684 | Standalone | DE0006552 | Patients requiring fracture fixation or orthopaedic corrective surgery
Orthopaedics | Trauma - Extramedullary fixation | Locking/combination plate | Locking/combination plate - General orthopaedic | Depuy Synthes | LCP T-Plate 2.7, 3+2 holes SST | 249.685 | Standalone | DE0006552 | Patients requiring fracture fixation or orthopaedic corrective surgery
Orthopaedics | Trauma - Extramedullary fixation | Locking/combination plate | Locking/combination plate - General orthopaedic | Depuy Synthes | LCP L-Plate 2.7, oblique, right, 3+2 holes SST | 249.686 | Standalone | DE0006552 | Patients requiring fracture fixation or orthopaedic corrective surgery
Orthopaedics | Trauma - Extramedullary fixation | Locking/combination plate | Locking/combination plate - General orthopaedic | Depuy Synthes | LCP L-Plate 2.7, oblique, left, 3+2 holes SST | 249.687 | Standalone | DE0006552 | Patients requiring fracture fixation or orthopaedic corrective surgery
Orthopaedics | Trauma - Extramedullary fixation | Locking/combination plate | Locking/combination plate - General orthopaedic | Depuy Synthes | LCP L-Plate 2.7, right, 3+2 holes SST | 249.688 | Standalone | DE0006552 | Patients requiring fracture fixation or orthopaedic corrective surgery
Orthopaedics | Trauma - Extramedullary fixation | Locking/combination plate | Locking/combination plate - General orthopaedic | Depuy Synthes | LCP L-Plate 2.7, left, 3+2 holes SST | 249.689 | Standalone | DE0006552 | Patients requiring fracture fixation or orthopaedic corrective surgery
Orthopaedics | Trauma - Extramedullary fixation | Locking/combination plate | Locking/combination plate - General orthopaedic | Depuy Synthes | LCP T-Plate 2.7, shaft 4/head 2 holes SST | 249.697 | Standalone | DE0006552 | Patients requiring fracture fixation or orthopaedic corrective surgery
Orthopaedics | Trauma - Extramedullary fixation | Locking/combination plate | Locking/combination plate - General orthopaedic | Depuy Synthes | LCP L-Plate 2.7, oblique, right SST | 249.698 | Standalone | DE0006552 | Patients requiring fracture fixation or orthopaedic corrective surgery
Orthopaedics | Trauma - Extramedullary fixation | Locking/combination plate | Locking/combination plate - General orthopaedic | Depuy Synthes | LCP L-Plate 2.7, oblique, left SST | 249.699 | Standalone | DE0006552 | Patients requiring fracture fixation or orthopaedic corrective surgery
Orthopaedics | Trauma - Extramedullary fixation | Locking/combination plate | Locking/combination plate - General orthopaedic | Depuy Synthes | LCP L-Plate 2.7, right SST | 249.701 | Standalone | DE0006552 | Patients requiring fracture fixation or orthopaedic corrective surgery
Orthopaedics | Trauma - Extramedullary fixation | Locking/combination plate | Locking/combination plate - General orthopaedic | Depuy Synthes | LCP L-Plate 2.7, left SST | 249.702 | Standalone | DE0006552 | Patients requiring fracture fixation or orthopaedic corrective surgery
Orthopaedics | Trauma - Extramedullary fixation | Plate accessories | Dynamic hip and condylar screw system accessories | Depuy Synthes | DHS/DCS Screw D 12.5mm, L 100mm | 280.000 | Standalone | DE0009032 | Patients requiring fracture fixation or orthopaedic corrective surgery
Orthopaedics | Trauma - Extramedullary fixation | Plate accessories | Dynamic hip and condylar screw system accessories | Depuy Synthes | DHS/DCS Screw D 12.5mm, L 105mm | 280.050 | Standalone | DE0009032 | Patients requiring fracture fixation or orthopaedic corrective surgery
Orthopaedics | Trauma - Extramedullary fixation | Plate accessories | Dynamic hip and condylar screw system accessories | Depuy Synthes | DHS/DCS Screw D 12.5mm, L 110mm | 280.100 | Standalone | DE0009032 | Patients requiring fracture fixation or orthopaedic corrective surgery
Orthopaedics | Trauma - Extramedullary fixation | Plate accessories | Dynamic hip and condylar screw system accessories | Depuy Synthes | DHS/DCS Screw D 12.5mm, L 1456.25Dm | 280.150 | Standalone | DE0009032 | Patients requiring fracture fixation or orthopaedic corrective surgery
Orthopaedics | Trauma - Extramedullary fixation | Plate accessories | Dynamic hip and condylar screw system accessories | Depuy Synthes | DHS/DCS Screw D 12.5mm, L 120mm | 280.200 | Standalone | DE0009032 | Patients requiring fracture fixation or orthopaedic corrective surgery
Orthopaedics | Trauma - Extramedullary fixation | Plate accessories | Dynamic hip and condylar screw system accessories | Depuy Synthes | DHS/DCS Screw D 12.5mm, L 50mm | 280.501 | Standalone | DE0009032 | Patients requiring fracture fixation or orthopaedic corrective surgery
Orthopaedics | Trauma - Extramedullary fixation | Plate accessories | Dynamic hip and condylar screw system accessories | Depuy Synthes | DHS/DCS Screw D 12.5mm, L 55mm | 280.550 | Standalone | DE0009032 | Patients requiring fracture fixation or orthopaedic corrective surgery
Orthopaedics | Trauma - Extramedullary fixation | Plate accessories | Dynamic hip and condylar screw system accessories | Depuy Synthes | DHS/DCS Screw D 12.5mm, L 60mm | 280.600 | Standalone | DE0009032 | Patients requiring fracture fixation or orthopaedic corrective surgery
Orthopaedics | Trauma - Extramedullary fixation | Plate accessories | Dynamic hip and condylar screw system accessories | Depuy Synthes | DHS/DCS Screw D 12.5mm, L 65mm | 280.650 | Standalone | DE0009032 | Patients requiring fracture fixation or orthopaedic corrective surgery
Orthopaedics | Trauma - Extramedullary fixation | Plate accessories | Dynamic hip and condylar screw system accessories | Depuy Synthes | DHS/DCS Screw D 12.5mm, L 70mm | 280.700 | Standalone | DE0009032 | Patients requiring fracture fixation or orthopaedic corrective surgery
Orthopaedics | Trauma - Extramedullary fixation | Plate accessories | Dynamic hip and condylar screw system accessories | Depuy Synthes | DHS/DCS Screw D 12.5mm, L 75mm | 280.750 | Standalone | DE0009032 | Patients requiring fracture fixation or orthopaedic corrective surgery
Orthopaedics | Trauma - Extramedullary fixation | Plate accessories | Dynamic hip and condylar screw system accessories | Depuy Synthes | DHS/DCS Screw D 12.5mm, L 80mm | 280.800 | Standalone | DE0009032 | Patients requiring fracture fixation or orthopaedic corrective surgery
Orthopaedics | Trauma - Extramedullary fixation | Plate accessories | Dynamic hip and condylar screw system accessories | Depuy Synthes | DHS/DCS Screw D 12.5mm, L 85mm | 280.850 | Standalone | DE0009032 | Patients requiring fracture fixation or orthopaedic corrective surgery
Orthopaedics | Trauma - Extramedullary fixation | Plate accessories | Dynamic hip and condylar screw system accessories | Depuy Synthes | DHS/DCS Screw D 12.5mm, L 90mm | 280.900 | Standalone | DE0009032 | Patients requiring fracture fixation or orthopaedic corrective surgery
Orthopaedics | Trauma - Extramedullary fixation | Plate accessories | Dynamic hip and condylar screw system accessories | Depuy Synthes | DHS/DCS Screw D 12.5mm, L 95mm | 280.950 | Standalone | DE0009032 | Patients requiring fracture fixation or orthopaedic corrective surgery
Orthopaedics | Trauma - Extramedullary fixation | Plate accessories | Dynamic hip and condylar screw system accessories | Depuy Synthes | DHS Locking Device, L 35mm | 280.960 | Standalone | DE0009032 | Patients requiring fracture fixation or orthopaedic corrective surgery
Orthopaedics | Trauma - Extramedullary fixation | Plate accessories | Dynamic hip and condylar screw system accessories | Depuy Synthes | DHS/DCS Compression Screw, L 36mm | 280.990 | Standalone | DE0009032 | Patients requiring fracture fixation or orthopaedic corrective surgery
Orthopaedics | Trauma - Extramedullary fixation | Plate accessories | Cerclage positioning pin/Cerclage button | Depuy Synthes | CerclageFix Insert | 281.001 | Standalone | DE0006552 | Patients requiring fracture fixation or orthopaedic corrective surgery
Orthopaedics | Trauma - Extramedullary fixation | Plate accessories | Cerclage positioning pin/Cerclage button | Depuy Synthes | CerclageFix for LCP 4.5/5.0, Stainless Steel | 281.002 | Standalone | DE0002244 | Patients requiring fracture fixation or orthopaedic corrective surgery
Orthopaedics | Trauma - Extramedullary fixation | Non-locking plate | Non-locking plate - Sliding hip | Depuy Synthes | DHS Plate 130DEG, 4 holes, L 78mm | 281.040 | Standalone | DE0009032 | Patients requiring fracture fixation or orthopaedic corrective surgery
Orthopaedics | Trauma - Extramedullary fixation | Non-locking plate | Non-locking plate - Sliding hip | Depuy Synthes | DHS Plate 130DEG, 5 holes, L 94mm | 281.050 | Standalone | DE0009032 | Patients requiring fracture fixation or orthopaedic corrective surgery
Orthopaedics | Trauma - Extramedullary fixation | Non-locking plate | Non-locking plate - Sliding hip | Depuy Synthes | DHS Plate 130DEG, 6 holes, L 110mm | 281.060 | Standalone | DE0009032 | Patients requiring fracture fixation or orthopaedic corrective surgery
Orthopaedics | Trauma - Extramedullary fixation | Non-locking plate | Non-locking plate - Sliding hip | Depuy Synthes | DHS Plate 135DEG, 10 holes, L 174mm | 281.100 | Standalone | DE0009032 | Patients requiring fracture fixation or orthopaedic corrective surgery
Orthopaedics | Trauma - Extramedullary fixation | Non-locking plate | Non-locking plate - Sliding hip | Depuy Synthes | DHS Plate 135DEG, 2 holes, L 46mm | 281.102 | Standalone | DE0009032 | Patients requiring fracture fixation or orthopaedic corrective surgery
Orthopaedics | Trauma - Extramedullary fixation | Non-locking plate | Non-locking plate - Sliding hip | Depuy Synthes | DHS Plate 135DEG, 12 holes, L 206mm | 281.110 | Standalone | DE0009032 | Patients requiring fracture fixation or orthopaedic corrective surgery
Orthopaedics | Trauma - Extramedullary fixation | Non-locking plate | Non-locking plate - Sliding hip | Depuy Synthes | DHS Plate 135DEG, 14 holes, L 238mm | 281.130 | Standalone | DE0009032 | Patients requiring fracture fixation or orthopaedic corrective surgery
Orthopaedics | Trauma - Extramedullary fixation | Non-locking plate | Non-locking plate - Sliding hip | Depuy Synthes | DHS Plate 135DEG, 4 holes, L 78mm | 281.140 | Standalone | DE0009032 | Patients requiring fracture fixation or orthopaedic corrective surgery
Orthopaedics | Trauma - Extramedullary fixation | Non-locking plate | Non-locking plate - Sliding hip | Depuy Synthes | DHS Plate 135DEG, 5 holes, L 94mm | 281.150 | Standalone | DE0009032 | Patients requiring fracture fixation or orthopaedic corrective surgery
Orthopaedics | Trauma - Extramedullary fixation | Non-locking plate | Non-locking plate - Sliding hip | Depuy Synthes | DHS Plate 135DEG, 6 holes, L 110mm | 281.160 | Standalone | DE0009032 | Patients requiring fracture fixation or orthopaedic corrective surgery
Orthopaedics | Trauma - Extramedullary fixation | Non-locking plate | Non-locking plate - Sliding hip | Depuy Synthes | DHS Plate 135DEG, 16 holes, L 270mm | 281.170 | Standalone | DE0009032 | Patients requiring fracture fixation or orthopaedic corrective surgery
Orthopaedics | Trauma - Extramedullary fixation | Non-locking plate | Non-locking plate - Sliding hip | Depuy Synthes | DHS Plate 135DEG, 8 holes, L 142mm | 281.180 | Standalone | DE0009032 | Patients requiring fracture fixation or orthopaedic corrective surgery
Orthopaedics | Trauma - Extramedullary fixation | Non-locking plate | Non-locking plate - Sliding hip | Depuy Synthes | DHS Plate 140DEG, 4 holes, L 78mm | 281.240 | Standalone | DE0009032 | Patients requiring fracture fixation or orthopaedic corrective surgery
Orthopaedics | Trauma - Extramedullary fixation | Non-locking plate | Non-locking plate - Sliding hip | Depuy Synthes | DHS Plate 140DEG, 5 holes, L 94mm | 281.250 | Standalone | DE0009032 | Patients requiring fracture fixation or orthopaedic corrective surgery
Orthopaedics | Trauma - Extramedullary fixation | Non-locking plate | Non-locking plate - Sliding hip | Depuy Synthes | DHS Plate 140DEG, 6 holes, L 110mm | 281.260 | Standalone | DE0009032 | Patients requiring fracture fixation or orthopaedic corrective surgery
Orthopaedics | Trauma - Extramedullary fixation | Non-locking plate | Non-locking plate - Sliding hip | Depuy Synthes | DHS Plate 145DEG, 4 holes, L 78mm | 281.340 | Standalone | DE0009032 | Patients requiring fracture fixation or orthopaedic corrective surgery
Orthopaedics | Trauma - Extramedullary fixation | Non-locking plate | Non-locking plate - Sliding hip | Depuy Synthes | DHS Plate 145DEG, 5 holes, L 94mm | 281.350 | Standalone | DE0009032 | Patients requiring fracture fixation or orthopaedic corrective surgery
Orthopaedics | Trauma - Extramedullary fixation | Non-locking plate | Non-locking plate - Sliding hip | Depuy Synthes | DHS Plate 145DEG, 6 holes, L 110mm | 281.360 | Standalone | DE0009032 | Patients requiring fracture fixation or orthopaedic corrective surgery
Orthopaedics | Trauma - Extramedullary fixation | Non-locking plate | Non-locking plate - Sliding hip | Depuy Synthes | DHS Plate 150DEG, 10 holes, L 176mm | 281.400 | Standalone | DE0009032 | Patients requiring fracture fixation or orthopaedic corrective surgery
Orthopaedics | Trauma - Extramedullary fixation | Non-locking plate | Non-locking plate - Sliding hip | Depuy Synthes | DHS Plate 150DEG, 12 holes, L 206mm | 281.410 | Standalone | DE0009032 | Patients requiring fracture fixation or orthopaedic corrective surgery
Orthopaedics | Trauma - Extramedullary fixation | Non-locking plate | Non-locking plate - Sliding hip | Depuy Synthes | DHS Plate 150DEG, 4 holes, L 78mm | 281.440 | Standalone | DE0009032 | Patients requiring fracture fixation or orthopaedic corrective surgery
Orthopaedics | Trauma - Extramedullary fixation | Non-locking plate | Non-locking plate - Sliding hip | Depuy Synthes | DHS Plate 150DEG, 5 holes, L 94mm | 281.450 | Standalone | DE0009032 | Patients requiring fracture fixation or orthopaedic corrective surgery
Orthopaedics | Trauma - Extramedullary fixation | Non-locking plate | Non-locking plate - Sliding hip | Depuy Synthes | DHS Plate 150DEG, 6 holes, L 110mm | 281.460 | Standalone | DE0009032 | Patients requiring fracture fixation or orthopaedic corrective surgery
Orthopaedics | Trauma - Extramedullary fixation | Non-locking plate | Non-locking plate - Sliding hip | Depuy Synthes | DHS Plate 150DEG, 8 holes, L 142mm | 281.480 | Standalone | DE0009032 | Patients requiring fracture fixation or orthopaedic corrective surgery
Orthopaedics | Trauma - Extramedullary fixation | Non-locking plate | Non-locking plate - Sliding hip | Depuy Synthes | DHS Plate 135DEG, 4 holes, L 25/78mm | 281.540 | Standalone | DE0009032 | Patients requiring fracture fixation or orthopaedic corrective surgery
Orthopaedics | Trauma - Extramedullary fixation | Non-locking plate | Non-locking plate - Sliding hip | Depuy Synthes | DHS Plate 135DEG, 5 holes, L 25/94mm | 281.550 | Standalone | DE0009032 | Patients requiring fracture fixation or orthopaedic corrective surgery
Orthopaedics | Trauma - Extramedullary fixation | Non-locking plate | Non-locking plate - Sliding hip | Depuy Synthes | DHS Plate 135DEG, 6 holes, L 25/110mm | 281.560 | Standalone | DE0009032 | Patients requiring fracture fixation or orthopaedic corrective surgery
Orthopaedics | Trauma - Extramedullary fixation | Plate accessories | Attachment/stabilising plate and accessories | Depuy Synthes | DHS Trochanter Stabilizing Plate, L 138mm | 281.869 | Standalone | DE0009032 | Patients requiring fracture fixation or orthopaedic corrective surgery
Orthopaedics | Trauma - Extramedullary fixation | Plate accessories | Attachment/stabilising plate and accessories | Depuy Synthes | DHS Trochanter Stabilizing Plate, L 148mm | 281.870 | Standalone | DE0009032 | Patients requiring fracture fixation or orthopaedic corrective surgery
Orthopaedics | Trauma - Extramedullary fixation | Plate accessories | Attachment/stabilising plate and accessories | Depuy Synthes | DHS Trochanter Stabilizing Plate, locking | 281.871 | Standalone | DE0009032 | Patients requiring fracture fixation or orthopaedic corrective surgery
Orthopaedics | Trauma - Extramedullary fixation | Non-locking plate | Non-locking plate - Sliding hip | Depuy Synthes | DCS Plate 95DEG, 10 holes, L 178mm | 281.900 | Standalone | DE0009032 | Patients requiring fracture fixation or orthopaedic corrective surgery
Orthopaedics | Trauma - Extramedullary fixation | Non-locking plate | Non-locking plate - Sliding hip | Depuy Synthes | DCS Plate 95DEG, 12 holes, L 210mm | 281.925 | Standalone | DE0009032 | Patients requiring fracture fixation or orthopaedic corrective surgery
Orthopaedics | Trauma - Extramedullary fixation | Non-locking plate | Non-locking plate - Sliding hip | Depuy Synthes | DCS Plate 95DEG, 14 holes, L 242mm | 281.930 | Standalone | DE0009032 | Patients requiring fracture fixation or orthopaedic corrective surgery
Orthopaedics | Trauma - Extramedullary fixation | Non-locking plate | Non-locking plate - Sliding hip | Depuy Synthes | DCS Plate 95DEG, 16 holes, L 274mm | 281.940 | Standalone | DE0009032 | Patients requiring fracture fixation or orthopaedic corrective surgery
Orthopaedics | Trauma - Extramedullary fixation | Non-locking plate | Non-locking plate - Sliding hip | Depuy Synthes | DCS Plate 95DEG, 18 holes, L 306mm | 281.950 | Standalone | DE0009032 | Patients requiring fracture fixation or orthopaedic corrective surgery
Orthopaedics | Trauma - Extramedullary fixation | Non-locking plate | Non-locking plate - Sliding hip | Depuy Synthes | DCS Plate 95DEG, 6 holes, L 114mm | 281.960 | Standalone | DE0009032 | Patients requiring fracture fixation or orthopaedic corrective surgery
Orthopaedics | Trauma - Extramedullary fixation | Non-locking plate | Non-locking plate - Sliding hip | Depuy Synthes | DCS Plate 95DEG, 20 holes, L 338mm | 281.970 | Standalone | DE0009032 | Patients requiring fracture fixation or orthopaedic corrective surgery
Orthopaedics | Trauma - Extramedullary fixation | Non-locking plate | Non-locking plate - Sliding hip | Depuy Synthes | DCS Plate 95DEG, 8 holes, L 146mm | 281.980 | Standalone | DE0009032 | Patients requiring fracture fixation or orthopaedic corrective surgery
Orthopaedics | Trauma - Extramedullary fixation | Non-locking plate | Non-locking plate - Sliding hip | Depuy Synthes | DCS Plate 95DEG, 22 holes, L 370mm | 281.990 | Standalone | DE0009032 | Patients requiring fracture fixation or orthopaedic corrective surgery
Orthopaedics | Trauma - Extramedullary fixation | Paediatric plate | Paediatric plate - Femur | Depuy Synthes | Condylar Plate 95DEG, 5 holes, L 92mm, blade 50mm | 282.500 | Standalone | DE0005518 | Patients requiring fracture fixation or orthopaedic corrective surgery
Orthopaedics | Trauma - Extramedullary fixation | Paediatric plate | Paediatric plate - Femur | Depuy Synthes | Condylar Plate 95DEG, 5 holes, L 92mm, blade 60mm | 282.520 | Standalone | DE0005518 | Patients requiring fracture fixation or orthopaedic corrective surgery
Orthopaedics | Trauma - Extramedullary fixation | Paediatric plate | Paediatric plate - Femur | Depuy Synthes | Condylar Plate 95DEG, 5 holes, L 92mm, blade 70mm | 282.540 | Standalone | DE0005518 | Patients requiring fracture fixation or orthopaedic corrective surgery
Orthopaedics | Trauma - Extramedullary fixation | Paediatric plate | Paediatric plate - Femur | Depuy Synthes | Condylar Plate 95DEG, 5 holes, L 92mm, blade 40mm | 282.580 | Standalone | DE0005518 | Patients requiring fracture fixation or orthopaedic corrective surgery
Orthopaedics | Trauma - Extramedullary fixation | Paediatric plate | Paediatric plate - Femur | Depuy Synthes | Condylar Plate 95DEG, 7 holes, L 124mm, blade 50mm | 282.700 | Standalone | DE0005518 | Patients requiring fracture fixation or orthopaedic corrective surgery
Orthopaedics | Trauma - Extramedullary fixation | Paediatric plate | Paediatric plate - Femur | Depuy Synthes | Condylar Plate 95DEG, 7 holes, L 124mm, blade 60mm | 282.720 | Standalone | DE0005518 | Patients requiring fracture fixation or orthopaedic corrective surgery
Orthopaedics | Trauma - Extramedullary fixation | Paediatric plate | Paediatric plate - Femur | Depuy Synthes | Condylar Plate 95DEG, 7 holes, L 124mm, blade 70mm | 282.740 | Standalone | DE0005518 | Patients requiring fracture fixation or orthopaedic corrective surgery
Orthopaedics | Trauma - Extramedullary fixation | Paediatric plate | Paediatric plate - Femur | Depuy Synthes | Condylar Plate 95DEG, 7 holes, L 124mm, blade 40mm | 282.780 | Standalone | DE0005518 | Patients requiring fracture fixation or orthopaedic corrective surgery
Orthopaedics | Trauma - Extramedullary fixation | Paediatric plate | Paediatric plate - Femur | Depuy Synthes | Condylar Plate 95DEG, 9 holes, L 156mm, blade 50mm | 282.900 | Standalone | DE0005518 | Patients requiring fracture fixation or orthopaedic corrective surgery
Orthopaedics | Trauma - Extramedullary fixation | Paediatric plate | Paediatric plate - Femur | Depuy Synthes | Condylar Plate 95DEG, 9 holes, L 156mm, blade 60mm | 282.920 | Standalone | DE0005518 | Patients requiring fracture fixation or orthopaedic corrective surgery
Orthopaedics | Trauma - Extramedullary fixation | Paediatric plate | Paediatric plate - Femur | Depuy Synthes | Condylar Plate 95DEG, 9 holes, L 156mm, blade 70mm | 282.940 | Standalone | DE0005518 | Patients requiring fracture fixation or orthopaedic corrective surgery
Orthopaedics | Trauma - Extramedullary fixation | Paediatric plate | Paediatric plate - Femur | Depuy Synthes | Condylar Plate 95DEG, 9 holes, L 156mm, blade 40mm | 282.980 | Standalone | DE0005518 | Patients requiring fracture fixation or orthopaedic corrective surgery
Orthopaedics | Trauma - Extramedullary fixation | Paediatric plate | Paediatric plate - Femur | Depuy Synthes | Angled Plate 130DEG, 4 holes, L 60mm, blade 50mm | 283.400 | Standalone | DE0005518 | Patients requiring fracture fixation or orthopaedic corrective surgery
Orthopaedics | Trauma - Extramedullary fixation | Paediatric plate | Paediatric plate - Femur | Depuy Synthes | Angled Plate 130DEG, 4 holes, L 60mm, blade 60mm | 283.420 | Standalone | DE0005518 | Patients requiring fracture fixation or orthopaedic corrective surgery
Orthopaedics | Trauma - Extramedullary fixation | Paediatric plate | Paediatric plate - Femur | Depuy Synthes | Angled Plate 130DEG, 4 holes, L 60mm, blade 70mm | 283.440 | Standalone | DE0005518 | Patients requiring fracture fixation or orthopaedic corrective surgery
Orthopaedics | Trauma - Extramedullary fixation | Paediatric plate | Paediatric plate - Femur | Depuy Synthes | Angled Plate 130DEG, 4 holes, L 60mm, blade 80mm | 283.460 | Standalone | DE0005518 | Patients requiring fracture fixation or orthopaedic corrective surgery
Orthopaedics | Trauma - Extramedullary fixation | Paediatric plate | Paediatric plate - Femur | Depuy Synthes | Angled Plate 130DEG, 6 holes, L 104mm, blade 50mm | 283.600 | Standalone | DE0005518 | Patients requiring fracture fixation or orthopaedic corrective surgery
Orthopaedics | Trauma - Extramedullary fixation | Paediatric plate | Paediatric plate - Femur | Depuy Synthes | Angled Plate 130DEG, 6 holes, L 104mm, blade 60mm | 283.620 | Standalone | DE0005518 | Patients requiring fracture fixation or orthopaedic corrective surgery
Orthopaedics | Trauma - Extramedullary fixation | Paediatric plate | Paediatric plate - Femur | Depuy Synthes | Angled Plate 130DEG, 6 holes, L 104mm, blade 70mm | 283.640 | Standalone | DE0005518 | Patients requiring fracture fixation or orthopaedic corrective surgery
Orthopaedics | Trauma - Extramedullary fixation | Paediatric plate | Paediatric plate - Femur | Depuy Synthes | Angled Plate 130DEG, 6 holes, L 104mm, blade 80mm | 283.660 | Standalone | DE0005518 | Patients requiring fracture fixation or orthopaedic corrective surgery
Orthopaedics | Trauma - Extramedullary fixation | Paediatric plate | Paediatric plate - Femur | Depuy Synthes | Angled Plate 130DEG, 9 holes, L 152mm, blade 50mm | 283.900 | Standalone | DE0005518 | Patients requiring fracture fixation or orthopaedic corrective surgery
Orthopaedics | Trauma - Extramedullary fixation | Paediatric plate | Paediatric plate - Femur | Depuy Synthes | Angled Plate 130DEG, 9 holes, L 152mm, blade 60mm | 283.920 | Standalone | DE0005518 | Patients requiring fracture fixation or orthopaedic corrective surgery
Orthopaedics | Trauma - Extramedullary fixation | Paediatric plate | Paediatric plate - Femur | Depuy Synthes | Angled Plate 130DEG, 9 holes, L 152mm, blade 70mm | 283.940 | Standalone | DE0005518 | Patients requiring fracture fixation or orthopaedic corrective surgery
Orthopaedics | Trauma - Extramedullary fixation | Paediatric plate | Paediatric plate - Femur | Depuy Synthes | Angled Plate 130DEG, 9 holes, L 152mm, blade 80mm | 283.960 | Standalone | DE0005518 | Patients requiring fracture fixation or orthopaedic corrective surgery
Orthopaedics | Trauma - Extramedullary fixation | Cerclage wire | Cerclage wire | Depuy Synthes | COIL W/CERCL-WIRE D0.4 L8M SST | 291.044 | Standalone | DE0002160 | Patients requiring fracture fixation or orthopaedic corrective surgery
Orthopaedics | Trauma - Extramedullary fixation | Cerclage wire | Cerclage wire | Depuy Synthes | COIL W/CERCL-WIRE D1 L10M SST | 291.050 | Standalone | DE0002160 | Patients requiring fracture fixation or orthopaedic corrective surgery
Orthopaedics | Trauma - Extramedullary fixation | Cerclage wire | Cerclage wire | Depuy Synthes | COIL W/CERCL-WIRE D1.25 L10M SST | 291.060 | Standalone | DE0002160 | Patients requiring fracture fixation or orthopaedic corrective surgery
Orthopaedics | Trauma - Extramedullary fixation | Cerclage wire | Cerclage wire | Depuy Synthes | COIL W/CERCL-WIRE D0.6 L8M SST | 291.070 | Standalone | DE0002160 | Patients requiring fracture fixation or orthopaedic corrective surgery
Orthopaedics | Trauma - Extramedullary fixation | Cerclage wire | Cerclage wire | Depuy Synthes | COIL W/CERCL-WIRE D0.8 L10M SST | 291.090 | Standalone | DE0002160 | Patients requiring fracture fixation or orthopaedic corrective surgery
Orthopaedics | Trauma - Extramedullary fixation | Cerclage wire | Cerclage wire | Depuy Synthes | COIL W/CERCL-WIRE D1.5 L10M SST | 291.130 | Standalone | DE0002160 | Patients requiring fracture fixation or orthopaedic corrective surgery
Orthopaedics | Trauma - External fixator | Modular external fixator accessories | Modular external fixator - Pin/screw/wire | Depuy Synthes | Steinmann Pin D 4.5mm w/drill tip, L 150mm | 293.130 | Standalone | DE0002224 | Patients requiring fracture fixation or orthopaedic corrective surgery
Orthopaedics | Trauma - External fixator | Modular external fixator accessories | Modular external fixator - Pin/screw/wire | Depuy Synthes | Steinmann Pin D 4.5mm w/drill tip, L 175mm | 293.140 | Standalone | DE0002224 | Patients requiring fracture fixation or orthopaedic corrective surgery
Orthopaedics | Trauma - External fixator | Modular external fixator accessories | Modular external fixator - Pin/screw/wire | Depuy Synthes | Steinmann Pin D 4.5mm w/drill tip, L 200mm | 293.150 | Standalone | DE0002224 | Patients requiring fracture fixation or orthopaedic corrective surgery
Orthopaedics | Trauma - External fixator | Modular external fixator accessories | Modular external fixator - Pin/screw/wire | Depuy Synthes | Steinmann Pin D 5.0mm w/drill tip, L 1760.418Dm | 293.220 | Standalone | DE0002224 | Patients requiring fracture fixation or orthopaedic corrective surgery
Orthopaedics | Trauma - External fixator | Modular external fixator accessories | Modular external fixator - Pin/screw/wire | Depuy Synthes | Steinmann Pin D 5.0mm w/drill tip, L 150mm | 293.230 | Standalone | DE0002224 | Patients requiring fracture fixation or orthopaedic corrective surgery
Orthopaedics | Trauma - External fixator | Modular external fixator accessories | Modular external fixator - Pin/screw/wire | Depuy Synthes | Steinmann Pin D 5.0mm w/drill tip, L 175mm | 293.240 | Standalone | DE0002224 | Patients requiring fracture fixation or orthopaedic corrective surgery
Orthopaedics | Trauma - External fixator | Modular external fixator accessories | Modular external fixator - Pin/screw/wire | Depuy Synthes | Steinmann Pin D 5.0mm w/drill tip, L 200mm | 293.250 | Standalone | DE0002224 | Patients requiring fracture fixation or orthopaedic corrective surgery
Orthopaedics | Trauma - External fixator | Modular external fixator accessories | Modular external fixator - Pin/screw/wire | Depuy Synthes | Steinmann Pin D 5.0mm w/drill tip, L 2760.418Dm | 293.260 | Standalone | DE0002224 | Patients requiring fracture fixation or orthopaedic corrective surgery
Orthopaedics | Trauma - External fixator | Modular external fixator accessories | Modular external fixator - Pin/screw/wire | Depuy Synthes | Steinmann Pin D 5.0mm w/drill tip, L 250mm | 293.270 | Standalone | DE0002224 | Patients requiring fracture fixation or orthopaedic corrective surgery
Orthopaedics | Trauma - External fixator | Modular external fixator accessories | Modular external fixator - Pin/screw/wire | Depuy Synthes | Steinmann Pin D 5.0mm w/drill tip, L 275mm | 293.280 | Standalone | DE0002224 | Patients requiring fracture fixation or orthopaedic corrective surgery
Orthopaedics | Trauma - External fixator | Modular external fixator accessories | Modular external fixator - Pin/screw/wire | Depuy Synthes | Steinmann Pin D 5.0mm w/drill tip, L 300mm | 293.290 | Standalone | DE0002224 | Patients requiring fracture fixation or orthopaedic corrective surgery
Orthopaedics | Trauma - External fixator | Modular external fixator accessories | Modular external fixator - Pin/screw/wire | Depuy Synthes | Steinmann Pin D 3.5 mm with trocar tip, length 125 mm, Stainless Steel | 293.350 | Standalone | DE0002224 | Patients requiring fracture fixation or orthopaedic corrective surgery
Orthopaedics | Trauma - External fixator | Modular external fixator accessories | Modular external fixator - Pin/screw/wire | Depuy Synthes | Steinmann Pin D 3.5mm w/trocar tip, L 150mm SST | 293.360 | Standalone | DE0002224 | Patients requiring fracture fixation or orthopaedic corrective surgery
Orthopaedics | Trauma - External fixator | Modular external fixator accessories | Modular external fixator - Pin/screw/wire | Depuy Synthes | Steinmann Pin D 4.0mm w/trocar tip, L 150mm SST | 293.400 | Standalone | DE0002224 | Patients requiring fracture fixation or orthopaedic corrective surgery
Orthopaedics | Trauma - External fixator | Modular external fixator accessories | Modular external fixator - Pin/screw/wire | Depuy Synthes | Steinmann Pin D 4.0mm w/trocar tip, L 175mm SST | 293.410 | Standalone | DE0002224 | Patients requiring fracture fixation or orthopaedic corrective surgery
Orthopaedics | Trauma - External fixator | Modular external fixator accessories | Modular external fixator - Pin/screw/wire | Depuy Synthes | Steinmann Pin D 4.0mm w/trocar tip, L 200mm SST | 293.420 | Standalone | DE0002224 | Patients requiring fracture fixation or orthopaedic corrective surgery
Orthopaedics | Trauma - External fixator | Modular external fixator accessories | Modular external fixator - Pin/screw/wire | Depuy Synthes | Steinm-Pin D4.5 L125 SSt | 293.440 | Standalone | DE0002224 | Patients requiring fracture fixation or orthopaedic corrective surgery
Orthopaedics | Trauma - External fixator | Modular external fixator accessories | Modular external fixator - Pin/screw/wire | Depuy Synthes | Steinm-Pin D4.5 L150 SSt | 293.450 | Standalone | DE0002224 | Patients requiring fracture fixation or orthopaedic corrective surgery
Orthopaedics | Trauma - External fixator | Modular external fixator accessories | Modular external fixator - Pin/screw/wire | Depuy Synthes | Steinmann Pin D 4.5mm w/trocar tip, L 175mm SST | 293.460 | Standalone | DE0002224 | Patients requiring fracture fixation or orthopaedic corrective surgery
Orthopaedics | Trauma - External fixator | Modular external fixator accessories | Modular external fixator - Pin/screw/wire | Depuy Synthes | Steinmann Pin D 4.5mm w/trocar tip, L 200mm SST | 293.470 | Standalone | DE0002224 | Patients requiring fracture fixation or orthopaedic corrective surgery
Orthopaedics | Trauma - External fixator | Modular external fixator accessories | Modular external fixator - Pin/screw/wire | Depuy Synthes | Steinmann Pin D 4.5mm w/trocar tip, L 250mm SST | 293.480 | Standalone | DE0002224 | Patients requiring fracture fixation or orthopaedic corrective surgery
Orthopaedics | Trauma - External fixator | Modular external fixator accessories | Modular external fixator - Pin/screw/wire | Depuy Synthes | Steinm-Pin D4.5 L225 SSt | 293.490 | Standalone | DE0002224 | Patients requiring fracture fixation or orthopaedic corrective surgery
Orthopaedics | Trauma - External fixator | Modular external fixator accessories | Modular external fixator - Pin/screw/wire | Depuy Synthes | Steinmann Pin D 5.0mm w/trocar tip, L 150mm SST | 293.500 | Standalone | DE0002224 | Patients requiring fracture fixation or orthopaedic corrective surgery
Orthopaedics | Trauma - External fixator | Modular external fixator accessories | Modular external fixator - Pin/screw/wire | Depuy Synthes | Steinmann Pin D 5.0mm w/trocar tip, L 175mm SST | 293.510 | Standalone | DE0002224 | Patients requiring fracture fixation or orthopaedic corrective surgery
Orthopaedics | Trauma - External fixator | Modular external fixator accessories | Modular external fixator - Pin/screw/wire | Depuy Synthes | Steinmann Pin D 5.0mm w/trocar tip, L 200mm SST | 293.520 | Standalone | DE0002224 | Patients requiring fracture fixation or orthopaedic corrective surgery
Orthopaedics | Trauma - External fixator | Modular external fixator accessories | Modular external fixator - Pin/screw/wire | Depuy Synthes | Steinmann Pin D 5.0mm w/trocar tip, L 250mm SST | 293.530 | Standalone | DE0002224 | Patients requiring fracture fixation or orthopaedic corrective surgery
Orthopaedics | Trauma - External fixator | Modular external fixator accessories | Modular external fixator - Pin/screw/wire | Depuy Synthes | Steinmann Pin D 5.0 mm with trocar tip, length 300 mm, Stainless Steel | 293.540 | Standalone | DE0002224 | Patients requiring fracture fixation or orthopaedic corrective surgery
Orthopaedics | Trauma - External fixator | Modular external fixator accessories | Modular external fixator - Pin/screw/wire | Depuy Synthes | Steinmann Pin D 5.0 mm with trocar tip, length 225 mm, Stainless Steel | 293.580 | Standalone | DE0002224 | Patients requiring fracture fixation or orthopaedic corrective surgery
Orthopaedics | Trauma - External fixator | Modular external fixator accessories | Modular external fixator - Pin/screw/wire | Depuy Synthes | Steinmann Pin D 5.0 mm with trocar tip, length 275 mm, Stainless Steel | 293.590 | Standalone | DE0002224 | Patients requiring fracture fixation or orthopaedic corrective surgery
Orthopaedics | Trauma - External fixator | Modular external fixator accessories | Modular external fixator - Pin/screw/wire | Depuy Synthes | Steinmann Pin D 4.5mm, L 175mm | 293.680 | Standalone | DE0002224 | Patients requiring fracture fixation or orthopaedic corrective surgery
Orthopaedics | Trauma - External fixator | Modular external fixator accessories | Modular external fixator - Pin/screw/wire | Depuy Synthes | Steinmann Pin D 5.0mm, L 175mm | 293.690 | Standalone | DE0002224 | Patients requiring fracture fixation or orthopaedic corrective surgery
Orthopaedics | Trauma - External fixator | Modular external fixator accessories | Modular external fixator - Pin/screw/wire | Depuy Synthes | Steinmann Pin D 4.5mm, L 200mm | 293.730 | Standalone | DE0002224 | Patients requiring fracture fixation or orthopaedic corrective surgery
Orthopaedics | Trauma - External fixator | Modular external fixator accessories | Modular external fixator - Pin/screw/wire | Depuy Synthes | Steinmann Pin D 5.0mm, L 200mm | 293.740 | Standalone | DE0002224 | Patients requiring fracture fixation or orthopaedic corrective surgery
Orthopaedics | Trauma - External fixator | Modular external fixator accessories | Modular external fixator - Pin/screw/wire | Depuy Synthes | Steinmann Pin D 5.0mm | 293.840 | Standalone | DE0503441 | Patients requiring fracture fixation or orthopaedic corrective surgery
Orthopaedics | Trauma - External fixator | Modular external fixator accessories | Modular external fixator - Pin/screw/wire | Depuy Synthes | Steinmann Pin D 5.0mm | 293.890 | Standalone | DE0503441 | Patients requiring fracture fixation or orthopaedic corrective surgery
Orthopaedics | Trauma - External fixator | Modular external fixator accessories | Modular external fixator - Pin/screw/wire | Depuy Synthes | Steinmann Pin D 5.mm | 293.940 | Standalone | DE0503441 | Patients requiring fracture fixation or orthopaedic corrective surgery
Orthopaedics | Trauma - External fixator | Modular external fixator accessories | Modular external fixator - Pin/screw/wire | Depuy Synthes | Schanz Screw D 4.0/3.0 mm, length 80/20 mm, Stainless Steel | 294.300 | Standalone | DE0002212 | Patients requiring fracture fixation or orthopaedic corrective surgery
Orthopaedics | Trauma - External fixator | Modular external fixator accessories | Modular external fixator - Pin/screw/wire | Depuy Synthes | Schanz Screw D 4.0 mm, length 60/25 mm, Stainless Steel | 294.430 | Standalone | DE0002216 | Patients requiring fracture fixation or orthopaedic corrective surgery
Orthopaedics | Trauma - External fixator | Modular external fixator accessories | Modular external fixator - Pin/screw/wire | Depuy Synthes | Schanz Screw D 4.0 mm, length 80/25 mm, Stainless Steel | 294.440 | Standalone | DE0002216 | Patients requiring fracture fixation or orthopaedic corrective surgery
Orthopaedics | Trauma - External fixator | Modular external fixator accessories | Modular external fixator - Pin/screw/wire | Depuy Synthes | Schanz Screw D 4.0/2.5 mm, length 80 mm, Stainless Steel | 294.445 | Standalone | DE0002212 | Patients requiring fracture fixation or orthopaedic corrective surgery
Orthopaedics | Trauma - External fixator | Modular external fixator accessories | Modular external fixator - Pin/screw/wire | Depuy Synthes | Schanz Screw D 4.0 mm, length 100/25 mm, Stainless Steel | 294.450 | Standalone | DE0002216 | Patients requiring fracture fixation or orthopaedic corrective surgery
Orthopaedics | Trauma - External fixator | Modular external fixator accessories | Modular external fixator - Pin/screw/wire | Depuy Synthes | Schanz Screw D 4.0 mm, length 125/25 mm, Stainless Steel | 294.460 | Standalone | DE0002216 | Patients requiring fracture fixation or orthopaedic corrective surgery
Orthopaedics | Trauma - External fixator | Modular external fixator accessories | Modular external fixator - Pin/screw/wire | Depuy Synthes | Schanz Screw D 5.0 mm, length 100 mm, Stainless Steel | 294.520 | Standalone | DE0002216 | Patients requiring fracture fixation or orthopaedic corrective surgery
Orthopaedics | Trauma - External fixator | Modular external fixator accessories | Modular external fixator - Pin/screw/wire | Depuy Synthes | Schanz Screw D 5.0 mm, length 125 mm, Stainless Steel | 294.530 | Standalone | DE0002216 | Patients requiring fracture fixation or orthopaedic corrective surgery
Orthopaedics | Trauma - External fixator | Modular external fixator accessories | Modular external fixator - Pin/screw/wire | Depuy Synthes | Schanz Screw D 5.0 mm, length 150/50 mm, Stainless Steel | 294.540 | Standalone | DE0002160 | Patients requiring fracture fixation or orthopaedic corrective surgery
Orthopaedics | Trauma - External fixator | Modular external fixator accessories | Modular external fixator - Pin/screw/wire | Depuy Synthes | Schanz Screw D 5.0 mm, length 175/50 mm, Stainless Steel | 294.550 | Standalone | DE0002160 | Patients requiring fracture fixation or orthopaedic corrective surgery
Orthopaedics | Trauma - External fixator | Modular external fixator accessories | Modular external fixator - Pin/screw/wire | Depuy Synthes | Schanz Screw D 5.0 mm, length 200/50 mm, Stainless Steel | 294.560 | Standalone | DE0002160 | Patients requiring fracture fixation or orthopaedic corrective surgery
Orthopaedics | Trauma - External fixator | Modular external fixator accessories | Modular external fixator - Pin/screw/wire | Depuy Synthes | Schanz Screw D 5.0 mm, length 250 mm, Stainless Steel | 294.570 | Standalone | DE0002216 | Patients requiring fracture fixation or orthopaedic corrective surgery
Orthopaedics | Trauma - External fixator | Modular external fixator accessories | Modular external fixator - Pin/screw/wire | Depuy Synthes | Schanz Screw D 6.0 mm, length 100 mm, Stainless Steel | 294.650 | Standalone | DE0002216 | Patients requiring fracture fixation or orthopaedic corrective surgery
Orthopaedics | Trauma - External fixator | Modular external fixator accessories | Modular external fixator - Pin/screw/wire | Depuy Synthes | Schanz Screw D 6.0 mm, length 130 mm, Stainless Steel | 294.660 | Standalone | DE0002216 | Patients requiring fracture fixation or orthopaedic corrective surgery
Orthopaedics | Trauma - External fixator | Modular external fixator accessories | Modular external fixator - Pin/screw/wire | Depuy Synthes | Schanz Screw D 6.0 mm, length 160 mm, Stainless Steel | 294.670 | Standalone | DE0002216 | Patients requiring fracture fixation or orthopaedic corrective surgery
Orthopaedics | Trauma - External fixator | Modular external fixator accessories | Modular external fixator - Pin/screw/wire | Depuy Synthes | Schanz Screw D 6.0 mm, length 190/50 mm, Stainless Steel | 294.680 | Standalone | DE0002193 | Patients requiring fracture fixation or orthopaedic corrective surgery
Orthopaedics | Trauma - External fixator | Modular external fixator accessories | Modular external fixator - Pin/screw/wire | Depuy Synthes | Seldrill Schanz Screw D 4.0/2.5 mm, length 80/20 mm, Stainless Steel | 294.769 | Standalone | DE0002170 | Patients requiring fracture fixation or orthopaedic corrective surgery
Orthopaedics | Trauma - External fixator | Modular external fixator accessories | Modular external fixator - Pin/screw/wire | Depuy Synthes | Seldrill Schanz Screw D 4.0/3.0 mm, length 80/20 mm, Stainless Steel | 294.771 | Standalone | DE0002170 | Patients requiring fracture fixation or orthopaedic corrective surgery
Orthopaedics | Trauma - External fixator | Modular external fixator accessories | Modular external fixator - Pin/screw/wire | Depuy Synthes | Seldrill Schanz Screw D 4.0/3.0 mm, length 100/20 mm, Stainless Steel | 294.772 | Standalone | DE0002170 | Patients requiring fracture fixation or orthopaedic corrective surgery
Orthopaedics | Trauma - External fixator | Modular external fixator accessories | Modular external fixator - Pin/screw/wire | Depuy Synthes | Seldrill Schanz Screw D 4.0mm, L 60/20mm | 294.774 | Standalone | DE0002170 | Patients requiring fracture fixation or orthopaedic corrective surgery
Orthopaedics | Trauma - External fixator | Modular external fixator accessories | Modular external fixator - Pin/screw/wire | Depuy Synthes | Seldrill Schanz Screw D 4.0 mm, length 80/20 mm, Stainless Steel | 294.775 | Standalone | DE0002170 | Patients requiring fracture fixation or orthopaedic corrective surgery
Orthopaedics | Trauma - External fixator | Modular external fixator accessories | Modular external fixator - Pin/screw/wire | Depuy Synthes | Seldrill Schanz Screw D 4.0 mm, length 100/30 mm, Stainless Steel | 294.776 | Standalone | DE0002170 | Patients requiring fracture fixation or orthopaedic corrective surgery
Orthopaedics | Trauma - External fixator | Modular external fixator accessories | Modular external fixator - Pin/screw/wire | Depuy Synthes | Seldrill Schanz Screw D 4.0 mm, length 125/40 mm, Stainless Steel | 294.777 | Standalone | DE0002170 | Patients requiring fracture fixation or orthopaedic corrective surgery
Orthopaedics | Trauma - External fixator | Modular external fixator accessories | Modular external fixator - Pin/screw/wire | Depuy Synthes | Seldrill Schanz Screw D 4.0 mm, length 150/40 mm, Stainless Steel | 294.778 | Standalone | DE0002170 | Patients requiring fracture fixation or orthopaedic corrective surgery
Orthopaedics | Trauma - External fixator | Modular external fixator accessories | Modular external fixator - Pin/screw/wire | Depuy Synthes | Seldrill Schanz Screw D 4.0 mm, length 175/40 mm, Stainless Steel | 294.779 | Standalone | DE0002170 | Patients requiring fracture fixation or orthopaedic corrective surgery
Orthopaedics | Trauma - External fixator | Modular external fixator accessories | Modular external fixator - Pin/screw/wire | Depuy Synthes | Seldrill Schanz Screw D 5.0 mm, length 100/30 mm, Stainless Steel | 294.782 | Standalone | DE0002224 | Patients requiring fracture fixation or orthopaedic corrective surgery
Orthopaedics | Trauma - External fixator | Modular external fixator accessories | Modular external fixator - Pin/screw/wire | Depuy Synthes | Seldrill Schanz Screw D 5.0mm, L 125/40mm | 294.783 | Standalone | DE0002224 | Patients requiring fracture fixation or orthopaedic corrective surgery
Orthopaedics | Trauma - External fixator | Modular external fixator accessories | Modular external fixator - Pin/screw/wire | Depuy Synthes | Seldrill Schanz Screw D 5.0 mm, length 150/60 mm, Stainless Steel | 294.784 | Standalone | DE0002170 | Patients requiring fracture fixation or orthopaedic corrective surgery
Orthopaedics | Trauma - External fixator | Modular external fixator accessories | Modular external fixator - Pin/screw/wire | Depuy Synthes | Seldrill Schanz Screw D 5.0 mm, length 175/60 mm, Stainless Steel | 294.785 | Standalone | DE0002213 | Patients requiring fracture fixation or orthopaedic corrective surgery
Orthopaedics | Trauma - External fixator | Modular external fixator accessories | Modular external fixator - Pin/screw/wire | Depuy Synthes | Seldrill Schanz Screw D 5.0 mm, length 200/80 mm, Stainless Steel | 294.786 | Standalone | DE0002224 | Patients requiring fracture fixation or orthopaedic corrective surgery
Orthopaedics | Trauma - External fixator | Modular external fixator accessories | Modular external fixator - Pin/screw/wire | Depuy Synthes | Seldrill Schanz Screw D 5.0mm, L 250/80mm | 294.788 | Standalone | DE0002224 | Patients requiring fracture fixation or orthopaedic corrective surgery
Orthopaedics | Trauma - External fixator | Modular external fixator accessories | Modular external fixator - Pin/screw/wire | Depuy Synthes | Seldrill Schanz Screw D 6.0 mm, length 100/30 mm, Stainless Steel | 294.792 | Standalone | DE0002224 | Patients requiring fracture fixation or orthopaedic corrective surgery
Orthopaedics | Trauma - External fixator | Modular external fixator accessories | Modular external fixator - Pin/screw/wire | Depuy Synthes | Seldrill Schanz Screw D 6.0 mm, length 125/40 mm, Stainless Steel | 294.793 | Standalone | DE0002224 | Patients requiring fracture fixation or orthopaedic corrective surgery
Orthopaedics | Trauma - External fixator | Modular external fixator accessories | Modular external fixator - Pin/screw/wire | Depuy Synthes | Seldrill Schanz Screw D 6.0 mm, length 150/60 mm, Stainless Steel | 294.794 | Standalone | DE0002224 | Patients requiring fracture fixation or orthopaedic corrective surgery
Orthopaedics | Trauma - External fixator | Modular external fixator accessories | Modular external fixator - Pin/screw/wire | Depuy Synthes | Seldrill Schanz Screw D 6.0 mm, length 175/60 mm, Stainless Steel | 294.795 | Standalone | DE0002170 | Patients requiring fracture fixation or orthopaedic corrective surgery
Orthopaedics | Trauma - External fixator | Modular external fixator accessories | Modular external fixator - Pin/screw/wire | Depuy Synthes | Seldrill Schanz Screw D 6.0mm, L 200/80mm | 294.796 | Standalone | DE0002224 | Patients requiring fracture fixation or orthopaedic corrective surgery
Orthopaedics | Trauma - External fixator | Modular external fixator accessories | Modular external fixator - Pin/screw/wire | Depuy Synthes | Seldrill Schanz Screw D 6.0 mm, length 250/80 mm, Stainless Steel | 294.798 | Standalone | DE0002224 | Patients requiring fracture fixation or orthopaedic corrective surgery
Orthopaedics | Trauma - Extramedullary fixation | Plate accessories | Cerclage positioning pin/Cerclage button | Depuy Synthes | Cerclage Positioning Pin f/LCP 3.5 + LC-DCP 3.5 | 298.837 | Standalone | DE0006552 | Patients requiring fracture fixation or orthopaedic corrective surgery
Orthopaedics | Trauma - Extramedullary fixation | Plate accessories | Cerclage positioning pin/Cerclage button | Depuy Synthes | Cerclage Positioning Pin f/LCP 4.5 + LC-DCP 4.5 | 298.839 | Standalone | DE0006552 | Patients requiring fracture fixation or orthopaedic corrective surgery
Orthopaedics | Trauma - External fixator | Modular external fixator accessories | Modular external fixator - Clamp | Depuy Synthes | Clamp, can be mounted, self-holding | 390.008 | Standalone | DE0002194 | Patients requiring fracture fixation or orthopaedic corrective surgery
Orthopaedics | Trauma - External fixator | Modular external fixator accessories | Modular external fixator - Rod/bar/tube | Depuy Synthes | Stainless Steel Tube D 11.0mm, L 100mm | 393.500 | Standalone |  | Patients requiring fracture fixation or orthopaedic corrective surgery
Orthopaedics | Trauma - External fixator | Modular external fixator accessories | Modular external fixator - Rod/bar/tube | Depuy Synthes | Stainless Steel Tube D 11.0mm, L 125mm | 393.510 | Standalone |  | Patients requiring fracture fixation or orthopaedic corrective surgery
Orthopaedics | Trauma - External fixator | Modular external fixator accessories | Modular external fixator - Rod/bar/tube | Depuy Synthes | Stainless Steel Tube D 11.0mm, L 150mm | 393.520 | Standalone |  | Patients requiring fracture fixation or orthopaedic corrective surgery
Orthopaedics | Trauma - External fixator | Modular external fixator accessories | Modular external fixator - Rod/bar/tube | Depuy Synthes | Stainless Steel Tube D 11.0mm, L 200mm | 393.530 | Standalone |  | Patients requiring fracture fixation or orthopaedic corrective surgery
Orthopaedics | Trauma - External fixator | Modular external fixator accessories | Modular external fixator - Rod/bar/tube | Depuy Synthes | Stainless Steel Tube D 11.0mm, L 250mm | 393.540 | Standalone |  | Patients requiring fracture fixation or orthopaedic corrective surgery
Orthopaedics | Trauma - External fixator | Modular external fixator accessories | Modular external fixator - Rod/bar/tube | Depuy Synthes | Stainless Steel Tube D 11.0mm, L 300mm | 393.550 | Standalone |  | Patients requiring fracture fixation or orthopaedic corrective surgery
Orthopaedics | Trauma - External fixator | Modular external fixator accessories | Modular external fixator - Rod/bar/tube | Depuy Synthes | Stainless Steel Tube D 11.0mm, L 350mm | 393.560 | Standalone |  | Patients requiring fracture fixation or orthopaedic corrective surgery
Orthopaedics | Trauma - External fixator | Modular external fixator accessories | Modular external fixator - Rod/bar/tube | Depuy Synthes | Stainless Steel Tube D 11.0mm, L 400mm | 393.570 | Standalone |  | Patients requiring fracture fixation or orthopaedic corrective surgery
Orthopaedics | Trauma - External fixator | Modular external fixator accessories | Modular external fixator - Rod/bar/tube | Depuy Synthes | Stainless Steel Tube D 11.0mm, L 450mm | 393.580 | Standalone |  | Patients requiring fracture fixation or orthopaedic corrective surgery
Orthopaedics | Trauma - External fixator | Articulated external fixator accessories | Articulated external fixator - Rod/bar/tube | Depuy Synthes | Carbon Fibre Rod D 11.0mm, L 100mm | 394.800 | Standalone | DE0007277 | Patients requiring fracture fixation or orthopaedic corrective surgery
Orthopaedics | Trauma - External fixator | Articulated external fixator accessories | Articulated external fixator - Rod/bar/tube | Depuy Synthes | Carbon Fibre Rod D 11.0mm, L 1760.418Dm | 394.810 | Standalone | DE0007277 | Patients requiring fracture fixation or orthopaedic corrective surgery
Orthopaedics | Trauma - External fixator | Articulated external fixator accessories | Articulated external fixator - Rod/bar/tube | Depuy Synthes | Carbon Fibre Rod D 11.0mm, L 150mm | 394.820 | Standalone | DE0007277 | Patients requiring fracture fixation or orthopaedic corrective surgery
Orthopaedics | Trauma - External fixator | Articulated external fixator accessories | Articulated external fixator - Rod/bar/tube | Depuy Synthes | Carbon Fibre Rod D 11.0mm, L 200mm | 394.830 | Standalone | DE0002194 | Patients requiring fracture fixation or orthopaedic corrective surgery
Orthopaedics | Trauma - External fixator | Articulated external fixator accessories | Articulated external fixator - Rod/bar/tube | Depuy Synthes | Carbon Fibre Rod D 11.0mm, L 250mm | 394.840 | Standalone | DE0002194 | Patients requiring fracture fixation or orthopaedic corrective surgery
Orthopaedics | Trauma - External fixator | Modular external fixator accessories | Modular external fixator - Rod/bar/tube | Depuy Synthes | Carbon Fibre Rod D 11.0mm, L 300mm | 394.850 | Standalone | DE0002194 | Patients requiring fracture fixation or orthopaedic corrective surgery
Orthopaedics | Trauma - External fixator | Modular external fixator accessories | Modular external fixator - Rod/bar/tube | Depuy Synthes | Carbon Fibre Rod D 11.0mm, L 350mm | 394.860 | Standalone | DE0002194 | Patients requiring fracture fixation or orthopaedic corrective surgery
Orthopaedics | Trauma - External fixator | Modular external fixator accessories | Modular external fixator - Rod/bar/tube | Depuy Synthes | Carbon Fibre Rod D 11.0mm, L 400mm | 394.870 | Standalone | DE0002194 | Patients requiring fracture fixation or orthopaedic corrective surgery
Orthopaedics | Trauma - External fixator | Modular external fixator accessories | Modular external fixator - Rod/bar/tube | Depuy Synthes | Carbon Fibre Rod D 3.0mm, L 760.418Dm | 395.105 | Standalone | DE0002214 | Patients requiring fracture fixation or orthopaedic corrective surgery
Orthopaedics | Trauma - External fixator | Modular external fixator accessories | Modular external fixator - Rod/bar/tube | Depuy Synthes | Carbon Fibre Rod D 3.0mm, L 45mm | 395.107 | Standalone | DE0002214 | Patients requiring fracture fixation or orthopaedic corrective surgery
Orthopaedics | Trauma - External fixator | Modular external fixator accessories | Modular external fixator - Rod/bar/tube | Depuy Synthes | Carbon Fibre Rod D 3.0mm, L 60mm | 395.109 | Standalone | DE0002214 | Patients requiring fracture fixation or orthopaedic corrective surgery
Orthopaedics | Trauma - External fixator | Modular external fixator accessories | Modular external fixator - Rod/bar/tube | Depuy Synthes | Carbon Fibre Rod D 3.0mm, L 75mm | 395.111 | Standalone | DE0002214 | Patients requiring fracture fixation or orthopaedic corrective surgery
Orthopaedics | Trauma - External fixator | Modular external fixator accessories | Modular external fixator - Clamp | Depuy Synthes | Connecting Clamp D 3.0mm, f/Mini External Fixator | 395.133 | Standalone | DE0002214 | Patients requiring fracture fixation or orthopaedic corrective surgery
Orthopaedics | Trauma - External fixator | Modular external fixator accessories | Modular external fixator - Clamp | Depuy Synthes | Connecting Clamp D 3.0/4.0mm | 395.134 | Standalone | DE0002214 | Patients requiring fracture fixation or orthopaedic corrective surgery
Orthopaedics | Trauma - External fixator | Modular external fixator accessories | Modular external fixator - Rod/bar/tube | Depuy Synthes | Carbon Fibre Rod D 4.0mm, L 60mm | 395.600 | Standalone | DE0007267 | Patients requiring fracture fixation or orthopaedic corrective surgery
Orthopaedics | Trauma - External fixator | Modular external fixator accessories | Modular external fixator - Rod/bar/tube | Depuy Synthes | Carbon Fibre Rod D 4.0mm, L 80mm | 395.610 | Standalone | DE0002214 | Patients requiring fracture fixation or orthopaedic corrective surgery
Orthopaedics | Trauma - External fixator | Modular external fixator accessories | Modular external fixator - Rod/bar/tube | Depuy Synthes | Carbon Fibre Rod D 4.0mm, L 100mm | 395.620 | Standalone | DE0007267 | Patients requiring fracture fixation or orthopaedic corrective surgery
Orthopaedics | Trauma - External fixator | Modular external fixator accessories | Modular external fixator - Rod/bar/tube | Depuy Synthes | Carbon Fibre Rod D 4.0mm, L 120mm | 395.630 | Standalone | DE0007267 | Patients requiring fracture fixation or orthopaedic corrective surgery
Orthopaedics | Trauma - External fixator | Modular external fixator accessories | Modular external fixator - Rod/bar/tube | Depuy Synthes | Carbon Fibre Rod D 4.0mm, L 140mm | 395.640 | Standalone | DE0002214 | Patients requiring fracture fixation or orthopaedic corrective surgery
Orthopaedics | Trauma - External fixator | Modular external fixator accessories | Modular external fixator - Rod/bar/tube | Depuy Synthes | Carbon Fibre Rod D 4.0mm, L 160mm | 395.650 | Standalone | DE0007267 | Patients requiring fracture fixation or orthopaedic corrective surgery
Orthopaedics | Trauma - External fixator | Modular external fixator accessories | Modular external fixator - Rod/bar/tube | Depuy Synthes | Carbon Fibre Rod D 4.0mm, L 180mm | 395.660 | Standalone | DE0007267 | Patients requiring fracture fixation or orthopaedic corrective surgery
Orthopaedics | Trauma - External fixator | Modular external fixator accessories | Modular external fixator - Rod/bar/tube | Depuy Synthes | Carbon Fibre Rod D 4.0mm, L 200mm | 395.670 | Standalone | DE0007267 | Patients requiring fracture fixation or orthopaedic corrective surgery
Orthopaedics | Trauma - External fixator | Articulated external fixator accessories | Articulated external fixator - Rod/bar/tube | Depuy Synthes | Carbon Fibre Rod D 8.0 mm, length 120 mm | 395.780 | Standalone | DE0007277 | Patients requiring fracture fixation or orthopaedic corrective surgery
Orthopaedics | Trauma - External fixator | Articulated external fixator accessories | Other articulated external fixator accessories | Depuy Synthes | Cap f/Carbon Fibre Rods | 395.781 | Standalone | DE0007277 | Patients requiring fracture fixation or orthopaedic corrective surgery
Orthopaedics | Trauma - External fixator | Articulated external fixator accessories | Articulated external fixator - Rod/bar/tube | Depuy Synthes | Carbon Fibre Rod D 8.0mm, L 200mm | 395.782 | Standalone | DE0007277 | Patients requiring fracture fixation or orthopaedic corrective surgery
Orthopaedics | Trauma - External fixator | Articulated external fixator accessories | Articulated external fixator - Rod/bar/tube | Depuy Synthes | Carbon Fibre Rod D 8.0mm, L 220mm | 395.784 | Standalone | DE0007277 | Patients requiring fracture fixation or orthopaedic corrective surgery
Orthopaedics | Trauma - External fixator | Articulated external fixator accessories | Articulated external fixator - Rod/bar/tube | Depuy Synthes | Carbon Fibre Rod D 8.0mm, L 240mm | 395.786 | Standalone | DE0007277 | Patients requiring fracture fixation or orthopaedic corrective surgery
Orthopaedics | Trauma - Extramedullary fixation | Plate accessories | Non-locking screw | Depuy Synthes | Cortex Screw D 1.0mm, self-tapp., L 6mm | 400.526 | Standalone | DE0002138 | Patients requiring fracture fixation or orthopaedic corrective surgery
Orthopaedics | Trauma - Extramedullary fixation | Plate accessories | Non-locking screw | Depuy Synthes | Cortex Screw D 1.0mm, self-tapp., L 7mm | 400.527 | Standalone | DE0002138 | Patients requiring fracture fixation or orthopaedic corrective surgery
Orthopaedics | Trauma - Extramedullary fixation | Plate accessories | Non-locking screw | Depuy Synthes | Cortex Screw D 1.0mm, self-tapp., L 8mm | 400.528 | Standalone | DE0002138 | Patients requiring fracture fixation or orthopaedic corrective surgery
Orthopaedics | Trauma - Extramedullary fixation | Plate accessories | Non-locking screw | Depuy Synthes | Cortex Screw D 1.0mm, self-tapp., L 9mm | 400.529 | Standalone | DE0005967 | Patients requiring fracture fixation or orthopaedic corrective surgery
Orthopaedics | Trauma - Extramedullary fixation | Plate accessories | Non-locking screw | Depuy Synthes | Cortex Screw D 1.0mm, self-tapp., L 10mm | 400.530 | Standalone | DE0002138 | Patients requiring fracture fixation or orthopaedic corrective surgery
Orthopaedics | Trauma - Extramedullary fixation | Plate accessories | Non-locking screw | Depuy Synthes | Cortex Screw D 1.0mm, self-tapp., L 11mm | 400.531 | Standalone | DE0005967 | Patients requiring fracture fixation or orthopaedic corrective surgery
Orthopaedics | Trauma - Extramedullary fixation | Plate accessories | Non-locking screw | Depuy Synthes | Cortex Screw D 1.0mm, self-tapp., L 12mm | 400.532 | Standalone | DE0002138 | Patients requiring fracture fixation or orthopaedic corrective surgery
Orthopaedics | Trauma - Extramedullary fixation | Plate accessories | Non-locking screw | Depuy Synthes | Cortex Screw D 1.0mm, self-tapp., L 13mm | 400.533 | Standalone | DE0005967 | Patients requiring fracture fixation or orthopaedic corrective surgery
Orthopaedics | Trauma - Extramedullary fixation | Plate accessories | Non-locking screw | Depuy Synthes | Cortex Screw D 1.0mm, self-tapp., L 14mm | 400.534 | Standalone | DE0002138 | Patients requiring fracture fixation or orthopaedic corrective surgery
Orthopaedics | Trauma - Extramedullary fixation | Plate accessories | Non-locking screw | Depuy Synthes | Cortex Screw D 1.3mm, self-tapping, L 6mm | 400.686 | Standalone | DE0002138 | Patients requiring fracture fixation or orthopaedic corrective surgery
Orthopaedics | Trauma - Extramedullary fixation | Plate accessories | Non-locking screw | Depuy Synthes | Cortex Screw D 1.3mm, self-tapping, L 7mm | 400.687 | Standalone | DE0002138 | Patients requiring fracture fixation or orthopaedic corrective surgery
Orthopaedics | Trauma - Extramedullary fixation | Plate accessories | Non-locking screw | Depuy Synthes | Cortex Screw D 1.3mm, self-tapping, L 8mm | 400.688 | Standalone | DE0002138 | Patients requiring fracture fixation or orthopaedic corrective surgery
Orthopaedics | Trauma - Extramedullary fixation | Plate accessories | Non-locking screw | Depuy Synthes | Cortex Screw D 1.3mm, self-tapping, L 9mm | 400.689 | Standalone | DE0002215 | Patients requiring fracture fixation or orthopaedic corrective surgery
Orthopaedics | Trauma - Extramedullary fixation | Plate accessories | Non-locking screw | Depuy Synthes | Cortex Screw D 1.3mm, self-tapping, L 10mm | 400.690 | Standalone | DE0002138 | Patients requiring fracture fixation or orthopaedic corrective surgery
Orthopaedics | Trauma - Extramedullary fixation | Plate accessories | Non-locking screw | Depuy Synthes | Cortex Screw D 1.3mm, self-tapping, L 11mm | 400.691 | Standalone | DE0002215 | Patients requiring fracture fixation or orthopaedic corrective surgery
Orthopaedics | Trauma - Extramedullary fixation | Plate accessories | Non-locking screw | Depuy Synthes | Cortex Screw D 1.3mm, self-tapping, L 12mm | 400.692 | Standalone | DE0002138 | Patients requiring fracture fixation or orthopaedic corrective surgery
Orthopaedics | Trauma - Extramedullary fixation | Plate accessories | Non-locking screw | Depuy Synthes | Cortex Screw D 1.3mm, self-tapping, L 13mm | 400.693 | Standalone | DE0002215 | Patients requiring fracture fixation or orthopaedic corrective surgery
Orthopaedics | Trauma - Extramedullary fixation | Plate accessories | Non-locking screw | Depuy Synthes | Cortex Screw D 1.3mm, self-tapping, L 14mm | 400.694 | Standalone | DE0002138 | Patients requiring fracture fixation or orthopaedic corrective surgery
Orthopaedics | Trauma - Extramedullary fixation | Plate accessories | Non-locking screw | Depuy Synthes | Cortex Screw D 1.3mm, self-tapp., L 15mm | 400.695 | Standalone | DE0002215 | Patients requiring fracture fixation or orthopaedic corrective surgery
Orthopaedics | Trauma - Extramedullary fixation | Plate accessories | Non-locking screw | Depuy Synthes | Cortex Screw D 1.3mm, self-tapping, L 16mm | 400.696 | Standalone | DE0002215 | Patients requiring fracture fixation or orthopaedic corrective surgery
Orthopaedics | Trauma - Extramedullary fixation | Plate accessories | Non-locking screw | Depuy Synthes | Cortex Screw D 1.3mm, self-tapping, L 18mm | 400.698 | Standalone | DE0002215 | Patients requiring fracture fixation or orthopaedic corrective surgery
Orthopaedics | Trauma - Extramedullary fixation | Plate accessories | Non-locking screw | Depuy Synthes | Cortex Screw D 1.5mm, self-tapp., L 6mm | 400.806 | Standalone | DE0002215 | Patients requiring fracture fixation or orthopaedic corrective surgery
Orthopaedics | Trauma - Extramedullary fixation | Plate accessories | Non-locking screw | Depuy Synthes | Cortex Screw D 1.5mm, self-tapp., L 7mm | 400.807 | Standalone | DE0002215 | Patients requiring fracture fixation or orthopaedic corrective surgery
Orthopaedics | Trauma - Extramedullary fixation | Plate accessories | Non-locking screw | Depuy Synthes | Cortex Screw D 1.5mm, self-tapp., L 8mm | 400.808 | Standalone | DE0002138 | Patients requiring fracture fixation or orthopaedic corrective surgery
Orthopaedics | Trauma - Extramedullary fixation | Plate accessories | Non-locking screw | Depuy Synthes | Cortex Screw D 1.5mm, self-tapp., L 9mm | 400.809 | Standalone | DE0002138 | Patients requiring fracture fixation or orthopaedic corrective surgery
Orthopaedics | Trauma - Extramedullary fixation | Plate accessories | Non-locking screw | Depuy Synthes | Cortex Screw D 1.5mm, self-tapp., L 10mm | 400.810 | Standalone | DE0002138 | Patients requiring fracture fixation or orthopaedic corrective surgery
Orthopaedics | Trauma - Extramedullary fixation | Plate accessories | Non-locking screw | Depuy Synthes | Cortex Screw D 1.5mm, self-tapp., L 11mm | 400.811 | Standalone | DE0002138 | Patients requiring fracture fixation or orthopaedic corrective surgery
Orthopaedics | Trauma - Extramedullary fixation | Plate accessories | Non-locking screw | Depuy Synthes | Cortex Screw D 1.5mm, self-tapp., L 12mm | 400.812 | Standalone | DE0002138 | Patients requiring fracture fixation or orthopaedic corrective surgery
Orthopaedics | Trauma - Extramedullary fixation | Plate accessories | Non-locking screw | Depuy Synthes | Cortex Screw D 1.5mm, self-tapp., L 13mm | 400.813 | Standalone | DE0002215 | Patients requiring fracture fixation or orthopaedic corrective surgery
Orthopaedics | Trauma - Extramedullary fixation | Plate accessories | Non-locking screw | Depuy Synthes | Cortex Screw D 1.5mm, self-tapp., L 14mm | 400.814 | Standalone | DE0002138 | Patients requiring fracture fixation or orthopaedic corrective surgery
Orthopaedics | Trauma - Extramedullary fixation | Plate accessories | Non-locking screw | Depuy Synthes | Cortex Screw D 1.5mm, self-tapp., L 16mm | 400.816 | Standalone | DE0002138 | Patients requiring fracture fixation or orthopaedic corrective surgery
Orthopaedics | Trauma - Extramedullary fixation | Plate accessories | Non-locking screw | Depuy Synthes | Cortex Screw D 1.5mm, self-tapp., L 18mm | 400.818 | Standalone | DE0002138 | Patients requiring fracture fixation or orthopaedic corrective surgery
Orthopaedics | Trauma - Extramedullary fixation | Plate accessories | Non-locking screw | Depuy Synthes | Cortex Screw D 1.5mm, self-tapp., L 20mm | 400.820 | Standalone | DE0002138 | Patients requiring fracture fixation or orthopaedic corrective surgery
Orthopaedics | Trauma - Extramedullary fixation | Plate accessories | Non-locking screw | Depuy Synthes | Cortex Screw D 1.5mm, self-tapp., L 22mm | 400.822 | Standalone | DE0002138 | Patients requiring fracture fixation or orthopaedic corrective surgery
Orthopaedics | Trauma - Extramedullary fixation | Plate accessories | Non-locking screw | Depuy Synthes | Cortex Screw D 1.5mm, self-tapp., L 24mm | 400.824 | Standalone | DE0002215 | Patients requiring fracture fixation or orthopaedic corrective surgery
Orthopaedics | Trauma - Extramedullary fixation | Plate accessories | Non-locking screw | Depuy Synthes | Cortex Screw Stardrive D 2.0mm, L 6mm | 401.356 | Standalone | DE0005967 | Patients requiring fracture fixation or orthopaedic corrective surgery
Orthopaedics | Trauma - Extramedullary fixation | Plate accessories | Non-locking screw | Depuy Synthes | Cortex Screw Stardrive D 2.0mm, L 7mm | 401.357 | Standalone | DE0005967 | Patients requiring fracture fixation or orthopaedic corrective surgery
Orthopaedics | Trauma - Extramedullary fixation | Plate accessories | Non-locking screw | Depuy Synthes | Cortex Screw Stardrive D 2.0mm, L 8mm | 401.358 | Standalone | DE0005967 | Patients requiring fracture fixation or orthopaedic corrective surgery
Orthopaedics | Trauma - Extramedullary fixation | Plate accessories | Non-locking screw | Depuy Synthes | Cortex Screw Stardrive D 2.0mm, L 9mm | 401.359 | Standalone | DE0005967 | Patients requiring fracture fixation or orthopaedic corrective surgery
Orthopaedics | Trauma - Extramedullary fixation | Plate accessories | Non-locking screw | Depuy Synthes | Cortex Screw Stardrive D 2.0mm, L 10mm | 401.360 | Standalone | DE0005967 | Patients requiring fracture fixation or orthopaedic corrective surgery
Orthopaedics | Trauma - Extramedullary fixation | Plate accessories | Non-locking screw | Depuy Synthes | Cortex Screw Stardrive D 2.0mm, L 11mm | 401.361 | Standalone | DE0005967 | Patients requiring fracture fixation or orthopaedic corrective surgery
Orthopaedics | Trauma - Extramedullary fixation | Plate accessories | Non-locking screw | Depuy Synthes | Cortex Screw Stardrive D 2.0mm, L 12mm | 401.362 | Standalone | DE0005967 | Patients requiring fracture fixation or orthopaedic corrective surgery
Orthopaedics | Trauma - Extramedullary fixation | Plate accessories | Non-locking screw | Depuy Synthes | Cortex Screw Stardrive D 2.0mm, L 13mm | 401.363 | Standalone | DE0005967 | Patients requiring fracture fixation or orthopaedic corrective surgery
Orthopaedics | Trauma - Extramedullary fixation | Plate accessories | Non-locking screw | Depuy Synthes | Cortex Screw Stardrive D 2.0mm, L 14mm | 401.364 | Standalone | DE0005967 | Patients requiring fracture fixation or orthopaedic corrective surgery
Orthopaedics | Trauma - Extramedullary fixation | Plate accessories | Non-locking screw | Depuy Synthes | Cortex Screw Stardrive D 2.0 mm, self-tapping, length 15 mm, Titanium Alloy (TAN) | 401.365 | Standalone | DE0018775 | Patients requiring fracture fixation or orthopaedic corrective surgery
Orthopaedics | Trauma - Extramedullary fixation | Plate accessories | Non-locking screw | Depuy Synthes | Cortex Screw Stardrive D 2.0mm, L 16mm | 401.366 | Standalone | DE0005967 | Patients requiring fracture fixation or orthopaedic corrective surgery
Orthopaedics | Trauma - Extramedullary fixation | Plate accessories | Non-locking screw | Depuy Synthes | Cortex Screw Stardrive D 2.0mm, L 18mm | 401.368 | Standalone | DE0005967 | Patients requiring fracture fixation or orthopaedic corrective surgery
Orthopaedics | Trauma - Extramedullary fixation | Plate accessories | Non-locking screw | Depuy Synthes | Cortex Screw Stardrive D 2.0mm, L 20mm | 401.370 | Standalone | DE0005967 | Patients requiring fracture fixation or orthopaedic corrective surgery
Orthopaedics | Trauma - Extramedullary fixation | Plate accessories | Non-locking screw | Depuy Synthes | Cortex Screw Stardrive D 2.0mm, L 22mm | 401.372 | Standalone | DE0005967 | Patients requiring fracture fixation or orthopaedic corrective surgery
Orthopaedics | Trauma - Extramedullary fixation | Plate accessories | Non-locking screw | Depuy Synthes | Cortex Screw Stardrive D 2.0mm, L 24mm | 401.374 | Standalone | DE0005967 | Patients requiring fracture fixation or orthopaedic corrective surgery
Orthopaedics | Trauma - Extramedullary fixation | Plate accessories | Non-locking screw | Depuy Synthes | Cortex Screw Stardrive D 2.0mm, L 26mm | 401.375 | Standalone | DE0005967 | Patients requiring fracture fixation or orthopaedic corrective surgery
Orthopaedics | Trauma - Extramedullary fixation | Plate accessories | Non-locking screw | Depuy Synthes | Cortex Screw Stardrive D 2.0mm, L 28mm | 401.376 | Standalone | DE0005967 | Patients requiring fracture fixation or orthopaedic corrective surgery
Orthopaedics | Trauma - Extramedullary fixation | Plate accessories | Non-locking screw | Depuy Synthes | Cortex Screw Stardrive D 2.0mm, L 30mm | 401.377 | Standalone | DE0005967 | Patients requiring fracture fixation or orthopaedic corrective surgery
Orthopaedics | Trauma - Extramedullary fixation | Plate accessories | Non-locking screw | Depuy Synthes | Cortex Screw Stardrive D 2.0mm, L 32mm | 401.378 | Standalone | DE0005967 | Patients requiring fracture fixation or orthopaedic corrective surgery
Orthopaedics | Trauma - Extramedullary fixation | Plate accessories | Non-locking screw | Depuy Synthes | Cortex Screw Stardrive D 2.0mm, L 34mm | 401.379 | Standalone | DE0005967 | Patients requiring fracture fixation or orthopaedic corrective surgery
Orthopaedics | Trauma - Extramedullary fixation | Plate accessories | Non-locking screw | Depuy Synthes | Cortex Screw Stardrive D 2.0mm, L 36mm | 401.380 | Standalone | DE0005967 | Patients requiring fracture fixation or orthopaedic corrective surgery
Orthopaedics | Trauma - Extramedullary fixation | Plate accessories | Non-locking screw | Depuy Synthes | Cortex Screw Stardrive D 2.0mm, L 38mm | 401.381 | Standalone | DE0005967 | Patients requiring fracture fixation or orthopaedic corrective surgery
Orthopaedics | Trauma - Extramedullary fixation | Plate accessories | Non-locking screw | Depuy Synthes | MF Cortex Screw D 2.4mm, self-tapp., L 6mm | 401.506 | Standalone | DE0002215 | Patients requiring fracture fixation or orthopaedic corrective surgery
Orthopaedics | Trauma - Extramedullary fixation | Plate accessories | Non-locking screw | Depuy Synthes | Cortex Screw D 2.4mm, self-tapping, L 7mm | 401.507 | Standalone | DE0002215 | Patients requiring fracture fixation or orthopaedic corrective surgery
Orthopaedics | Trauma - Extramedullary fixation | Plate accessories | Non-locking screw | Depuy Synthes | MF Cortex Screw D 2.4mm, self-tapp., L 8mm | 401.508 | Standalone | DE0002215 | Patients requiring fracture fixation or orthopaedic corrective surgery
Orthopaedics | Trauma - Extramedullary fixation | Plate accessories | Non-locking screw | Depuy Synthes | Cortex Screw D 2.4mm, self-tapping, L 9mm | 401.509 | Standalone | DE0002215 | Patients requiring fracture fixation or orthopaedic corrective surgery
Orthopaedics | Trauma - Extramedullary fixation | Plate accessories | Non-locking screw | Depuy Synthes | MF Cortex Screw D 2.4mm, self-tapp., L 10mm | 401.510 | Standalone | DE0002215 | Patients requiring fracture fixation or orthopaedic corrective surgery
Orthopaedics | Trauma - Extramedullary fixation | Plate accessories | Non-locking screw | Depuy Synthes | Cortex Screw D 2.4mm, self-tapping, L 11mm | 401.511 | Standalone | DE0002215 | Patients requiring fracture fixation or orthopaedic corrective surgery
Orthopaedics | Trauma - Extramedullary fixation | Plate accessories | Non-locking screw | Depuy Synthes | MF Cortex Screw D 2.4mm, self-tapp., L 12mm | 401.512 | Standalone | DE0002215 | Patients requiring fracture fixation or orthopaedic corrective surgery
Orthopaedics | Trauma - Extramedullary fixation | Plate accessories | Non-locking screw | Depuy Synthes | Cortex Screw D 2.4mm, self-tapping, L 13mm | 401.513 | Standalone | DE0002215 | Patients requiring fracture fixation or orthopaedic corrective surgery
Orthopaedics | Trauma - Extramedullary fixation | Plate accessories | Non-locking screw | Depuy Synthes | MF Cortex Screw D 2.4mm, self-tapp., L 14mm | 401.514 | Standalone | DE0002215 | Patients requiring fracture fixation or orthopaedic corrective surgery
Orthopaedics | Trauma - Extramedullary fixation | Plate accessories | Non-locking screw | Depuy Synthes | MF Cortex Screw D 2.4mm, self-tapp., L 16mm | 401.516 | Standalone | DE0002215 | Patients requiring fracture fixation or orthopaedic corrective surgery
Orthopaedics | Trauma - Extramedullary fixation | Plate accessories | Non-locking screw | Depuy Synthes | MF Cortex Screw D 2.4mm, self-tapp., L 18mm | 401.518 | Standalone | DE0002215 | Patients requiring fracture fixation or orthopaedic corrective surgery
Orthopaedics | Trauma - Extramedullary fixation | Plate accessories | Non-locking screw | Depuy Synthes | MF Cortex Screw D 2.4mm, self-tapp., L 20mm | 401.520 | Standalone | DE0002215 | Patients requiring fracture fixation or orthopaedic corrective surgery
Orthopaedics | Trauma - Extramedullary fixation | Plate accessories | Non-locking screw | Depuy Synthes | MF Cortex Screw D 2.4mm, self-tapp., L 22mm | 401.522 | Standalone | DE0002215 | Patients requiring fracture fixation or orthopaedic corrective surgery
Orthopaedics | Trauma - Extramedullary fixation | Plate accessories | Non-locking screw | Depuy Synthes | MF Cortex Screw D 2.4mm, self-tapp., L 24mm | 401.524 | Standalone | DE0002215 | Patients requiring fracture fixation or orthopaedic corrective surgery
Orthopaedics | Trauma - Extramedullary fixation | Plate accessories | Non-locking screw | Depuy Synthes | MF Cortex Screw D 2.4mm, self-tapp., L 26mm | 401.526 | Standalone | DE0002215 | Patients requiring fracture fixation or orthopaedic corrective surgery
Orthopaedics | Trauma - Extramedullary fixation | Plate accessories | Non-locking screw | Depuy Synthes | MF Cortex Screw D 2.4mm, self-tapp., L 28mm | 401.528 | Standalone | DE0002215 | Patients requiring fracture fixation or orthopaedic corrective surgery
Orthopaedics | Trauma - Extramedullary fixation | Plate accessories | Non-locking screw | Depuy Synthes | MF Cortex Screw D 2.4mm, self-tapp., L 30mm | 401.530 | Standalone | DE0002215 | Patients requiring fracture fixation or orthopaedic corrective surgery
Orthopaedics | Trauma - Extramedullary fixation | Plate accessories | Non-locking screw | Depuy Synthes | MF Cortex Screw D 2.4mm, self-tapp., L 32mm | 401.532 | Standalone | DE0002215 | Patients requiring fracture fixation or orthopaedic corrective surgery
Orthopaedics | Trauma - Extramedullary fixation | Plate accessories | Non-locking screw | Depuy Synthes | Cortex Screw Stardrive D 2.4mm, L 6mm | 401.756 | Standalone | DE0002133 | Patients requiring fracture fixation or orthopaedic corrective surgery
Orthopaedics | Trauma - Extramedullary fixation | Plate accessories | Non-locking screw | Depuy Synthes | Cortex Screw Stardrive D 2.4mm, L 7mm | 401.757 | Standalone | DE0002133 | Patients requiring fracture fixation or orthopaedic corrective surgery
Orthopaedics | Trauma - Extramedullary fixation | Plate accessories | Non-locking screw | Depuy Synthes | Cortex Screw Stardrive D 2.4mm, L 8mm | 401.758 | Standalone | DE0002133 | Patients requiring fracture fixation or orthopaedic corrective surgery
Orthopaedics | Trauma - Extramedullary fixation | Plate accessories | Non-locking screw | Depuy Synthes | Cortex Screw Stardrive D 2.4mm, L 9mm | 401.759 | Standalone | DE0002133 | Patients requiring fracture fixation or orthopaedic corrective surgery
Orthopaedics | Trauma - Extramedullary fixation | Plate accessories | Non-locking screw | Depuy Synthes | Cortex Screw Stardrive D 2.4mm, L 10mm | 401.760 | Standalone | DE0002133 | Patients requiring fracture fixation or orthopaedic corrective surgery
Orthopaedics | Trauma - Extramedullary fixation | Plate accessories | Non-locking screw | Depuy Synthes | Cortex Screw Stardrive D 2.4mm, L 11mm | 401.761 | Standalone | DE0002133 | Patients requiring fracture fixation or orthopaedic corrective surgery
Orthopaedics | Trauma - Extramedullary fixation | Plate accessories | Non-locking screw | Depuy Synthes | Cortex Screw Stardrive D 2.4mm, L 12mm | 401.762 | Standalone | DE0002133 | Patients requiring fracture fixation or orthopaedic corrective surgery
Orthopaedics | Trauma - Extramedullary fixation | Plate accessories | Non-locking screw | Depuy Synthes | Cortex Screw Stardrive D 2.4mm, L 13mm | 401.763 | Standalone | DE0002133 | Patients requiring fracture fixation or orthopaedic corrective surgery
Orthopaedics | Trauma - Extramedullary fixation | Plate accessories | Non-locking screw | Depuy Synthes | Cortex Screw Stardrive D 2.4mm, L 14mm | 401.764 | Standalone | DE0002133 | Patients requiring fracture fixation or orthopaedic corrective surgery
Orthopaedics | Trauma - Extramedullary fixation | Plate accessories | Non-locking screw | Depuy Synthes | Cortex Screw Stardrive D 2.4mm, L 16mm | 401.766 | Standalone | DE0002133 | Patients requiring fracture fixation or orthopaedic corrective surgery
Orthopaedics | Trauma - Extramedullary fixation | Plate accessories | Non-locking screw | Depuy Synthes | Cortex Screw Stardrive D 2.4mm, L 547.501Dm | 401.768 | Standalone | DE0002133 | Patients requiring fracture fixation or orthopaedic corrective surgery
Orthopaedics | Trauma - Extramedullary fixation | Plate accessories | Non-locking screw | Depuy Synthes | Cortex Screw Stardrive D 2.4mm, L 20mm | 401.770 | Standalone | DE0002133 | Patients requiring fracture fixation or orthopaedic corrective surgery
Orthopaedics | Trauma - Extramedullary fixation | Plate accessories | Non-locking screw | Depuy Synthes | Cortex Screw Stardrive D 2.4mm, L 669.167Dm | 401.772 | Standalone | DE0002133 | Patients requiring fracture fixation or orthopaedic corrective surgery
Orthopaedics | Trauma - Extramedullary fixation | Plate accessories | Non-locking screw | Depuy Synthes | Cortex Screw Stardrive D 2.4mm, L 24mm | 401.774 | Standalone | DE0002133 | Patients requiring fracture fixation or orthopaedic corrective surgery
Orthopaedics | Trauma - Extramedullary fixation | Plate accessories | Non-locking screw | Depuy Synthes | Cortex Screw Stardrive D 2.4mm, L 26mm | 401.776 | Standalone | DE0002133 | Patients requiring fracture fixation or orthopaedic corrective surgery
Orthopaedics | Trauma - Extramedullary fixation | Plate accessories | Non-locking screw | Depuy Synthes | Cortex Screw Stardrive D 2.4mm, L 28mm | 401.778 | Standalone | DE0002133 | Patients requiring fracture fixation or orthopaedic corrective surgery
Orthopaedics | Trauma - Extramedullary fixation | Plate accessories | Non-locking screw | Depuy Synthes | Cortex Screw Stardrive D 2.4mm, L 912.501Dm | 401.780 | Standalone | DE0002133 | Patients requiring fracture fixation or orthopaedic corrective surgery
Orthopaedics | Trauma - Extramedullary fixation | Plate accessories | Non-locking screw | Depuy Synthes | Cortex Screw Stardrive D 2.4mm, L 32mm | 401.782 | Standalone | DE0005967 | Patients requiring fracture fixation or orthopaedic corrective surgery
Orthopaedics | Trauma - Extramedullary fixation | Plate accessories | Non-locking screw | Depuy Synthes | Cortex Screw Stardrive D 2.4mm, L 1034.17Dm | 401.784 | Standalone | DE0005967 | Patients requiring fracture fixation or orthopaedic corrective surgery
Orthopaedics | Trauma - Extramedullary fixation | Plate accessories | Non-locking screw | Depuy Synthes | Cortex Screw Stardrive D 2.4mm, L 36mm | 401.786 | Standalone | DE0005967 | Patients requiring fracture fixation or orthopaedic corrective surgery
Orthopaedics | Trauma - Extramedullary fixation | Plate accessories | Non-locking screw | Depuy Synthes | Cortex Screw Stardrive D 2.4mm, L 38mm | 401.788 | Standalone | DE0005967 | Patients requiring fracture fixation or orthopaedic corrective surgery
Orthopaedics | Trauma - Extramedullary fixation | Plate accessories | Non-locking screw | Depuy Synthes | Cortex Screw Stardrive D 2.4mm, L 40mm | 401.790 | Standalone | DE0005967 | Patients requiring fracture fixation or orthopaedic corrective surgery
Orthopaedics | Trauma - Extramedullary fixation | Plate accessories | Non-locking screw | Depuy Synthes | Cortex Screw D 2.0mm, self-tapping, L 6mm | 401.806 | Standalone | DE0002215 | Patients requiring fracture fixation or orthopaedic corrective surgery
Orthopaedics | Trauma - Extramedullary fixation | Plate accessories | Non-locking screw | Depuy Synthes | Cortex Screw D 2.0mm, self-tapping, L 7mm | 401.807 | Standalone | DE0002215 | Patients requiring fracture fixation or orthopaedic corrective surgery
Orthopaedics | Trauma - Extramedullary fixation | Plate accessories | Non-locking screw | Depuy Synthes | Cortex Screw D 2.0mm, self-tapping, L 8mm | 401.808 | Standalone | DE0002215 | Patients requiring fracture fixation or orthopaedic corrective surgery
Orthopaedics | Trauma - Extramedullary fixation | Plate accessories | Non-locking screw | Depuy Synthes | Cortex Screw D 2.0mm, self-tapping, L 9mm | 401.809 | Standalone | DE0002215 | Patients requiring fracture fixation or orthopaedic corrective surgery
Orthopaedics | Trauma - Extramedullary fixation | Plate accessories | Non-locking screw | Depuy Synthes | Cortex Screw D 2.0mm, self-tapping, L 10mm | 401.810 | Standalone | DE0002215 | Patients requiring fracture fixation or orthopaedic corrective surgery
Orthopaedics | Trauma - Extramedullary fixation | Plate accessories | Non-locking screw | Depuy Synthes | Cortex Screw D 2.0mm, self-tapping, L 11mm | 401.811 | Standalone | DE0002215 | Patients requiring fracture fixation or orthopaedic corrective surgery
Orthopaedics | Trauma - Extramedullary fixation | Plate accessories | Non-locking screw | Depuy Synthes | Cortex Screw D 2.0mm, self-tapping, L 12mm | 401.812 | Standalone | DE0002215 | Patients requiring fracture fixation or orthopaedic corrective surgery
Orthopaedics | Trauma - Extramedullary fixation | Plate accessories | Non-locking screw | Depuy Synthes | Cortex Screw D 2.0mm, self-tapping, L 13mm | 401.813 | Standalone | DE0002215 | Patients requiring fracture fixation or orthopaedic corrective surgery
Orthopaedics | Trauma - Extramedullary fixation | Plate accessories | Non-locking screw | Depuy Synthes | Cortex Screw D 2.0mm, self-tapping, L 14mm | 401.814 | Standalone | DE0002215 | Patients requiring fracture fixation or orthopaedic corrective surgery
Orthopaedics | Trauma - Extramedullary fixation | Plate accessories | Non-locking screw | Depuy Synthes | Cortex Screw D 2.0mm, self-tapping, L 16mm | 401.816 | Standalone | DE0002215 | Patients requiring fracture fixation or orthopaedic corrective surgery
Orthopaedics | Trauma - Extramedullary fixation | Plate accessories | Non-locking screw | Depuy Synthes | Cortex Screw D 2.0mm, self-tapping, L 547.501Dm | 401.818 | Standalone | DE0002215 | Patients requiring fracture fixation or orthopaedic corrective surgery
Orthopaedics | Trauma - Extramedullary fixation | Plate accessories | Non-locking screw | Depuy Synthes | Cortex Screw D 2.0mm, self-tapping, L 20mm | 401.820 | Standalone | DE0002215 | Patients requiring fracture fixation or orthopaedic corrective surgery
Orthopaedics | Trauma - Extramedullary fixation | Plate accessories | Non-locking screw | Depuy Synthes | Cortex Screw D 2.0mm, self-tapping, L 669.167Dm | 401.822 | Standalone | DE0002215 | Patients requiring fracture fixation or orthopaedic corrective surgery
Orthopaedics | Trauma - Extramedullary fixation | Plate accessories | Non-locking screw | Depuy Synthes | Cortex Screw D 2.0mm, self-tapping, L 24mm | 401.824 | Standalone | DE0002215 | Patients requiring fracture fixation or orthopaedic corrective surgery
Orthopaedics | Trauma - Extramedullary fixation | Plate accessories | Non-locking screw | Depuy Synthes | Cortex Screw D 2.0mm, self-tapping, L 26mm | 401.826 | Standalone | DE0002215 | Patients requiring fracture fixation or orthopaedic corrective surgery
Orthopaedics | Trauma - Extramedullary fixation | Plate accessories | Non-locking screw | Depuy Synthes | Cortex Screw D 2.0mm, self-tapping, L 28mm | 401.828 | Standalone | DE0002215 | Patients requiring fracture fixation or orthopaedic corrective surgery
Orthopaedics | Trauma - Extramedullary fixation | Plate accessories | Non-locking screw | Depuy Synthes | Cortex Screw D 2.0mm, self-tapping, L 912.501Dm | 401.830 | Standalone | DE0002215 | Patients requiring fracture fixation or orthopaedic corrective surgery
Orthopaedics | Trauma - Extramedullary fixation | Plate accessories | Non-locking screw | Depuy Synthes | Cortex Screw D 2.0mm, self-tapping, L 32mm | 401.832 | Standalone | DE0002215 | Patients requiring fracture fixation or orthopaedic corrective surgery
Orthopaedics | Trauma - Extramedullary fixation | Plate accessories | Non-locking screw | Depuy Synthes | Cortex Screw D 2.0mm, self-tapping, L 1034.17Dm | 401.834 | Standalone | DE0002215 | Patients requiring fracture fixation or orthopaedic corrective surgery
Orthopaedics | Trauma - Extramedullary fixation | Plate accessories | Non-locking screw | Depuy Synthes | Cortex Screw D 2.0mm, self-tapping, L 36mm | 401.836 | Standalone | DE0002215 | Patients requiring fracture fixation or orthopaedic corrective surgery
Orthopaedics | Trauma - Extramedullary fixation | Plate accessories | Non-locking screw | Depuy Synthes | Cortex Screw D 2.0mm, self-tapping, L 38mm | 401.838 | Standalone | DE0002215 | Patients requiring fracture fixation or orthopaedic corrective surgery
Orthopaedics | Trauma - Extramedullary fixation | Plate accessories | Locking screw | Depuy Synthes | Locking Screw Stardrive D 2.0 mm, self- tapping, length 6 mm, Titanium Alloy (TAN) | 401.876 | Standalone | DE0002215 | Patients requiring fracture fixation or orthopaedic corrective surgery
Orthopaedics | Trauma - Extramedullary fixation | Plate accessories | Locking screw | Depuy Synthes | Locking Screw Stardrive D 2.0 mm, self- tapping, length 7 mm, Titanium Alloy (TAN) | 401.877 | Standalone | DE0002215 | Patients requiring fracture fixation or orthopaedic corrective surgery
Orthopaedics | Trauma - Extramedullary fixation | Plate accessories | Locking screw | Depuy Synthes | Locking Screw Stardrive D 2.0 mm, self- tapping, length 8 mm, Titanium Alloy (TAN) | 401.878 | Standalone | DE0002215 | Patients requiring fracture fixation or orthopaedic corrective surgery
Orthopaedics | Trauma - Extramedullary fixation | Plate accessories | Locking screw | Depuy Synthes | Locking Screw Stardrive D 2.0 mm, self- tapping, length 9 mm, Titanium Alloy (TAN) | 401.879 | Standalone | DE0002215 | Patients requiring fracture fixation or orthopaedic corrective surgery
Orthopaedics | Trauma - Extramedullary fixation | Plate accessories | Locking screw | Depuy Synthes | Locking Screw Stardrive D 2.0 mm, self- tapping, length 10mm, Titanium Alloy (TAN) | 401.880 | Standalone | DE0002215 | Patients requiring fracture fixation or orthopaedic corrective surgery
Orthopaedics | Trauma - Extramedullary fixation | Plate accessories | Locking screw | Depuy Synthes | Locking Screw Stardrive D 2.0 mm, self- tapping, length 11 mm, Titanium Alloy (TAN) | 401.881 | Standalone | DE0002215 | Patients requiring fracture fixation or orthopaedic corrective surgery
Orthopaedics | Trauma - Extramedullary fixation | Plate accessories | Locking screw | Depuy Synthes | Locking Screw Stardrive D 2.0 mm, self- tapping, length 12mm, Titanium Alloy (TAN) | 401.882 | Standalone | DE0002215 | Patients requiring fracture fixation or orthopaedic corrective surgery
Orthopaedics | Trauma - Extramedullary fixation | Plate accessories | Locking screw | Depuy Synthes | Locking Screw Stardrive D 2.0 mm, self- tapping, length 13mm, Titanium Alloy (TAN) | 401.883 | Standalone | DE0002215 | Patients requiring fracture fixation or orthopaedic corrective surgery
Orthopaedics | Trauma - Extramedullary fixation | Plate accessories | Locking screw | Depuy Synthes | Locking Screw Stardrive D 2.0 mm, self- tapping, length 14mm, Titanium Alloy (TAN) | 401.884 | Standalone | DE0002215 | Patients requiring fracture fixation or orthopaedic corrective surgery
Orthopaedics | Trauma - Extramedullary fixation | Plate accessories | Locking screw | Depuy Synthes | Locking Screw Stardrive D 2.0 mm, self- tapping, length 16 mm, Titanium Alloy (TAN) | 401.886 | Standalone | DE0002215 | Patients requiring fracture fixation or orthopaedic corrective surgery
Orthopaedics | Trauma - Extramedullary fixation | Plate accessories | Locking screw | Depuy Synthes | Locking Screw Stardrive D 2.0 mm, self- tapping, length 18 mm, Titanium Alloy (TAN) | 401.888 | Standalone | DE0002215 | Patients requiring fracture fixation or orthopaedic corrective surgery
Orthopaedics | Trauma - Extramedullary fixation | Plate accessories | Locking screw | Depuy Synthes | Locking Screw Stardrive D 2.0 mm, self- tapping, length 20 mm, Titanium Alloy (TAN) | 401.890 | Standalone | DE0002215 | Patients requiring fracture fixation or orthopaedic corrective surgery
Orthopaedics | Trauma - Extramedullary fixation | Plate accessories | Locking screw | Depuy Synthes | Locking Screw Stardrive D 2.0 mm, self- tapping, length 22 mm, Titanium Alloy (TAN) | 401.892 | Standalone | DE0002215 | Patients requiring fracture fixation or orthopaedic corrective surgery
Orthopaedics | Trauma - Extramedullary fixation | Plate accessories | Locking screw | Depuy Synthes | Locking Screw Stardrive D 2.0 mm, self- tapping, length 24 mm, Titanium Alloy (TAN) | 401.894 | Standalone | DE0002215 | Patients requiring fracture fixation or orthopaedic corrective surgery
Orthopaedics | Trauma - Extramedullary fixation | Plate accessories | Locking screw | Depuy Synthes | Locking Screw Stardrive D 2.0 mm, self- tapping, length 26 mm, Titanium Alloy (TAN) | 401.896 | Standalone | DE0002215 | Patients requiring fracture fixation or orthopaedic corrective surgery
Orthopaedics | Trauma - Extramedullary fixation | Plate accessories | Locking screw | Depuy Synthes | Locking Screw Stardrive D 2.0 mm, self- tapping, length 28 mm, Titanium Alloy (TAN) | 401.898 | Standalone | DE0002215 | Patients requiring fracture fixation or orthopaedic corrective surgery
Orthopaedics | Trauma - Extramedullary fixation | Plate accessories | Locking screw | Depuy Synthes | Locking Screw Stardrive D 2.0 mm, self- tapping, length 30 mm, Titanium Alloy (TAN) | 401.900 | Standalone | DE0002215 | Patients requiring fracture fixation or orthopaedic corrective surgery
Orthopaedics | Trauma - Extramedullary fixation | Fixation screw | Cannulated screw | Depuy Synthes | Cannulated Screw D 3.0mm, self-drill., L 8/4mm | 402.608 | Standalone | DE0002110 | Patients requiring fracture fixation or orthopaedic corrective surgery
Orthopaedics | Trauma - Extramedullary fixation | Fixation screw | Cannulated screw | Depuy Synthes | Cannulated Screw D 3.0mm, self-drill., L 9/4mm | 402.609 | Standalone | DE0002110 | Patients requiring fracture fixation or orthopaedic corrective surgery
Orthopaedics | Trauma - Extramedullary fixation | Fixation screw | Cannulated screw | Depuy Synthes | Cannulated Screw D 3.0mm, self-drill., L 10/4mm | 402.610 | Standalone | DE0002110 | Patients requiring fracture fixation or orthopaedic corrective surgery
Orthopaedics | Trauma - Extramedullary fixation | Fixation screw | Cannulated screw | Depuy Synthes | Cannulated Screw D 3.0mm, self-drill., L 11/4mm | 402.611 | Standalone | DE0002110 | Patients requiring fracture fixation or orthopaedic corrective surgery
Orthopaedics | Trauma - Extramedullary fixation | Fixation screw | Cannulated screw | Depuy Synthes | Cannulated Screw D 3.0mm, self-drill., L 12/4mm | 402.612 | Standalone | DE0002110 | Patients requiring fracture fixation or orthopaedic corrective surgery
Orthopaedics | Trauma - Extramedullary fixation | Fixation screw | Cannulated screw | Depuy Synthes | Cannulated Screw D 3.0mm, self-drill., L 13/4mm | 402.613 | Standalone | DE0002110 | Patients requiring fracture fixation or orthopaedic corrective surgery
Orthopaedics | Trauma - Extramedullary fixation | Fixation screw | Cannulated screw | Depuy Synthes | Cannulated Screw D 3.0mm, self-drill., L 14/4mm | 402.614 | Standalone | DE0002110 | Patients requiring fracture fixation or orthopaedic corrective surgery
Orthopaedics | Trauma - Extramedullary fixation | Fixation screw | Cannulated screw | Depuy Synthes | Cannulated Screw D 3.0mm, self-drill., L 15/4mm | 402.615 | Standalone | DE0002110 | Patients requiring fracture fixation or orthopaedic corrective surgery
Orthopaedics | Trauma - Extramedullary fixation | Fixation screw | Cannulated screw | Depuy Synthes | Cannulated Screw D 3.0mm, self-drill., L 16/4mm | 402.616 | Standalone | DE0002110 | Patients requiring fracture fixation or orthopaedic corrective surgery
Orthopaedics | Trauma - Extramedullary fixation | Fixation screw | Cannulated screw | Depuy Synthes | Cannulated Screw D 3.0mm, self-drill., L 17/4mm | 402.617 | Standalone | DE0002110 | Patients requiring fracture fixation or orthopaedic corrective surgery
Orthopaedics | Trauma - Extramedullary fixation | Fixation screw | Cannulated screw | Depuy Synthes | Cannulated Screw D 3.0mm, self-drill., L 18/5mm | 402.618 | Standalone | DE0002110 | Patients requiring fracture fixation or orthopaedic corrective surgery
Orthopaedics | Trauma - Extramedullary fixation | Fixation screw | Cannulated screw | Depuy Synthes | Cannulated Screw D 3.0mm, self-drill., L 19/5mm | 402.619 | Standalone | DE0002110 | Patients requiring fracture fixation or orthopaedic corrective surgery
Orthopaedics | Trauma - Extramedullary fixation | Fixation screw | Cannulated screw | Depuy Synthes | Cannulated Screw D 3.0mm, self-drill., L 20/5mm | 402.620 | Standalone | DE0002110 | Patients requiring fracture fixation or orthopaedic corrective surgery
Orthopaedics | Trauma - Extramedullary fixation | Fixation screw | Cannulated screw | Depuy Synthes | Cannulated Screw D 3.0mm, self-drill., L 21/5mm | 402.621 | Standalone | DE0002110 | Patients requiring fracture fixation or orthopaedic corrective surgery
Orthopaedics | Trauma - Extramedullary fixation | Fixation screw | Cannulated screw | Depuy Synthes | Cannulated Screw D 3.0mm, self-drill., L 22/5mm | 402.622 | Standalone | DE0002110 | Patients requiring fracture fixation or orthopaedic corrective surgery
Orthopaedics | Trauma - Extramedullary fixation | Fixation screw | Cannulated screw | Depuy Synthes | Cannulated Screw D 3.0mm, self-drill., L 23/5mm | 402.623 | Standalone | DE0002110 | Patients requiring fracture fixation or orthopaedic corrective surgery
Orthopaedics | Trauma - Extramedullary fixation | Fixation screw | Cannulated screw | Depuy Synthes | Cannulated Screw D 3.0mm, self-drill., L 24/6mm | 402.624 | Standalone | DE0002110 | Patients requiring fracture fixation or orthopaedic corrective surgery
Orthopaedics | Trauma - Extramedullary fixation | Fixation screw | Cannulated screw | Depuy Synthes | Cannulated Screw D 3.0mm, self-drill., L 25/6mm | 402.625 | Standalone | DE0002110 | Patients requiring fracture fixation or orthopaedic corrective surgery
Orthopaedics | Trauma - Extramedullary fixation | Fixation screw | Cannulated screw | Depuy Synthes | Cannulated Screw D 3.0mm, self-drill., L 26/6mm | 402.626 | Standalone | DE0002110 | Patients requiring fracture fixation or orthopaedic corrective surgery
Orthopaedics | Trauma - Extramedullary fixation | Fixation screw | Cannulated screw | Depuy Synthes | Cannulated Screw D 3.0mm, self-drill., L 27/6mm | 402.627 | Standalone | DE0002110 | Patients requiring fracture fixation or orthopaedic corrective surgery
Orthopaedics | Trauma - Extramedullary fixation | Fixation screw | Cannulated screw | Depuy Synthes | Cannulated Screw D 3.0mm, self-drill., L 28/6mm | 402.628 | Standalone | DE0002110 | Patients requiring fracture fixation or orthopaedic corrective surgery
Orthopaedics | Trauma - Extramedullary fixation | Fixation screw | Cannulated screw | Depuy Synthes | Cannulated Screw D 3.0mm, self-drill., L 29/6mm | 402.629 | Standalone | DE0002110 | Patients requiring fracture fixation or orthopaedic corrective surgery
Orthopaedics | Trauma - Extramedullary fixation | Fixation screw | Cannulated screw | Depuy Synthes | Cannulated Screw D 3.0mm, self-drill., L 30/6mm | 402.630 | Standalone | DE0002110 | Patients requiring fracture fixation or orthopaedic corrective surgery
Orthopaedics | Trauma - Extramedullary fixation | Fixation screw | Cannulated screw | Depuy Synthes | Cannulated Screw D 3.0mm, self-drill., L 32/6mm | 402.632 | Standalone | DE0002110 | Patients requiring fracture fixation or orthopaedic corrective surgery
Orthopaedics | Trauma - Extramedullary fixation | Fixation screw | Cannulated screw | Depuy Synthes | Cannulated Screw D 3.0mm, self-drill., L 34/7mm | 402.634 | Standalone | DE0002110 | Patients requiring fracture fixation or orthopaedic corrective surgery
Orthopaedics | Trauma - Extramedullary fixation | Fixation screw | Cannulated screw | Depuy Synthes | Cannulated Screw D 3.0mm, self-drill., L 36/7mm | 402.636 | Standalone | DE0002110 | Patients requiring fracture fixation or orthopaedic corrective surgery
Orthopaedics | Trauma - Extramedullary fixation | Fixation screw | Cannulated screw | Depuy Synthes | Cannulated Screw D 3.0mm, self-drill., L 38/8mm | 402.638 | Standalone | DE0002110 | Patients requiring fracture fixation or orthopaedic corrective surgery
Orthopaedics | Trauma - Extramedullary fixation | Fixation screw | Cannulated screw | Depuy Synthes | Cannulated Screw D 3.0mm, self-drill., L 40/8mm | 402.640 | Standalone | DE0002110 | Patients requiring fracture fixation or orthopaedic corrective surgery
Orthopaedics | Trauma - Extramedullary fixation | Fixation screw | Cannulated screw | Depuy Synthes | Cannulated Screw D 3.0mm, self-drill., L 42/8mm | 402.642 | Standalone | DE0002110 | Patients requiring fracture fixation or orthopaedic corrective surgery
Orthopaedics | Trauma - Extramedullary fixation | Fixation screw | Cannulated screw | Depuy Synthes | Cannulated Screw D 3.0mm, self-drill., L 44/9mm | 402.644 | Standalone | DE0002110 | Patients requiring fracture fixation or orthopaedic corrective surgery
Orthopaedics | Trauma - Extramedullary fixation | Fixation screw | Cannulated screw | Depuy Synthes | Cannulated Screw D 3.0mm, self-drill., L 46/9mm | 402.646 | Standalone | DE0002110 | Patients requiring fracture fixation or orthopaedic corrective surgery
Orthopaedics | Trauma - Extramedullary fixation | Fixation screw | Cannulated screw | Depuy Synthes | Cannulated Screw D 3.0mm, self-drill., L 48/10mm | 402.648 | Standalone | DE0002110 | Patients requiring fracture fixation or orthopaedic corrective surgery
Orthopaedics | Trauma - Extramedullary fixation | Fixation screw | Cannulated screw | Depuy Synthes | Cannulated Screw D 3.0mm, self-drill., L 50/10mm | 402.650 | Standalone | DE0002110 | Patients requiring fracture fixation or orthopaedic corrective surgery
Orthopaedics | Trauma - Extramedullary fixation | Fixation screw | Cannulated screw | Depuy Synthes | Cannulated Screw D 3.0mm, self-drill., L 14/6mm | 402.714 | Standalone | DE0002110 | Patients requiring fracture fixation or orthopaedic corrective surgery
Orthopaedics | Trauma - Extramedullary fixation | Fixation screw | Cannulated screw | Depuy Synthes | Cannulated Screw D 3.0mm, self-drill., L 15/7mm | 402.715 | Standalone | DE0002110 | Patients requiring fracture fixation or orthopaedic corrective surgery
Orthopaedics | Trauma - Extramedullary fixation | Fixation screw | Cannulated screw | Depuy Synthes | Cannulated Screw D 3.0mm, self-drill., L 16/7mm | 402.716 | Standalone | DE0002110 | Patients requiring fracture fixation or orthopaedic corrective surgery
Orthopaedics | Trauma - Extramedullary fixation | Fixation screw | Cannulated screw | Depuy Synthes | Cannulated Screw D 3.0mm, self-drill., L 17/8mm | 402.717 | Standalone | DE0002110 | Patients requiring fracture fixation or orthopaedic corrective surgery
Orthopaedics | Trauma - Extramedullary fixation | Fixation screw | Cannulated screw | Depuy Synthes | Cannulated Screw D 3.0mm, self-drill., L 18/8mm | 402.718 | Standalone | DE0002110 | Patients requiring fracture fixation or orthopaedic corrective surgery
Orthopaedics | Trauma - Extramedullary fixation | Fixation screw | Cannulated screw | Depuy Synthes | Cannulated Screw D 3.0mm, self-drill., L 19/9mm | 402.719 | Standalone | DE0002110 | Patients requiring fracture fixation or orthopaedic corrective surgery
Orthopaedics | Trauma - Extramedullary fixation | Fixation screw | Cannulated screw | Depuy Synthes | Cannulated Screw D 3.0mm, self-drill., L 20/9mm | 402.720 | Standalone | DE0002110 | Patients requiring fracture fixation or orthopaedic corrective surgery
Orthopaedics | Trauma - Extramedullary fixation | Fixation screw | Cannulated screw | Depuy Synthes | Cannulated Screw D 3.0mm, self-drill., L 21/9mm | 402.721 | Standalone | DE0002110 | Patients requiring fracture fixation or orthopaedic corrective surgery
Orthopaedics | Trauma - Extramedullary fixation | Fixation screw | Cannulated screw | Depuy Synthes | Cannulated Screw D 3.0mm, self-drill., L 22/10mm | 402.722 | Standalone | DE0002110 | Patients requiring fracture fixation or orthopaedic corrective surgery
Orthopaedics | Trauma - Extramedullary fixation | Fixation screw | Cannulated screw | Depuy Synthes | Cannulated Screw D 3.0mm, self-drill., L 23/10mm | 402.723 | Standalone | DE0002110 | Patients requiring fracture fixation or orthopaedic corrective surgery
Orthopaedics | Trauma - Extramedullary fixation | Fixation screw | Cannulated screw | Depuy Synthes | Cannulated Screw D 3.0mm, self-drill., L 24/10mm | 402.724 | Standalone | DE0002110 | Patients requiring fracture fixation or orthopaedic corrective surgery
Orthopaedics | Trauma - Extramedullary fixation | Fixation screw | Cannulated screw | Depuy Synthes | Cannulated Screw D 3.0mm, self-drill., L 25/10mm | 402.725 | Standalone | DE0002110 | Patients requiring fracture fixation or orthopaedic corrective surgery
Orthopaedics | Trauma - Extramedullary fixation | Fixation screw | Cannulated screw | Depuy Synthes | Cannulated Screw D 3.0mm, self-drill., L 26/12mm | 402.726 | Standalone | DE0002110 | Patients requiring fracture fixation or orthopaedic corrective surgery
Orthopaedics | Trauma - Extramedullary fixation | Fixation screw | Cannulated screw | Depuy Synthes | Cannulated Screw D 3.0mm, self-drill., L 27/12mm | 402.727 | Standalone | DE0002110 | Patients requiring fracture fixation or orthopaedic corrective surgery
Orthopaedics | Trauma - Extramedullary fixation | Fixation screw | Cannulated screw | Depuy Synthes | Cannulated Screw D 3.0mm, self-drill., L 28/12mm | 402.728 | Standalone | DE0002110 | Patients requiring fracture fixation or orthopaedic corrective surgery
Orthopaedics | Trauma - Extramedullary fixation | Fixation screw | Cannulated screw | Depuy Synthes | Cannulated Screw D 3.0mm, self-drill., L 29/12mm | 402.729 | Standalone | DE0002110 | Patients requiring fracture fixation or orthopaedic corrective surgery
Orthopaedics | Trauma - Extramedullary fixation | Fixation screw | Cannulated screw | Depuy Synthes | Cannulated Screw D 3.0mm, self-drill., L 30/14mm | 402.730 | Standalone | DE0002110 | Patients requiring fracture fixation or orthopaedic corrective surgery
Orthopaedics | Trauma - Extramedullary fixation | Fixation screw | Cannulated screw | Depuy Synthes | Cannulated Screw D 3.0mm, self-drill., L 32/14mm | 402.732 | Standalone | DE0002110 | Patients requiring fracture fixation or orthopaedic corrective surgery
Orthopaedics | Trauma - Extramedullary fixation | Fixation screw | Cannulated screw | Depuy Synthes | Cannulated Screw D 3.0mm, self-drill., L 34/16mm | 402.734 | Standalone | DE0002110 | Patients requiring fracture fixation or orthopaedic corrective surgery
Orthopaedics | Trauma - Extramedullary fixation | Fixation screw | Cannulated screw | Depuy Synthes | Cannulated Screw D 3.0mm, self-drill., L 36/16mm | 402.736 | Standalone | DE0002110 | Patients requiring fracture fixation or orthopaedic corrective surgery
Orthopaedics | Trauma - Extramedullary fixation | Fixation screw | Cannulated screw | Depuy Synthes | Cannulated Screw D 3.0mm, self-drill., L 38/547.501Dm | 402.738 | Standalone | DE0002110 | Patients requiring fracture fixation or orthopaedic corrective surgery
Orthopaedics | Trauma - Extramedullary fixation | Fixation screw | Cannulated screw | Depuy Synthes | Cannulated Screw D 3.0mm, self-drill., L 40/547.501Dm | 402.740 | Standalone | DE0002110 | Patients requiring fracture fixation or orthopaedic corrective surgery
Orthopaedics | Trauma - Extramedullary fixation | Fixation screw | Cannulated screw | Depuy Synthes | Cannulated Screw D 3.0mm, self-drill., L 42/20mm | 402.742 | Standalone | DE0002110 | Patients requiring fracture fixation or orthopaedic corrective surgery
Orthopaedics | Trauma - Extramedullary fixation | Fixation screw | Cannulated screw | Depuy Synthes | Cannulated Screw D 3.0mm, self-drill., L 44/20mm | 402.744 | Standalone | DE0002110 | Patients requiring fracture fixation or orthopaedic corrective surgery
Orthopaedics | Trauma - Extramedullary fixation | Fixation screw | Cannulated screw | Depuy Synthes | Cannulated Screw D 3.0mm, self-drill., L 46/669.167Dm | 402.746 | Standalone | DE0002110 | Patients requiring fracture fixation or orthopaedic corrective surgery
Orthopaedics | Trauma - Extramedullary fixation | Fixation screw | Cannulated screw | Depuy Synthes | Cannulated Screw D 3.0mm, self-drill., L 48/669.167Dm | 402.748 | Standalone | DE0002110 | Patients requiring fracture fixation or orthopaedic corrective surgery
Orthopaedics | Trauma - Extramedullary fixation | Fixation screw | Cannulated screw | Depuy Synthes | Cannulated Screw D 3.0mm, self-drill., L 50/669.167Dm | 402.749 | Standalone | DE0002110 | Patients requiring fracture fixation or orthopaedic corrective surgery
Orthopaedics | Trauma - Extramedullary fixation | Plate accessories | Non-locking screw | Depuy Synthes | CORTSCR D2.7 SELF-TAP L24 TI | 402.824 | Standalone | DE0002132 | Patients requiring fracture fixation or orthopaedic corrective surgery
Orthopaedics | Trauma - Extramedullary fixation | Plate accessories | Non-locking screw | Depuy Synthes | Cortex Screw Stardrive D 2.7mm, L 6mm | 402.866 | Standalone | DE0005967 | Patients requiring fracture fixation or orthopaedic corrective surgery
Orthopaedics | Trauma - Extramedullary fixation | Plate accessories | Non-locking screw | Depuy Synthes | Cortex Screw Stardrive D 2.7mm, L 8mm | 402.868 | Standalone | DE0005967 | Patients requiring fracture fixation or orthopaedic corrective surgery
Orthopaedics | Trauma - Extramedullary fixation | Plate accessories | Non-locking screw | Depuy Synthes | Cortex Screw Stardrive D 2.7mm, L 10mm | 402.870 | Standalone | DE0002133 | Patients requiring fracture fixation or orthopaedic corrective surgery
Orthopaedics | Trauma - Extramedullary fixation | Plate accessories | Non-locking screw | Depuy Synthes | Cortex Screw Stardrive D 2.7mm, L 12mm | 402.872 | Standalone | DE0002133 | Patients requiring fracture fixation or orthopaedic corrective surgery
Orthopaedics | Trauma - Extramedullary fixation | Plate accessories | Non-locking screw | Depuy Synthes | Cortex Screw Stardrive D 2.7mm, L 14mm | 402.874 | Standalone | DE0002133 | Patients requiring fracture fixation or orthopaedic corrective surgery
Orthopaedics | Trauma - Extramedullary fixation | Plate accessories | Non-locking screw | Depuy Synthes | Cortex Screw Stardrive D 2.7mm, L 16mm | 402.876 | Standalone | DE0002133 | Patients requiring fracture fixation or orthopaedic corrective surgery
Orthopaedics | Trauma - Extramedullary fixation | Plate accessories | Non-locking screw | Depuy Synthes | Cortex Screw Stardrive D 2.7mm, L 547.501Dm | 402.878 | Standalone | DE0002133 | Patients requiring fracture fixation or orthopaedic corrective surgery
Orthopaedics | Trauma - Extramedullary fixation | Plate accessories | Non-locking screw | Depuy Synthes | Cortex Screw Stardrive D 2.7mm, L 20mm | 402.880 | Standalone | DE0002133 | Patients requiring fracture fixation or orthopaedic corrective surgery
Orthopaedics | Trauma - Extramedullary fixation | Plate accessories | Non-locking screw | Depuy Synthes | Cortex Screw Stardrive D 2.7mm, L 669.167Dm | 402.882 | Standalone | DE0002133 | Patients requiring fracture fixation or orthopaedic corrective surgery
Orthopaedics | Trauma - Extramedullary fixation | Plate accessories | Non-locking screw | Depuy Synthes | Cortex Screw Stardrive D 2.7mm, L 24mm | 402.884 | Standalone | DE0002133 | Patients requiring fracture fixation or orthopaedic corrective surgery
Orthopaedics | Trauma - Extramedullary fixation | Plate accessories | Non-locking screw | Depuy Synthes | Cortex Screw Stardrive D 2.7mm, L 26mm | 402.886 | Standalone | DE0002133 | Patients requiring fracture fixation or orthopaedic corrective surgery
Orthopaedics | Trauma - Extramedullary fixation | Plate accessories | Non-locking screw | Depuy Synthes | Cortex Screw Stardrive D 2.7mm, L 28mm | 402.888 | Standalone | DE0002133 | Patients requiring fracture fixation or orthopaedic corrective surgery
Orthopaedics | Trauma - Extramedullary fixation | Plate accessories | Non-locking screw | Depuy Synthes | Cortex Screw Stardrive D 2.7mm, L 912.501Dm | 402.890 | Standalone | DE0002133 | Patients requiring fracture fixation or orthopaedic corrective surgery
Orthopaedics | Trauma - Extramedullary fixation | Plate accessories | Non-locking screw | Depuy Synthes | Cortex Screw Stardrive D 2.7mm, L 32mm | 402.892 | Standalone | DE0005967 | Patients requiring fracture fixation or orthopaedic corrective surgery
Orthopaedics | Trauma - Extramedullary fixation | Plate accessories | Non-locking screw | Depuy Synthes | Cortex Screw Stardrive D 2.7mm, L 1034.17Dm | 402.894 | Standalone | DE0005967 | Patients requiring fracture fixation or orthopaedic corrective surgery
Orthopaedics | Trauma - Extramedullary fixation | Plate accessories | Non-locking screw | Depuy Synthes | Cortex Screw Stardrive D 2.7mm, L 36mm | 402.896 | Standalone | DE0005967 | Patients requiring fracture fixation or orthopaedic corrective surgery
Orthopaedics | Trauma - Extramedullary fixation | Plate accessories | Non-locking screw | Depuy Synthes | Cortex Screw Stardrive D 2.7mm, L 38mm | 402.898 | Standalone | DE0005967 | Patients requiring fracture fixation or orthopaedic corrective surgery
Orthopaedics | Trauma - Extramedullary fixation | Plate accessories | Non-locking screw | Depuy Synthes | Cortex Screw Stardrive D 2.7mm, L 40mm | 402.900 | Standalone | DE0005967 | Patients requiring fracture fixation or orthopaedic corrective surgery
Orthopaedics | Trauma - Extramedullary fixation | Plate accessories | Non-locking screw | Depuy Synthes | Cortex Screw Stardrive D 2.7mm, L 42mm | 402.962 | Standalone | DE0008374 | Patients requiring fracture fixation or orthopaedic corrective surgery
Orthopaedics | Trauma - Extramedullary fixation | Plate accessories | Non-locking screw | Depuy Synthes | Cortex Screw Stardrive D 2.7mm, L 44mm | 402.963 | Standalone | DE0008374 | Patients requiring fracture fixation or orthopaedic corrective surgery
Orthopaedics | Trauma - Extramedullary fixation | Plate accessories | Non-locking screw | Depuy Synthes | Cortex Screw Stardrive D 2.7mm, L 45mm | 402.964 | Standalone | DE0008374 | Patients requiring fracture fixation or orthopaedic corrective surgery
Orthopaedics | Trauma - Extramedullary fixation | Plate accessories | Non-locking screw | Depuy Synthes | Cortex Screw Stardrive D 2.7mm, L 46mm | 402.965 | Standalone | DE0005967 | Patients requiring fracture fixation or orthopaedic corrective surgery
Orthopaedics | Trauma - Extramedullary fixation | Plate accessories | Non-locking screw | Depuy Synthes | Cortex Screw Stardrive D 2.7mm, L 48mm | 402.966 | Standalone | DE0005967 | Patients requiring fracture fixation or orthopaedic corrective surgery
Orthopaedics | Trauma - Extramedullary fixation | Plate accessories | Non-locking screw | Depuy Synthes | Cortex Screw Stardrive D 2.7mm, L 50mm | 402.967 | Standalone | DE0005967 | Patients requiring fracture fixation or orthopaedic corrective surgery
Orthopaedics | Trauma - Extramedullary fixation | Plate accessories | Non-locking screw | Depuy Synthes | Cortex Screw Stardrive D 2.7mm, L 55mm | 402.968 | Standalone | DE0005967 | Patients requiring fracture fixation or orthopaedic corrective surgery
Orthopaedics | Trauma - Extramedullary fixation | Plate accessories | Non-locking screw | Depuy Synthes | Cortex Screw Stardrive D 2.7mm, L 60mm | 402.969 | Standalone | DE0005967 | Patients requiring fracture fixation or orthopaedic corrective surgery
Orthopaedics | Trauma - Extramedullary fixation | Fixation screw | Cannulated screw | Depuy Synthes | Cannulated Screw D 3.5mm, self-drill., L 10/5mm | 405.110 | Standalone | DE0002111 | Patients requiring fracture fixation or orthopaedic corrective surgery
Orthopaedics | Trauma - Extramedullary fixation | Fixation screw | Cannulated screw | Depuy Synthes | Cannulated Screw D 3.5mm, self-drill., L 12/5mm | 405.112 | Standalone | DE0002111 | Patients requiring fracture fixation or orthopaedic corrective surgery
Orthopaedics | Trauma - Extramedullary fixation | Fixation screw | Cannulated screw | Depuy Synthes | Cannulated Screw D 3.5mm, self-drill., L 14/5mm | 405.114 | Standalone | DE0002111 | Patients requiring fracture fixation or orthopaedic corrective surgery
Orthopaedics | Trauma - Extramedullary fixation | Fixation screw | Cannulated screw | Depuy Synthes | Cannulated Screw D 3.5mm, self-drill., L 16/5mm | 405.116 | Standalone | DE0002111 | Patients requiring fracture fixation or orthopaedic corrective surgery
Orthopaedics | Trauma - Extramedullary fixation | Fixation screw | Cannulated screw | Depuy Synthes | Cannulated Screw D 3.5mm, self-drill., L 18/6mm | 405.118 | Standalone | DE0002111 | Patients requiring fracture fixation or orthopaedic corrective surgery
Orthopaedics | Trauma - Extramedullary fixation | Fixation screw | Cannulated screw | Depuy Synthes | Cannulated Screw D 3.5mm, self-drill., L 20/7mm | 405.120 | Standalone | DE0002111 | Patients requiring fracture fixation or orthopaedic corrective surgery
Orthopaedics | Trauma - Extramedullary fixation | Fixation screw | Cannulated screw | Depuy Synthes | Cannulated Screw D 3.5mm, self-drill., L 22/7mm | 405.122 | Standalone | DE0002111 | Patients requiring fracture fixation or orthopaedic corrective surgery
Orthopaedics | Trauma - Extramedullary fixation | Fixation screw | Cannulated screw | Depuy Synthes | Cannulated Screw D 3.5mm, self-drill., L 24/8mm | 405.124 | Standalone | DE0002111 | Patients requiring fracture fixation or orthopaedic corrective surgery
Orthopaedics | Trauma - Extramedullary fixation | Fixation screw | Cannulated screw | Depuy Synthes | Cannulated Screw D 3.5mm, self-drill., L 26/8mm | 405.126 | Standalone | DE0002111 | Patients requiring fracture fixation or orthopaedic corrective surgery
Orthopaedics | Trauma - Extramedullary fixation | Fixation screw | Cannulated screw | Depuy Synthes | Cannulated Screw D 3.5mm, self-drill., L 28/9mm | 405.128 | Standalone | DE0002111 | Patients requiring fracture fixation or orthopaedic corrective surgery
Orthopaedics | Trauma - Extramedullary fixation | Fixation screw | Cannulated screw | Depuy Synthes | Cannulated Screw D 3.5mm, self-drill., L 30/10mm | 405.130 | Standalone | DE0002111 | Patients requiring fracture fixation or orthopaedic corrective surgery
Orthopaedics | Trauma - Extramedullary fixation | Fixation screw | Cannulated screw | Depuy Synthes | Cannulated Screw D 3.5mm, self-drill., L 32/11mm | 405.132 | Standalone | DE0002111 | Patients requiring fracture fixation or orthopaedic corrective surgery
Orthopaedics | Trauma - Extramedullary fixation | Fixation screw | Cannulated screw | Depuy Synthes | Cannulated Screw D 3.5mm, self-drill., L 34/11mm | 405.134 | Standalone | DE0002111 | Patients requiring fracture fixation or orthopaedic corrective surgery
Orthopaedics | Trauma - Extramedullary fixation | Fixation screw | Cannulated screw | Depuy Synthes | Cannulated Screw D 3.5mm, self-drill., L 36/12mm | 405.136 | Standalone | DE0002111 | Patients requiring fracture fixation or orthopaedic corrective surgery
Orthopaedics | Trauma - Extramedullary fixation | Fixation screw | Cannulated screw | Depuy Synthes | Cannulated Screw D 3.5mm, self-drill., L 38/12mm | 405.138 | Standalone | DE0002111 | Patients requiring fracture fixation or orthopaedic corrective surgery
Orthopaedics | Trauma - Extramedullary fixation | Fixation screw | Cannulated screw | Depuy Synthes | Cannulated Screw D 3.5mm, self-drill., L 40/13mm | 405.140 | Standalone | DE0002111 | Patients requiring fracture fixation or orthopaedic corrective surgery
Orthopaedics | Trauma - Extramedullary fixation | Fixation screw | Cannulated screw | Depuy Synthes | Cannulated Screw D 3.5mm, self-drill., L 42/14mm | 405.142 | Standalone | DE0002111 | Patients requiring fracture fixation or orthopaedic corrective surgery
Orthopaedics | Trauma - Extramedullary fixation | Fixation screw | Cannulated screw | Depuy Synthes | Cannulated Screw D 3.5mm, self-drill., L 44/14mm | 405.144 | Standalone | DE0002111 | Patients requiring fracture fixation or orthopaedic corrective surgery
Orthopaedics | Trauma - Extramedullary fixation | Fixation screw | Cannulated screw | Depuy Synthes | Cannulated Screw D 3.5mm, self-drill., L 46/456.25Dm | 405.146 | Standalone | DE0002111 | Patients requiring fracture fixation or orthopaedic corrective surgery
Orthopaedics | Trauma - Extramedullary fixation | Fixation screw | Cannulated screw | Depuy Synthes | Cannulated Screw D 3.5mm, self-drill., L 48/456.25Dm | 405.148 | Standalone | DE0002111 | Patients requiring fracture fixation or orthopaedic corrective surgery
Orthopaedics | Trauma - Extramedullary fixation | Fixation screw | Cannulated screw | Depuy Synthes | Cannulated Screw D 3.5mm, self-drill., L 50/16mm | 405.150 | Standalone | DE0002111 | Patients requiring fracture fixation or orthopaedic corrective surgery
Orthopaedics | Trauma - Extramedullary fixation | Fixation screw | Cannulated screw | Depuy Synthes | Cannulated Screw D 3.5mm, self-drill., L 10mm | 405.310 | Standalone | DE0002111 | Patients requiring fracture fixation or orthopaedic corrective surgery
Orthopaedics | Trauma - Extramedullary fixation | Fixation screw | Cannulated screw | Depuy Synthes | Cannulated Screw D 3.5mm, self-drill., L 12mm | 405.312 | Standalone | DE0002111 | Patients requiring fracture fixation or orthopaedic corrective surgery
Orthopaedics | Trauma - Extramedullary fixation | Fixation screw | Cannulated screw | Depuy Synthes | Cannulated Screw D 3.5mm, self-drill., L 14mm | 405.314 | Standalone | DE0002111 | Patients requiring fracture fixation or orthopaedic corrective surgery
Orthopaedics | Trauma - Extramedullary fixation | Fixation screw | Cannulated screw | Depuy Synthes | Cannulated Screw D 3.5mm, self-drill., L 16mm | 405.316 | Standalone | DE0002111 | Patients requiring fracture fixation or orthopaedic corrective surgery
Orthopaedics | Trauma - Extramedullary fixation | Fixation screw | Cannulated screw | Depuy Synthes | Cannulated Screw D 3.5mm, self-drill., L 547.501Dm | 405.318 | Standalone | DE0002111 | Patients requiring fracture fixation or orthopaedic corrective surgery
Orthopaedics | Trauma - Extramedullary fixation | Fixation screw | Cannulated screw | Depuy Synthes | Cannulated Screw D 3.5mm, self-drill., L 20mm | 405.320 | Standalone | DE0002111 | Patients requiring fracture fixation or orthopaedic corrective surgery
Orthopaedics | Trauma - Extramedullary fixation | Fixation screw | Cannulated screw | Depuy Synthes | Cannulated Screw D 3.5mm, self-drill., L 669.167Dm | 405.322 | Standalone | DE0002111 | Patients requiring fracture fixation or orthopaedic corrective surgery
Orthopaedics | Trauma - Extramedullary fixation | Fixation screw | Cannulated screw | Depuy Synthes | Cannulated Screw D 3.5mm, self-drill., L 24mm | 405.324 | Standalone | DE0002111 | Patients requiring fracture fixation or orthopaedic corrective surgery
Orthopaedics | Trauma - Extramedullary fixation | Fixation screw | Cannulated screw | Depuy Synthes | Cannulated Screw D 3.5mm, self-drill., L 26mm | 405.326 | Standalone | DE0002111 | Patients requiring fracture fixation or orthopaedic corrective surgery
Orthopaedics | Trauma - Extramedullary fixation | Fixation screw | Cannulated screw | Depuy Synthes | Cannulated Screw D 3.5mm, self-drill., L 28mm | 405.328 | Standalone | DE0002111 | Patients requiring fracture fixation or orthopaedic corrective surgery
Orthopaedics | Trauma - Extramedullary fixation | Fixation screw | Cannulated screw | Depuy Synthes | Cannulated Screw D 3.5mm, self-drill., L 912.501Dm | 405.330 | Standalone | DE0002111 | Patients requiring fracture fixation or orthopaedic corrective surgery
Orthopaedics | Trauma - Extramedullary fixation | Fixation screw | Cannulated screw | Depuy Synthes | Cannulated Screw D 3.5mm, self-drill., L 32mm | 405.332 | Standalone | DE0002111 | Patients requiring fracture fixation or orthopaedic corrective surgery
Orthopaedics | Trauma - Extramedullary fixation | Fixation screw | Cannulated screw | Depuy Synthes | Cannulated Screw D 3.5mm, self-drill., L 1034.17Dm | 405.334 | Standalone | DE0002111 | Patients requiring fracture fixation or orthopaedic corrective surgery
Orthopaedics | Trauma - Extramedullary fixation | Fixation screw | Cannulated screw | Depuy Synthes | Cannulated Screw D 3.5mm, self-drill., L 36mm | 405.336 | Standalone | DE0002111 | Patients requiring fracture fixation or orthopaedic corrective surgery
Orthopaedics | Trauma - Extramedullary fixation | Fixation screw | Cannulated screw | Depuy Synthes | Cannulated Screw D 3.5mm, self-drill., L 38mm | 405.338 | Standalone | DE0002111 | Patients requiring fracture fixation or orthopaedic corrective surgery
Orthopaedics | Trauma - Extramedullary fixation | Fixation screw | Cannulated screw | Depuy Synthes | Cannulated Screw D 3.5mm, self-drill., L 40mm | 405.340 | Standalone | DE0002111 | Patients requiring fracture fixation or orthopaedic corrective surgery
Orthopaedics | Trauma - Extramedullary fixation | Fixation screw | Cannulated screw | Depuy Synthes | Cannulated Screw D 3.5mm, self-drill., L 42mm | 405.342 | Standalone | DE0002111 | Patients requiring fracture fixation or orthopaedic corrective surgery
Orthopaedics | Trauma - Extramedullary fixation | Fixation screw | Cannulated screw | Depuy Synthes | Cannulated Screw D 3.5mm, self-drill., L 44mm | 405.344 | Standalone | DE0002111 | Patients requiring fracture fixation or orthopaedic corrective surgery
Orthopaedics | Trauma - Extramedullary fixation | Fixation screw | Cannulated screw | Depuy Synthes | Cannulated Screw D 3.5mm, self-drill., L 46mm | 405.346 | Standalone | DE0002111 | Patients requiring fracture fixation or orthopaedic corrective surgery
Orthopaedics | Trauma - Extramedullary fixation | Fixation screw | Cannulated screw | Depuy Synthes | Cannulated Screw D 3.5mm, self-drill., L 48mm | 405.348 | Standalone | DE0002111 | Patients requiring fracture fixation or orthopaedic corrective surgery
Orthopaedics | Trauma - Extramedullary fixation | Fixation screw | Cannulated screw | Depuy Synthes | Cannulated Screw D 3.5mm, self-drill., L 50mm | 405.350 | Standalone | DE0002111 | Patients requiring fracture fixation or orthopaedic corrective surgery
Orthopaedics | Trauma - Extramedullary fixation | Plate accessories | Non-locking screw | Depuy Synthes | Cancellous Bone Screw D 4.0mm, L 10mm | 406.010 | Standalone | DE0005522 | Patients requiring fracture fixation or orthopaedic corrective surgery
Orthopaedics | Trauma - Extramedullary fixation | Plate accessories | Non-locking screw | Depuy Synthes | Cancellous Bone Screw D 4.0mm, L 12mm | 406.012 | Standalone | DE0005522 | Patients requiring fracture fixation or orthopaedic corrective surgery
Orthopaedics | Trauma - Extramedullary fixation | Plate accessories | Non-locking screw | Depuy Synthes | Cancellous Bone Screw D 4.0mm, L 14mm | 406.014 | Standalone | DE0005522 | Patients requiring fracture fixation or orthopaedic corrective surgery
Orthopaedics | Trauma - Extramedullary fixation | Plate accessories | Non-locking screw | Depuy Synthes | Cancellous Bone Screw D 4.0mm, L 16mm | 406.016 | Standalone | DE0005522 | Patients requiring fracture fixation or orthopaedic corrective surgery
Orthopaedics | Trauma - Extramedullary fixation | Plate accessories | Non-locking screw | Depuy Synthes | Cancellous Bone Screw D 4.0mm, L 547.501Dm | 406.018 | Standalone | DE0005522 | Patients requiring fracture fixation or orthopaedic corrective surgery
Orthopaedics | Trauma - Extramedullary fixation | Plate accessories | Non-locking screw | Depuy Synthes | Cancellous Bone Screw D 4.0mm, L 20mm | 406.020 | Standalone | DE0005522 | Patients requiring fracture fixation or orthopaedic corrective surgery
Orthopaedics | Trauma - Extramedullary fixation | Plate accessories | Non-locking screw | Depuy Synthes | Cancellous Bone Screw D 4.0mm, L 669.167Dm | 406.022 | Standalone | DE0005522 | Patients requiring fracture fixation or orthopaedic corrective surgery
Orthopaedics | Trauma - Extramedullary fixation | Plate accessories | Non-locking screw | Depuy Synthes | Cancellous Bone Screw D 4.0mm, L 24mm | 406.024 | Standalone | DE0005522 | Patients requiring fracture fixation or orthopaedic corrective surgery
Orthopaedics | Trauma - Extramedullary fixation | Plate accessories | Non-locking screw | Depuy Synthes | Cancellous Bone Screw D 4.0mm, L 26mm | 406.026 | Standalone | DE0005522 | Patients requiring fracture fixation or orthopaedic corrective surgery
Orthopaedics | Trauma - Extramedullary fixation | Plate accessories | Non-locking screw | Depuy Synthes | Cancellous Bone Screw D 4.0mm, L 28mm | 406.028 | Standalone | DE0005522 | Patients requiring fracture fixation or orthopaedic corrective surgery
Orthopaedics | Trauma - Extramedullary fixation | Plate accessories | Non-locking screw | Depuy Synthes | Cancellous Bone Screw D 4.0mm, L 912.501Dm | 406.030 | Standalone | DE0005522 | Patients requiring fracture fixation or orthopaedic corrective surgery
Orthopaedics | Trauma - Extramedullary fixation | Plate accessories | Non-locking screw | Depuy Synthes | Cancellous Bone Screw D 4.0mm, L 32mm | 406.032 | Standalone | DE0005522 | Patients requiring fracture fixation or orthopaedic corrective surgery
Orthopaedics | Trauma - Extramedullary fixation | Plate accessories | Non-locking screw | Depuy Synthes | Cancellous Bone Screw D 4.0mm, L 35mm | 406.035 | Standalone | DE0005522 | Patients requiring fracture fixation or orthopaedic corrective surgery
Orthopaedics | Trauma - Extramedullary fixation | Plate accessories | Non-locking screw | Depuy Synthes | Cancellous Bone Screw D 4.0mm, L 40mm | 406.040 | Standalone | DE0005522 | Patients requiring fracture fixation or orthopaedic corrective surgery
Orthopaedics | Trauma - Extramedullary fixation | Plate accessories | Non-locking screw | Depuy Synthes | Cancellous Bone Screw D 4.0mm, L 45mm | 406.045 | Standalone | DE0005522 | Patients requiring fracture fixation or orthopaedic corrective surgery
Orthopaedics | Trauma - Extramedullary fixation | Plate accessories | Non-locking screw | Depuy Synthes | Cancellous Bone Screw D 4.0mm, L 50mm | 406.050 | Standalone | DE0005522 | Patients requiring fracture fixation or orthopaedic corrective surgery
Orthopaedics | Trauma - Extramedullary fixation | Plate accessories | Non-locking screw | Depuy Synthes | Cancellous Bone Screw D 4.0mm, L 55mm | 406.055 | Standalone | DE0005522 | Patients requiring fracture fixation or orthopaedic corrective surgery
Orthopaedics | Trauma - Extramedullary fixation | Plate accessories | Non-locking screw | Depuy Synthes | Cancellous Bone Screw D 4.0mm, L 60mm | 406.060 | Standalone | DE0005522 | Patients requiring fracture fixation or orthopaedic corrective surgery
Orthopaedics | Trauma - Extramedullary fixation | Plate accessories | Non-locking screw | Depuy Synthes | Cancellous Bone Screw D 4.0mm, L 10/5mm | 407.010 | Standalone | DE0005522 | Patients requiring fracture fixation or orthopaedic corrective surgery
Orthopaedics | Trauma - Extramedullary fixation | Plate accessories | Non-locking screw | Depuy Synthes | Cancellous Bone Screw D 4.0mm, L 12/5mm | 407.012 | Standalone | DE0005522 | Patients requiring fracture fixation or orthopaedic corrective surgery
Orthopaedics | Trauma - Extramedullary fixation | Plate accessories | Non-locking screw | Depuy Synthes | Cancellous Bone Screw D 4.0mm, L 14/5mm | 407.014 | Standalone | DE0005522 | Patients requiring fracture fixation or orthopaedic corrective surgery
Orthopaedics | Trauma - Extramedullary fixation | Plate accessories | Non-locking screw | Depuy Synthes | Cancellous Bone Screw D 4.0mm, L 16/6mm | 407.016 | Standalone | DE0005522 | Patients requiring fracture fixation or orthopaedic corrective surgery
Orthopaedics | Trauma - Extramedullary fixation | Plate accessories | Non-locking screw | Depuy Synthes | Cancellous Bone Screw D 4.0mm, L 18/7mm | 407.018 | Standalone | DE0005522 | Patients requiring fracture fixation or orthopaedic corrective surgery
Orthopaedics | Trauma - Extramedullary fixation | Plate accessories | Non-locking screw | Depuy Synthes | Cancellous Bone Screw D 4.0mm, L 20/8mm | 407.020 | Standalone | DE0005522 | Patients requiring fracture fixation or orthopaedic corrective surgery
Orthopaedics | Trauma - Extramedullary fixation | Plate accessories | Non-locking screw | Depuy Synthes | Cancellous Bone Screw D 4.0mm, L 22/9mm | 407.022 | Standalone | DE0005522 | Patients requiring fracture fixation or orthopaedic corrective surgery
Orthopaedics | Trauma - Extramedullary fixation | Plate accessories | Non-locking screw | Depuy Synthes | Cancellous Bone Screw D 4.0mm, L 24/10mm | 407.024 | Standalone | DE0005522 | Patients requiring fracture fixation or orthopaedic corrective surgery
Orthopaedics | Trauma - Extramedullary fixation | Plate accessories | Non-locking screw | Depuy Synthes | Cancellous Bone Screw D 4.0mm, L 26/12mm | 407.026 | Standalone | DE0005522 | Patients requiring fracture fixation or orthopaedic corrective surgery
Orthopaedics | Trauma - Extramedullary fixation | Plate accessories | Non-locking screw | Depuy Synthes | Cancellous Bone Screw D 4.0mm, L 28/14mm | 407.028 | Standalone | DE0005522 | Patients requiring fracture fixation or orthopaedic corrective surgery
Orthopaedics | Trauma - Extramedullary fixation | Plate accessories | Non-locking screw | Depuy Synthes | Cancellous Bone Screw D 4.0mm, L 30/14mm | 407.030 | Standalone | DE0005522 | Patients requiring fracture fixation or orthopaedic corrective surgery
Orthopaedics | Trauma - Extramedullary fixation | Plate accessories | Non-locking screw | Depuy Synthes | Cancellous Bone Screw D 4.0mm, L 35/14mm | 407.035 | Standalone | DE0005522 | Patients requiring fracture fixation or orthopaedic corrective surgery
Orthopaedics | Trauma - Extramedullary fixation | Plate accessories | Non-locking screw | Depuy Synthes | Cancellous Bone Screw D 4.0mm, L 40/14mm | 407.040 | Standalone | DE0005522 | Patients requiring fracture fixation or orthopaedic corrective surgery
Orthopaedics | Trauma - Extramedullary fixation | Plate accessories | Non-locking screw | Depuy Synthes | Cancellous Bone Screw D 4.0mm, L 45/456.25Dm | 407.045 | Standalone | DE0005522 | Patients requiring fracture fixation or orthopaedic corrective surgery
Orthopaedics | Trauma - Extramedullary fixation | Plate accessories | Non-locking screw | Depuy Synthes | Cancellous Bone Screw D 4.0mm, L 50/456.25Dm | 407.050 | Standalone | DE0005522 | Patients requiring fracture fixation or orthopaedic corrective surgery
Orthopaedics | Trauma - Extramedullary fixation | Plate accessories | Non-locking screw | Depuy Synthes | Cancellous Bone Screw D 4.0mm, L 55/16mm | 407.055 | Standalone | DE0005522 | Patients requiring fracture fixation or orthopaedic corrective surgery
Orthopaedics | Trauma - Extramedullary fixation | Plate accessories | Non-locking screw | Depuy Synthes | Cancellous Bone Screw D 4.0mm, L 60/16mm | 407.060 | Standalone | DE0005522 | Patients requiring fracture fixation or orthopaedic corrective surgery
Orthopaedics | Trauma - Extramedullary fixation | Fixation screw | Cannulated screw | Depuy Synthes | Cannulated Screw D 4.0mm, self-drill., L 10/5mm | 407.610 | Standalone | DE0002112 | Patients requiring fracture fixation or orthopaedic corrective surgery
Orthopaedics | Trauma - Extramedullary fixation | Fixation screw | Cannulated screw | Depuy Synthes | Cannulated Screw D 4.0mm, self-drill., L 12/5mm | 407.612 | Standalone | DE0002112 | Patients requiring fracture fixation or orthopaedic corrective surgery
Orthopaedics | Trauma - Extramedullary fixation | Fixation screw | Cannulated screw | Depuy Synthes | Cannulated Screw D 4.0mm, self-drill., L 14/5mm | 407.614 | Standalone | DE0002112 | Patients requiring fracture fixation or orthopaedic corrective surgery
Orthopaedics | Trauma - Extramedullary fixation | Fixation screw | Cannulated screw | Depuy Synthes | Cannulated Screw D 4.0mm, self-drill., L 16/5mm | 407.616 | Standalone | DE0002112 | Patients requiring fracture fixation or orthopaedic corrective surgery
Orthopaedics | Trauma - Extramedullary fixation | Fixation screw | Cannulated screw | Depuy Synthes | Cannulated Screw D 4.0mm, self-drill., L 18/6mm | 407.618 | Standalone | DE0002112 | Patients requiring fracture fixation or orthopaedic corrective surgery
Orthopaedics | Trauma - Extramedullary fixation | Fixation screw | Cannulated screw | Depuy Synthes | Cannulated Screw D 4.0mm, self-drill., L 20/7mm | 407.620 | Standalone | DE0002112 | Patients requiring fracture fixation or orthopaedic corrective surgery
Orthopaedics | Trauma - Extramedullary fixation | Fixation screw | Cannulated screw | Depuy Synthes | Cannulated Screw D 4.0mm, self-drill., L 22/7mm | 407.622 | Standalone | DE0002112 | Patients requiring fracture fixation or orthopaedic corrective surgery
Orthopaedics | Trauma - Extramedullary fixation | Fixation screw | Cannulated screw | Depuy Synthes | Cannulated Screw D 4.0mm, self-drill., L 24/8mm | 407.624 | Standalone | DE0002112 | Patients requiring fracture fixation or orthopaedic corrective surgery
Orthopaedics | Trauma - Extramedullary fixation | Fixation screw | Cannulated screw | Depuy Synthes | Cannulated Screw D 4.0mm, self-drill., L 26/9mm | 407.626 | Standalone | DE0002112 | Patients requiring fracture fixation or orthopaedic corrective surgery
Orthopaedics | Trauma - Extramedullary fixation | Fixation screw | Cannulated screw | Depuy Synthes | Cannulated Screw D 4.0mm, self-drill., L 28/9mm | 407.628 | Standalone | DE0002112 | Patients requiring fracture fixation or orthopaedic corrective surgery
Orthopaedics | Trauma - Extramedullary fixation | Fixation screw | Cannulated screw | Depuy Synthes | Cannulated Screw D 4.0mm, self-drill., L 30/10mm | 407.630 | Standalone | DE0002112 | Patients requiring fracture fixation or orthopaedic corrective surgery
Orthopaedics | Trauma - Extramedullary fixation | Fixation screw | Cannulated screw | Depuy Synthes | Cannulated Screw D 4.0mm, self-drill., L 32/11mm | 407.632 | Standalone | DE0002112 | Patients requiring fracture fixation or orthopaedic corrective surgery
Orthopaedics | Trauma - Extramedullary fixation | Fixation screw | Cannulated screw | Depuy Synthes | Cannulated Screw D 4.0mm, self-drill., L 34/11mm | 407.634 | Standalone | DE0002112 | Patients requiring fracture fixation or orthopaedic corrective surgery
Orthopaedics | Trauma - Extramedullary fixation | Fixation screw | Cannulated screw | Depuy Synthes | Cannulated Screw D 4.0mm, self-drill., L 36/12mm | 407.636 | Standalone | DE0002112 | Patients requiring fracture fixation or orthopaedic corrective surgery
Orthopaedics | Trauma - Extramedullary fixation | Fixation screw | Cannulated screw | Depuy Synthes | Cannulated Screw D 4.0mm, self-drill., L 38/12mm | 407.638 | Standalone | DE0002112 | Patients requiring fracture fixation or orthopaedic corrective surgery
Orthopaedics | Trauma - Extramedullary fixation | Fixation screw | Cannulated screw | Depuy Synthes | Cannulated Screw D 4.0mm, self-drill., L 40/13mm | 407.640 | Standalone | DE0002112 | Patients requiring fracture fixation or orthopaedic corrective surgery
Orthopaedics | Trauma - Extramedullary fixation | Fixation screw | Cannulated screw | Depuy Synthes | Cannulated Screw D 4.0mm, self-drill., L 42/14mm | 407.642 | Standalone | DE0002112 | Patients requiring fracture fixation or orthopaedic corrective surgery
Orthopaedics | Trauma - Extramedullary fixation | Fixation screw | Cannulated screw | Depuy Synthes | Cannulated Screw D 4.0mm, self-drill., L 44/14mm | 407.644 | Standalone | DE0002112 | Patients requiring fracture fixation or orthopaedic corrective surgery
Orthopaedics | Trauma - Extramedullary fixation | Fixation screw | Cannulated screw | Depuy Synthes | Cannulated Screw D 4.0mm, self-drill., L 46/456.25Dm | 407.646 | Standalone | DE0002112 | Patients requiring fracture fixation or orthopaedic corrective surgery
Orthopaedics | Trauma - Extramedullary fixation | Fixation screw | Cannulated screw | Depuy Synthes | Cannulated Screw D 4.0mm, self-drill., L 48/456.25Dm | 407.648 | Standalone | DE0002112 | Patients requiring fracture fixation or orthopaedic corrective surgery
Orthopaedics | Trauma - Extramedullary fixation | Fixation screw | Cannulated screw | Depuy Synthes | Cannulated Screw D 4.0mm, self-drill., L 50/16mm | 407.650 | Standalone | DE0002112 | Patients requiring fracture fixation or orthopaedic corrective surgery
Orthopaedics | Trauma - Extramedullary fixation | Fixation screw | Cannulated screw | Depuy Synthes | Cannulated Screw D 4.0mm, self-drill., L 52/17mm | 407.652 | Standalone | DE0002112 | Patients requiring fracture fixation or orthopaedic corrective surgery
Orthopaedics | Trauma - Extramedullary fixation | Fixation screw | Cannulated screw | Depuy Synthes | Cannulated Screw D 4.0mm, self-drill., L 54/547.501Dm | 407.654 | Standalone | DE0002112 | Patients requiring fracture fixation or orthopaedic corrective surgery
Orthopaedics | Trauma - Extramedullary fixation | Fixation screw | Cannulated screw | Depuy Synthes | Cannulated Screw D 4.0mm, self-drill., L 56/19mm | 407.656 | Standalone | DE0002112 | Patients requiring fracture fixation or orthopaedic corrective surgery
Orthopaedics | Trauma - Extramedullary fixation | Fixation screw | Cannulated screw | Depuy Synthes | Cannulated Screw D 4.0mm, self-drill., L 58/19mm | 407.658 | Standalone | DE0002112 | Patients requiring fracture fixation or orthopaedic corrective surgery
Orthopaedics | Trauma - Extramedullary fixation | Fixation screw | Cannulated screw | Depuy Synthes | Cannulated Screw D 4.0mm, self-drill., L 60/20mm | 407.660 | Standalone | DE0002112 | Patients requiring fracture fixation or orthopaedic corrective surgery
Orthopaedics | Trauma - Extramedullary fixation | Fixation screw | Cannulated screw | Depuy Synthes | Cannulated Screw D 4.0mm, self-drill., L 62/21mm | 407.662 | Standalone | DE0002112 | Patients requiring fracture fixation or orthopaedic corrective surgery
Orthopaedics | Trauma - Extramedullary fixation | Fixation screw | Cannulated screw | Depuy Synthes | Cannulated Screw D 4.0mm, self-drill., L 64/21mm | 407.664 | Standalone | DE0002112 | Patients requiring fracture fixation or orthopaedic corrective surgery
Orthopaedics | Trauma - Extramedullary fixation | Fixation screw | Cannulated screw | Depuy Synthes | Cannulated Screw D 4.0mm, self-drill., L 66/669.167Dm | 407.666 | Standalone | DE0002112 | Patients requiring fracture fixation or orthopaedic corrective surgery
Orthopaedics | Trauma - Extramedullary fixation | Fixation screw | Cannulated screw | Depuy Synthes | Cannulated Screw D 4.0mm, self-drill., L 68/23mm | 407.668 | Standalone | DE0002112 | Patients requiring fracture fixation or orthopaedic corrective surgery
Orthopaedics | Trauma - Extramedullary fixation | Fixation screw | Cannulated screw | Depuy Synthes | Cannulated Screw D 4.0mm, self-drill., L 70/23mm | 407.670 | Standalone | DE0002112 | Patients requiring fracture fixation or orthopaedic corrective surgery
Orthopaedics | Trauma - Extramedullary fixation | Fixation screw | Cannulated screw | Depuy Synthes | Cannulated Screw D 4.0mm, self-drill., L 16/8mm | 407.716 | Standalone | DE0002112 | Patients requiring fracture fixation or orthopaedic corrective surgery
Orthopaedics | Trauma - Extramedullary fixation | Fixation screw | Cannulated screw | Depuy Synthes | Cannulated Screw D 4.0mm, self-drill., L 18/9mm | 407.718 | Standalone | DE0002112 | Patients requiring fracture fixation or orthopaedic corrective surgery
Orthopaedics | Trauma - Extramedullary fixation | Fixation screw | Cannulated screw | Depuy Synthes | Cannulated Screw D 4.0mm, self-drill., L 20/10mm | 407.720 | Standalone | DE0002112 | Patients requiring fracture fixation or orthopaedic corrective surgery
Orthopaedics | Trauma - Extramedullary fixation | Fixation screw | Cannulated screw | Depuy Synthes | Cannulated Screw D 4.0mm, self-drill., L 22/11mm | 407.722 | Standalone | DE0002112 | Patients requiring fracture fixation or orthopaedic corrective surgery
Orthopaedics | Trauma - Extramedullary fixation | Fixation screw | Cannulated screw | Depuy Synthes | Cannulated Screw D 4.0mm, self-drill., L 24/12mm | 407.724 | Standalone | DE0002112 | Patients requiring fracture fixation or orthopaedic corrective surgery
Orthopaedics | Trauma - Extramedullary fixation | Fixation screw | Cannulated screw | Depuy Synthes | Cannulated Screw D 4.0mm, self-drill., L 26/13mm | 407.726 | Standalone | DE0002112 | Patients requiring fracture fixation or orthopaedic corrective surgery
Orthopaedics | Trauma - Extramedullary fixation | Fixation screw | Cannulated screw | Depuy Synthes | Cannulated Screw D 4.0mm, self-drill., L 28/14mm | 407.728 | Standalone | DE0002112 | Patients requiring fracture fixation or orthopaedic corrective surgery
Orthopaedics | Trauma - Extramedullary fixation | Fixation screw | Cannulated screw | Depuy Synthes | Cannulated Screw D 4.0mm, self-drill., L 30/456.25Dm | 407.730 | Standalone | DE0002112 | Patients requiring fracture fixation or orthopaedic corrective surgery
Orthopaedics | Trauma - Extramedullary fixation | Fixation screw | Cannulated screw | Depuy Synthes | Cannulated Screw D 4.0mm, self-drill., L 32/16mm | 407.732 | Standalone | DE0002112 | Patients requiring fracture fixation or orthopaedic corrective surgery
Orthopaedics | Trauma - Extramedullary fixation | Fixation screw | Cannulated screw | Depuy Synthes | Cannulated Screw D 4.0mm, self-drill., L 34/17mm | 407.734 | Standalone | DE0002112 | Patients requiring fracture fixation or orthopaedic corrective surgery
Orthopaedics | Trauma - Extramedullary fixation | Fixation screw | Cannulated screw | Depuy Synthes | Cannulated Screw D 4.0mm, self-drill., L 36/547.501Dm | 407.736 | Standalone | DE0002112 | Patients requiring fracture fixation or orthopaedic corrective surgery
Orthopaedics | Trauma - Extramedullary fixation | Fixation screw | Cannulated screw | Depuy Synthes | Cannulated Screw D 4.0mm, self-drill., L 38/19mm | 407.738 | Standalone | DE0002112 | Patients requiring fracture fixation or orthopaedic corrective surgery
Orthopaedics | Trauma - Extramedullary fixation | Fixation screw | Cannulated screw | Depuy Synthes | Cannulated Screw D 4.0mm, self-drill., L 40/20mm | 407.740 | Standalone | DE0002112 | Patients requiring fracture fixation or orthopaedic corrective surgery
Orthopaedics | Trauma - Extramedullary fixation | Fixation screw | Cannulated screw | Depuy Synthes | Cannulated Screw D 4.0mm, self-drill., L 42/21mm | 407.742 | Standalone | DE0002112 | Patients requiring fracture fixation or orthopaedic corrective surgery
Orthopaedics | Trauma - Extramedullary fixation | Fixation screw | Cannulated screw | Depuy Synthes | Cannulated Screw D 4.0mm, self-drill., L 44/669.167Dm | 407.744 | Standalone | DE0002112 | Patients requiring fracture fixation or orthopaedic corrective surgery
Orthopaedics | Trauma - Extramedullary fixation | Fixation screw | Cannulated screw | Depuy Synthes | Cannulated Screw D 4.0mm, self-drill., L 46/23mm | 407.746 | Standalone | DE0002112 | Patients requiring fracture fixation or orthopaedic corrective surgery
Orthopaedics | Trauma - Extramedullary fixation | Fixation screw | Cannulated screw | Depuy Synthes | Cannulated Screw D 4.0mm, self-drill., L 48/24mm | 407.748 | Standalone | DE0002112 | Patients requiring fracture fixation or orthopaedic corrective surgery
Orthopaedics | Trauma - Extramedullary fixation | Fixation screw | Cannulated screw | Depuy Synthes | Cannulated Screw D 4.0mm, self-drill., L 50/760.418Dm | 407.750 | Standalone | DE0002112 | Patients requiring fracture fixation or orthopaedic corrective surgery
Orthopaedics | Trauma - Extramedullary fixation | Fixation screw | Cannulated screw | Depuy Synthes | Cannulated Screw D 4.0mm, self-drill., L 52/26mm | 407.752 | Standalone | DE0002112 | Patients requiring fracture fixation or orthopaedic corrective surgery
Orthopaedics | Trauma - Extramedullary fixation | Fixation screw | Cannulated screw | Depuy Synthes | Cannulated Screw D 4.0mm, self-drill., L 54/27mm | 407.754 | Standalone | DE0002112 | Patients requiring fracture fixation or orthopaedic corrective surgery
Orthopaedics | Trauma - Extramedullary fixation | Fixation screw | Cannulated screw | Depuy Synthes | Cannulated Screw D 4.0mm, self-drill., L 56/28mm | 407.756 | Standalone | DE0002112 | Patients requiring fracture fixation or orthopaedic corrective surgery
Orthopaedics | Trauma - Extramedullary fixation | Fixation screw | Cannulated screw | Depuy Synthes | Cannulated Screw D 4.0mm, self-drill., L 58/29mm | 407.758 | Standalone | DE0002112 | Patients requiring fracture fixation or orthopaedic corrective surgery
Orthopaedics | Trauma - Extramedullary fixation | Fixation screw | Cannulated screw | Depuy Synthes | Cannulated Screw D 4.0mm, self-drill., L 60/912.501Dm | 407.760 | Standalone | DE0002112 | Patients requiring fracture fixation or orthopaedic corrective surgery
Orthopaedics | Trauma - Extramedullary fixation | Fixation screw | Cannulated screw | Depuy Synthes | Cannulated Screw D 4.0mm, self-drill., L 62/31mm | 407.762 | Standalone | DE0002112 | Patients requiring fracture fixation or orthopaedic corrective surgery
Orthopaedics | Trauma - Extramedullary fixation | Fixation screw | Cannulated screw | Depuy Synthes | Cannulated Screw D 4.0mm, self-drill., L 64/32mm | 407.764 | Standalone | DE0002112 | Patients requiring fracture fixation or orthopaedic corrective surgery
Orthopaedics | Trauma - Extramedullary fixation | Fixation screw | Cannulated screw | Depuy Synthes | Cannulated Screw D 4.0mm, self-drill., L 66/33mm | 407.766 | Standalone | DE0002112 | Patients requiring fracture fixation or orthopaedic corrective surgery
Orthopaedics | Trauma - Extramedullary fixation | Fixation screw | Cannulated screw | Depuy Synthes | Cannulated Screw D 4.0mm, self-drill., L 68/1034.17Dm | 407.768 | Standalone | DE0002112 | Patients requiring fracture fixation or orthopaedic corrective surgery
Orthopaedics | Trauma - Extramedullary fixation | Fixation screw | Cannulated screw | Depuy Synthes | Cannulated Screw D 4.0mm, self-drill., L 70/35mm | 407.770 | Standalone | DE0002112 | Patients requiring fracture fixation or orthopaedic corrective surgery
Orthopaedics | Trauma - Extramedullary fixation | Fixation screw | Cannulated screw | Depuy Synthes | Cannulated Screw D 6.5mm, self-drill., L 30/16mm | 408.401 | Standalone | DE0007553 | Patients requiring fracture fixation or orthopaedic corrective surgery
Orthopaedics | Trauma - Extramedullary fixation | Fixation screw | Cannulated screw | Depuy Synthes | Cannulated Screw D 6.5mm, self-drill., L 35/16mm | 408.402 | Standalone | DE0007553 | Patients requiring fracture fixation or orthopaedic corrective surgery
Orthopaedics | Trauma - Extramedullary fixation | Fixation screw | Cannulated screw | Depuy Synthes | Cannulated Screw D 6.5mm, self-drill., L 40/16mm | 408.403 | Standalone | DE0007553 | Patients requiring fracture fixation or orthopaedic corrective surgery
Orthopaedics | Trauma - Extramedullary fixation | Fixation screw | Cannulated screw | Depuy Synthes | Cannulated Screw D 6.5mm, self-drill., L 45/16mm | 408.404 | Standalone | DE0007553 | Patients requiring fracture fixation or orthopaedic corrective surgery
Orthopaedics | Trauma - Extramedullary fixation | Fixation screw | Cannulated screw | Depuy Synthes | Cannulated Screw D 6.5mm, self-drill., L 50/16mm | 408.405 | Standalone | DE0007553 | Patients requiring fracture fixation or orthopaedic corrective surgery
Orthopaedics | Trauma - Extramedullary fixation | Fixation screw | Cannulated screw | Depuy Synthes | Cannulated Screw D 6.5mm, self-drill., L 55/16mm | 408.406 | Standalone | DE0007553 | Patients requiring fracture fixation or orthopaedic corrective surgery
Orthopaedics | Trauma - Extramedullary fixation | Fixation screw | Cannulated screw | Depuy Synthes | Cannulated Screw D 6.5mm, self-drill., L 60/16mm | 408.407 | Standalone | DE0007553 | Patients requiring fracture fixation or orthopaedic corrective surgery
Orthopaedics | Trauma - Extramedullary fixation | Fixation screw | Cannulated screw | Depuy Synthes | Cannulated Screw D 6.5mm, self-drill., L 65/16mm | 408.408 | Standalone | DE0007553 | Patients requiring fracture fixation or orthopaedic corrective surgery
Orthopaedics | Trauma - Extramedullary fixation | Fixation screw | Cannulated screw | Depuy Synthes | Cannulated Screw D 6.5mm, self-drill., L 70/16mm | 408.409 | Standalone | DE0007553 | Patients requiring fracture fixation or orthopaedic corrective surgery
Orthopaedics | Trauma - Extramedullary fixation | Fixation screw | Cannulated screw | Depuy Synthes | Cannulated Screw D 6.5mm, self-drill., L 75/16mm | 408.410 | Standalone | DE0007553 | Patients requiring fracture fixation or orthopaedic corrective surgery
Orthopaedics | Trauma - Extramedullary fixation | Fixation screw | Cannulated screw | Depuy Synthes | Cannulated Screw D 6.5mm, self-drill., L 80/16mm | 408.411 | Standalone | DE0007553 | Patients requiring fracture fixation or orthopaedic corrective surgery
Orthopaedics | Trauma - Extramedullary fixation | Fixation screw | Cannulated screw | Depuy Synthes | Cannulated Screw D 6.5mm, self-drill., L 85/16mm | 408.412 | Standalone | DE0007553 | Patients requiring fracture fixation or orthopaedic corrective surgery
Orthopaedics | Trauma - Extramedullary fixation | Fixation screw | Cannulated screw | Depuy Synthes | Cannulated Screw D 6.5mm, self-drill., L 90/16mm | 408.413 | Standalone | DE0007553 | Patients requiring fracture fixation or orthopaedic corrective surgery
Orthopaedics | Trauma - Extramedullary fixation | Fixation screw | Cannulated screw | Depuy Synthes | Cannulated Screw D 6.5mm, self-drill., L 95/16mm | 408.414 | Standalone | DE0007553 | Patients requiring fracture fixation or orthopaedic corrective surgery
Orthopaedics | Trauma - Extramedullary fixation | Fixation screw | Cannulated screw | Depuy Synthes | Cannulated Screw D 6.5mm, self-drill., L 100/16mm | 408.415 | Standalone | DE0007553 | Patients requiring fracture fixation or orthopaedic corrective surgery
Orthopaedics | Trauma - Extramedullary fixation | Fixation screw | Cannulated screw | Depuy Synthes | Cannulated Screw D 6.5mm, self-drill., L 105/16mm | 408.416 | Standalone | DE0007553 | Patients requiring fracture fixation or orthopaedic corrective surgery
Orthopaedics | Trauma - Extramedullary fixation | Fixation screw | Cannulated screw | Depuy Synthes | Cannulated Screw D 6.5mm, self-drill., L 110/16mm | 408.417 | Standalone | DE0007553 | Patients requiring fracture fixation or orthopaedic corrective surgery
Orthopaedics | Trauma - Extramedullary fixation | Fixation screw | Cannulated screw | Depuy Synthes | Cannulated Screw D 6.5mm, self-drill., L 115/16mm | 408.418 | Standalone | DE0007553 | Patients requiring fracture fixation or orthopaedic corrective surgery
Orthopaedics | Trauma - Extramedullary fixation | Fixation screw | Cannulated screw | Depuy Synthes | Cannulated Screw D 6.5mm, self-drill., L 120/16mm | 408.419 | Standalone | DE0007553 | Patients requiring fracture fixation or orthopaedic corrective surgery
Orthopaedics | Trauma - Extramedullary fixation | Fixation screw | Cannulated screw | Depuy Synthes | Cannulated Screw D 6.5mm, self-drill., L 125/16mm | 408.420 | Standalone | DE0007553 | Patients requiring fracture fixation or orthopaedic corrective surgery
Orthopaedics | Trauma - Extramedullary fixation | Fixation screw | Cannulated screw | Depuy Synthes | Cannulated Screw D 6.5mm, self-drill., L 130/16mm | 408.421 | Standalone | DE0007553 | Patients requiring fracture fixation or orthopaedic corrective surgery
Orthopaedics | Trauma - Extramedullary fixation | Fixation screw | Cannulated screw | Depuy Synthes | Cannulated Screw D 6.5mm, self-drill., L 135/16mm | 408.422 | Standalone | DE0007553 | Patients requiring fracture fixation or orthopaedic corrective surgery
Orthopaedics | Trauma - Extramedullary fixation | Fixation screw | Cannulated screw | Depuy Synthes | Cannulated Screw D 6.5mm, self-drill., L 140/16mm | 408.423 | Standalone | DE0007553 | Patients requiring fracture fixation or orthopaedic corrective surgery
Orthopaedics | Trauma - Extramedullary fixation | Fixation screw | Cannulated screw | Depuy Synthes | Cannulated Screw D 6.5mm, self-drill., L 145/16mm | 408.424 | Standalone | DE0007553 | Patients requiring fracture fixation or orthopaedic corrective surgery
Orthopaedics | Trauma - Extramedullary fixation | Fixation screw | Cannulated screw | Depuy Synthes | Cannulated Screw D 6.5mm, self-drill., L 150/16mm | 408.425 | Standalone | DE0007553 | Patients requiring fracture fixation or orthopaedic corrective surgery
Orthopaedics | Trauma - Extramedullary fixation | Fixation screw | Cannulated screw | Depuy Synthes | Cannulated Screw D 6.5mm, self-drill., L 45/32mm | 408.431 | Standalone | DE0007553 | Patients requiring fracture fixation or orthopaedic corrective surgery
Orthopaedics | Trauma - Extramedullary fixation | Fixation screw | Cannulated screw | Depuy Synthes | Cannulated Screw D 6.5mm, self-drill., L 50/32mm | 408.432 | Standalone | DE0007553 | Patients requiring fracture fixation or orthopaedic corrective surgery
Orthopaedics | Trauma - Extramedullary fixation | Fixation screw | Cannulated screw | Depuy Synthes | Cannulated Screw D 6.5mm, self-drill., L 55/32mm | 408.433 | Standalone | DE0007553 | Patients requiring fracture fixation or orthopaedic corrective surgery
Orthopaedics | Trauma - Extramedullary fixation | Fixation screw | Cannulated screw | Depuy Synthes | Cannulated Screw D 6.5mm, self-drill., L 60/32mm | 408.434 | Standalone | DE0007553 | Patients requiring fracture fixation or orthopaedic corrective surgery
Orthopaedics | Trauma - Extramedullary fixation | Fixation screw | Cannulated screw | Depuy Synthes | Cannulated Screw D 6.5mm, self-drill., L 65/32mm | 408.435 | Standalone | DE0007553 | Patients requiring fracture fixation or orthopaedic corrective surgery
Orthopaedics | Trauma - Extramedullary fixation | Fixation screw | Cannulated screw | Depuy Synthes | Cannulated Screw D 6.5mm, self-drill., L 70/32mm | 408.436 | Standalone | DE0007553 | Patients requiring fracture fixation or orthopaedic corrective surgery
Orthopaedics | Trauma - Extramedullary fixation | Fixation screw | Cannulated screw | Depuy Synthes | Cannulated Screw D 6.5mm, self-drill., L 75/32mm | 408.437 | Standalone | DE0007553 | Patients requiring fracture fixation or orthopaedic corrective surgery
Orthopaedics | Trauma - Extramedullary fixation | Fixation screw | Cannulated screw | Depuy Synthes | Cannulated Screw D 6.5mm, self-drill., L 80/32mm | 408.438 | Standalone | DE0007553 | Patients requiring fracture fixation or orthopaedic corrective surgery
Orthopaedics | Trauma - Extramedullary fixation | Fixation screw | Cannulated screw | Depuy Synthes | Cannulated Screw D 6.5mm, self-drill., L 85/32mm | 408.439 | Standalone | DE0007553 | Patients requiring fracture fixation or orthopaedic corrective surgery
Orthopaedics | Trauma - Extramedullary fixation | Fixation screw | Cannulated screw | Depuy Synthes | Cannulated Screw D 6.5mm, self-drill., L 90/32mm | 408.440 | Standalone | DE0007553 | Patients requiring fracture fixation or orthopaedic corrective surgery
Orthopaedics | Trauma - Extramedullary fixation | Fixation screw | Cannulated screw | Depuy Synthes | Cannulated Screw D 6.5mm, self-drill., L 95/32mm | 408.441 | Standalone | DE0007553 | Patients requiring fracture fixation or orthopaedic corrective surgery
Orthopaedics | Trauma - Extramedullary fixation | Fixation screw | Cannulated screw | Depuy Synthes | Cannulated Screw D 6.5mm, self-drill., L 100/32mm | 408.442 | Standalone | DE0007553 | Patients requiring fracture fixation or orthopaedic corrective surgery
Orthopaedics | Trauma - Extramedullary fixation | Fixation screw | Cannulated screw | Depuy Synthes | Cannulated Screw D 6.5mm, self-drill., L 105/32mm | 408.443 | Standalone | DE0007553 | Patients requiring fracture fixation or orthopaedic corrective surgery
Orthopaedics | Trauma - Extramedullary fixation | Fixation screw | Cannulated screw | Depuy Synthes | Cannulated Screw D 6.5mm, self-drill., L 110/32mm | 408.444 | Standalone | DE0007553 | Patients requiring fracture fixation or orthopaedic corrective surgery
Orthopaedics | Trauma - Extramedullary fixation | Fixation screw | Cannulated screw | Depuy Synthes | Cannulated Screw D 6.5mm, self-drill., L 115/32mm | 408.445 | Standalone | DE0007553 | Patients requiring fracture fixation or orthopaedic corrective surgery
Orthopaedics | Trauma - Extramedullary fixation | Fixation screw | Cannulated screw | Depuy Synthes | Cannulated Screw D 6.5mm, self-drill., L 120/32mm | 408.446 | Standalone | DE0007553 | Patients requiring fracture fixation or orthopaedic corrective surgery
Orthopaedics | Trauma - Extramedullary fixation | Fixation screw | Cannulated screw | Depuy Synthes | Cannulated Screw D 6.5mm, self-drill., L 125/32mm | 408.447 | Standalone | DE0007553 | Patients requiring fracture fixation or orthopaedic corrective surgery
Orthopaedics | Trauma - Extramedullary fixation | Fixation screw | Cannulated screw | Depuy Synthes | Cannulated Screw D 6.5mm, self-drill., L 130/32mm | 408.448 | Standalone | DE0007553 | Patients requiring fracture fixation or orthopaedic corrective surgery
Orthopaedics | Trauma - Extramedullary fixation | Fixation screw | Cannulated screw | Depuy Synthes | Cannulated Screw D 6.5mm, self-drill., L 135/32mm | 408.449 | Standalone | DE0007553 | Patients requiring fracture fixation or orthopaedic corrective surgery
Orthopaedics | Trauma - Extramedullary fixation | Fixation screw | Cannulated screw | Depuy Synthes | Cannulated Screw D 6.5mm, self-drill., L 140/32mm | 408.450 | Standalone | DE0007553 | Patients requiring fracture fixation or orthopaedic corrective surgery
Orthopaedics | Trauma - Extramedullary fixation | Fixation screw | Cannulated screw | Depuy Synthes | Cannulated Screw D 6.5mm, self-drill., L 145/32mm | 408.451 | Standalone | DE0007553 | Patients requiring fracture fixation or orthopaedic corrective surgery
Orthopaedics | Trauma - Extramedullary fixation | Fixation screw | Cannulated screw | Depuy Synthes | Cannulated Screw D 6.5mm, self-drill., L 150/32mm | 408.452 | Standalone | DE0007553 | Patients requiring fracture fixation or orthopaedic corrective surgery
Orthopaedics | Trauma - Extramedullary fixation | Fixation screw | Cannulated screw | Depuy Synthes | Cannulated Screw D 6.5mm, self-drill., L 20mm | 408.460 | Standalone | DE0007553 | Patients requiring fracture fixation or orthopaedic corrective surgery
Orthopaedics | Trauma - Extramedullary fixation | Fixation screw | Cannulated screw | Depuy Synthes | Cannulated Screw D 6.5mm, self-drill., L 760.418Dm | 408.461 | Standalone | DE0007553 | Patients requiring fracture fixation or orthopaedic corrective surgery
Orthopaedics | Trauma - Extramedullary fixation | Fixation screw | Cannulated screw | Depuy Synthes | Cannulated Screw D 6.5mm, self-drill., L 912.501Dm | 408.462 | Standalone | DE0007553 | Patients requiring fracture fixation or orthopaedic corrective surgery
Orthopaedics | Trauma - Extramedullary fixation | Fixation screw | Cannulated screw | Depuy Synthes | Cannulated Screw D 6.5mm, self-drill., L 35mm | 408.463 | Standalone | DE0007553 | Patients requiring fracture fixation or orthopaedic corrective surgery
Orthopaedics | Trauma - Extramedullary fixation | Fixation screw | Cannulated screw | Depuy Synthes | Cannulated Screw D 6.5mm, self-drill., L 40mm | 408.464 | Standalone | DE0007553 | Patients requiring fracture fixation or orthopaedic corrective surgery
Orthopaedics | Trauma - Extramedullary fixation | Fixation screw | Cannulated screw | Depuy Synthes | Cannulated Screw D 6.5mm, self-drill., L 45mm | 408.465 | Standalone | DE0007553 | Patients requiring fracture fixation or orthopaedic corrective surgery
Orthopaedics | Trauma - Extramedullary fixation | Fixation screw | Cannulated screw | Depuy Synthes | Cannulated Screw D 6.5mm, self-drill., L 50mm | 408.466 | Standalone | DE0007553 | Patients requiring fracture fixation or orthopaedic corrective surgery
Orthopaedics | Trauma - Extramedullary fixation | Fixation screw | Cannulated screw | Depuy Synthes | Cannulated Screw D 6.5mm, self-drill., L 55mm | 408.467 | Standalone | DE0007553 | Patients requiring fracture fixation or orthopaedic corrective surgery
Orthopaedics | Trauma - Extramedullary fixation | Fixation screw | Cannulated screw | Depuy Synthes | Cannulated Screw D 6.5mm, self-drill., L 60mm | 408.468 | Standalone | DE0007553 | Patients requiring fracture fixation or orthopaedic corrective surgery
Orthopaedics | Trauma - Extramedullary fixation | Fixation screw | Cannulated screw | Depuy Synthes | Cannulated Screw D 6.5mm, self-drill., L 65mm | 408.469 | Standalone | DE0007553 | Patients requiring fracture fixation or orthopaedic corrective surgery
Orthopaedics | Trauma - Extramedullary fixation | Fixation screw | Cannulated screw | Depuy Synthes | Cannulated Screw D 6.5mm, self-drill., L 70mm | 408.470 | Standalone | DE0007553 | Patients requiring fracture fixation or orthopaedic corrective surgery
Orthopaedics | Trauma - Extramedullary fixation | Fixation screw | Cannulated screw | Depuy Synthes | Cannulated Screw D 6.5mm, self-drill., L 75mm | 408.471 | Standalone | DE0007553 | Patients requiring fracture fixation or orthopaedic corrective surgery
Orthopaedics | Trauma - Extramedullary fixation | Fixation screw | Cannulated screw | Depuy Synthes | Cannulated Screw D 6.5mm, self-drill., L 80mm | 408.472 | Standalone | DE0007553 | Patients requiring fracture fixation or orthopaedic corrective surgery
Orthopaedics | Trauma - Extramedullary fixation | Fixation screw | Cannulated screw | Depuy Synthes | Cannulated Screw D 6.5mm, self-drill., L 85mm | 408.473 | Standalone | DE0007553 | Patients requiring fracture fixation or orthopaedic corrective surgery
Orthopaedics | Trauma - Extramedullary fixation | Fixation screw | Cannulated screw | Depuy Synthes | Cannulated Screw D 6.5mm, self-drill., L 90mm | 408.474 | Standalone | DE0007553 | Patients requiring fracture fixation or orthopaedic corrective surgery
Orthopaedics | Trauma - Extramedullary fixation | Fixation screw | Cannulated screw | Depuy Synthes | Cannulated Screw D 6.5mm, self-drill., L 95mm | 408.475 | Standalone | DE0007553 | Patients requiring fracture fixation or orthopaedic corrective surgery
Orthopaedics | Trauma - Extramedullary fixation | Fixation screw | Cannulated screw | Depuy Synthes | Cannulated Screw D 6.5mm, self-drill., L 100mm | 408.476 | Standalone | DE0007553 | Patients requiring fracture fixation or orthopaedic corrective surgery
Orthopaedics | Trauma - Extramedullary fixation | Fixation screw | Cannulated screw | Depuy Synthes | Cannulated Screw D 6.5mm, self-drill., L 105mm | 408.477 | Standalone | DE0007553 | Patients requiring fracture fixation or orthopaedic corrective surgery
Orthopaedics | Trauma - Extramedullary fixation | Fixation screw | Cannulated screw | Depuy Synthes | Cannulated Screw D 6.5mm, self-drill., L 110mm | 408.478 | Standalone | DE0007553 | Patients requiring fracture fixation or orthopaedic corrective surgery
Orthopaedics | Trauma - Extramedullary fixation | Fixation screw | Cannulated screw | Depuy Synthes | Cannulated Screw D 6.5mm, self-drill., L 1456.25Dm | 408.479 | Standalone | DE0007553 | Patients requiring fracture fixation or orthopaedic corrective surgery
Orthopaedics | Trauma - Extramedullary fixation | Fixation screw | Cannulated screw | Depuy Synthes | Cannulated Screw D 6.5mm, self-drill., L 120mm | 408.480 | Standalone | DE0007553 | Patients requiring fracture fixation or orthopaedic corrective surgery
Orthopaedics | Trauma - Extramedullary fixation | Fixation screw | Cannulated screw | Depuy Synthes | Cannulated Screw D 6.5mm, self-drill., L 1760.418Dm | 408.481 | Standalone | DE0007553 | Patients requiring fracture fixation or orthopaedic corrective surgery
Orthopaedics | Trauma - Extramedullary fixation | Fixation screw | Cannulated screw | Depuy Synthes | Cannulated Screw D 6.5mm, self-drill., L 1912.501Dm | 408.482 | Standalone | DE0007553 | Patients requiring fracture fixation or orthopaedic corrective surgery
Orthopaedics | Trauma - Extramedullary fixation | Fixation screw | Cannulated screw | Depuy Synthes | Cannulated Screw D 7.3mm, self-drill., L 30/16mm | 408.830 | Standalone | DE0002115 | Patients requiring fracture fixation or orthopaedic corrective surgery
Orthopaedics | Trauma - Extramedullary fixation | Fixation screw | Cannulated screw | Depuy Synthes | Cannulated Screw D 7.3mm, self-drill., L 35/16mm | 408.835 | Standalone | DE0002115 | Patients requiring fracture fixation or orthopaedic corrective surgery
Orthopaedics | Trauma - Extramedullary fixation | Fixation screw | Cannulated screw | Depuy Synthes | Cannulated Screw D 7.3mm, self-drill., L 40/16mm | 408.840 | Standalone | DE0002115 | Patients requiring fracture fixation or orthopaedic corrective surgery
Orthopaedics | Trauma - Extramedullary fixation | Fixation screw | Cannulated screw | Depuy Synthes | Cannulated Screw D 7.3mm, self-drill., L 45/16mm | 408.845 | Standalone | DE0002115 | Patients requiring fracture fixation or orthopaedic corrective surgery
Orthopaedics | Trauma - Extramedullary fixation | Fixation screw | Cannulated screw | Depuy Synthes | Cannulated Screw D 7.3mm, self-drill., L 50/16mm | 408.850 | Standalone | DE0002115 | Patients requiring fracture fixation or orthopaedic corrective surgery
Orthopaedics | Trauma - Extramedullary fixation | Fixation screw | Cannulated screw | Depuy Synthes | Cannulated Screw D 7.3mm, self-drill., L 55/16mm | 408.855 | Standalone | DE0002115 | Patients requiring fracture fixation or orthopaedic corrective surgery
Orthopaedics | Trauma - Extramedullary fixation | Fixation screw | Cannulated screw | Depuy Synthes | Cannulated Screw D 7.3mm, self-drill., L 60/16mm | 408.860 | Standalone | DE0002115 | Patients requiring fracture fixation or orthopaedic corrective surgery
Orthopaedics | Trauma - Extramedullary fixation | Fixation screw | Cannulated screw | Depuy Synthes | Cannulated Screw D 7.3mm, self-drill., L 65/16mm | 408.865 | Standalone | DE0002115 | Patients requiring fracture fixation or orthopaedic corrective surgery
Orthopaedics | Trauma - Extramedullary fixation | Fixation screw | Cannulated screw | Depuy Synthes | Cannulated Screw D 7.3mm, self-drill., L 70/16mm | 408.870 | Standalone | DE0002115 | Patients requiring fracture fixation or orthopaedic corrective surgery
Orthopaedics | Trauma - Extramedullary fixation | Fixation screw | Cannulated screw | Depuy Synthes | Cannulated Screw D 7.3mm, self-drill., L 75/16mm | 408.875 | Standalone | DE0002115 | Patients requiring fracture fixation or orthopaedic corrective surgery
Orthopaedics | Trauma - Extramedullary fixation | Fixation screw | Cannulated screw | Depuy Synthes | Cannulated Screw D 7.3mm, self-drill., L 80/16mm | 408.880 | Standalone | DE0002115 | Patients requiring fracture fixation or orthopaedic corrective surgery
Orthopaedics | Trauma - Extramedullary fixation | Fixation screw | Cannulated screw | Depuy Synthes | Cannulated Screw D 7.3mm, self-drill., L 85/16mm | 408.885 | Standalone | DE0002115 | Patients requiring fracture fixation or orthopaedic corrective surgery
Orthopaedics | Trauma - Extramedullary fixation | Fixation screw | Cannulated screw | Depuy Synthes | Cannulated Screw D 7.3mm, self-drill., L 90/16mm | 408.890 | Standalone | DE0002115 | Patients requiring fracture fixation or orthopaedic corrective surgery
Orthopaedics | Trauma - Extramedullary fixation | Fixation screw | Cannulated screw | Depuy Synthes | Cannulated Screw D 7.3mm, self-drill., L 95/16mm | 408.895 | Standalone | DE0002115 | Patients requiring fracture fixation or orthopaedic corrective surgery
Orthopaedics | Trauma - Extramedullary fixation | Fixation screw | Cannulated screw | Depuy Synthes | Cannulated Screw D 7.3mm, self-drill., L 100/16mm | 408.900 | Standalone | DE0002115 | Patients requiring fracture fixation or orthopaedic corrective surgery
Orthopaedics | Trauma - Extramedullary fixation | Fixation screw | Cannulated screw | Depuy Synthes | Cannulated Screw D 7.3mm, self-drill., L 105/16mm | 408.905 | Standalone | DE0002115 | Patients requiring fracture fixation or orthopaedic corrective surgery
Orthopaedics | Trauma - Extramedullary fixation | Fixation screw | Cannulated screw | Depuy Synthes | Cannulated Screw D 7.3mm, self-drill., L 110/16mm | 408.910 | Standalone | DE0002115 | Patients requiring fracture fixation or orthopaedic corrective surgery
Orthopaedics | Trauma - Extramedullary fixation | Fixation screw | Cannulated screw | Depuy Synthes | Cannulated Screw D 7.3mm, self-drill., L 115/16mm | 408.915 | Standalone | DE0002115 | Patients requiring fracture fixation or orthopaedic corrective surgery
Orthopaedics | Trauma - Extramedullary fixation | Fixation screw | Cannulated screw | Depuy Synthes | Cannulated Screw D 7.3mm, self-drill., L 120/16mm | 408.920 | Standalone | DE0002115 | Patients requiring fracture fixation or orthopaedic corrective surgery
Orthopaedics | Trauma - Extramedullary fixation | Fixation screw | Cannulated screw | Depuy Synthes | Cannulated Screw D 7.3mm, self-drill., L 125/16mm | 408.925 | Standalone | DE0002115 | Patients requiring fracture fixation or orthopaedic corrective surgery
Orthopaedics | Trauma - Extramedullary fixation | Fixation screw | Cannulated screw | Depuy Synthes | Cannulated Screw D 7.3mm, self-drill., L 130/16mm | 408.930 | Standalone | DE0002115 | Patients requiring fracture fixation or orthopaedic corrective surgery
Orthopaedics | Trauma - Extramedullary fixation | Fixation screw | Cannulated screw | Depuy Synthes | Cannulated Screw D 7.3mm, self-drill., L 135/16mm | 408.935 | Standalone | DE0002115 | Patients requiring fracture fixation or orthopaedic corrective surgery
Orthopaedics | Trauma - Extramedullary fixation | Fixation screw | Cannulated screw | Depuy Synthes | Cannulated Screw D 7.3mm, self-drill., L 140/16mm | 408.940 | Standalone | DE0002115 | Patients requiring fracture fixation or orthopaedic corrective surgery
Orthopaedics | Trauma - Extramedullary fixation | Fixation screw | Cannulated screw | Depuy Synthes | Cannulated Screw D 7.3mm, self-drill., L 145/16mm | 408.945 | Standalone | DE0002115 | Patients requiring fracture fixation or orthopaedic corrective surgery
Orthopaedics | Trauma - Extramedullary fixation | Fixation screw | Cannulated screw | Depuy Synthes | Cannulated Screw D 7.3mm, self-drill., L 150/16mm | 408.950 | Standalone | DE0002115 | Patients requiring fracture fixation or orthopaedic corrective surgery
Orthopaedics | Trauma - Extramedullary fixation | Fixation screw | Cannulated screw | Depuy Synthes | Cannulated Screw D 7.3mm, self-drill., L 20mm | 409.620 | Standalone | DE0002115 | Patients requiring fracture fixation or orthopaedic corrective surgery
Orthopaedics | Trauma - Extramedullary fixation | Fixation screw | Cannulated screw | Depuy Synthes | Cannulated Screw D 7.3mm, self-drill., L 760.418Dm | 409.625 | Standalone | DE0002115 | Patients requiring fracture fixation or orthopaedic corrective surgery
Orthopaedics | Trauma - Extramedullary fixation | Fixation screw | Cannulated screw | Depuy Synthes | Cannulated Screw D 7.3mm, self-drill., L 912.501Dm | 409.630 | Standalone | DE0002115 | Patients requiring fracture fixation or orthopaedic corrective surgery
Orthopaedics | Trauma - Extramedullary fixation | Fixation screw | Cannulated screw | Depuy Synthes | Cannulated Screw D 7.3mm, self-drill., L 35mm | 409.635 | Standalone | DE0002115 | Patients requiring fracture fixation or orthopaedic corrective surgery
Orthopaedics | Trauma - Extramedullary fixation | Fixation screw | Cannulated screw | Depuy Synthes | Cannulated Screw D 7.3mm, self-drill., L 40mm | 409.640 | Standalone | DE0002115 | Patients requiring fracture fixation or orthopaedic corrective surgery
Orthopaedics | Trauma - Extramedullary fixation | Fixation screw | Cannulated screw | Depuy Synthes | Cannulated Screw D 7.3mm, self-drill., L 45mm | 409.645 | Standalone | DE0002115 | Patients requiring fracture fixation or orthopaedic corrective surgery
Orthopaedics | Trauma - Extramedullary fixation | Fixation screw | Cannulated screw | Depuy Synthes | Cannulated Screw D 7.3mm, self-drill., L 50mm | 409.650 | Standalone | DE0002115 | Patients requiring fracture fixation or orthopaedic corrective surgery
Orthopaedics | Trauma - Extramedullary fixation | Fixation screw | Cannulated screw | Depuy Synthes | Cannulated Screw D 7.3mm, self-drill., L 55mm | 409.655 | Standalone | DE0002115 | Patients requiring fracture fixation or orthopaedic corrective surgery
Orthopaedics | Trauma - Extramedullary fixation | Fixation screw | Cannulated screw | Depuy Synthes | Cannulated Screw D 7.3mm, self-drill., L 60mm | 409.660 | Standalone | DE0002115 | Patients requiring fracture fixation or orthopaedic corrective surgery
Orthopaedics | Trauma - Extramedullary fixation | Fixation screw | Cannulated screw | Depuy Synthes | Cannulated Screw D 7.3mm, self-drill., L 65mm | 409.665 | Standalone | DE0002115 | Patients requiring fracture fixation or orthopaedic corrective surgery
Orthopaedics | Trauma - Extramedullary fixation | Fixation screw | Cannulated screw | Depuy Synthes | Cannulated Screw D 7.3mm, self-drill., L 70mm | 409.670 | Standalone | DE0002115 | Patients requiring fracture fixation or orthopaedic corrective surgery
Orthopaedics | Trauma - Extramedullary fixation | Fixation screw | Cannulated screw | Depuy Synthes | Cannulated Screw D 7.3mm, self-drill., L 75mm | 409.675 | Standalone | DE0002115 | Patients requiring fracture fixation or orthopaedic corrective surgery
Orthopaedics | Trauma - Extramedullary fixation | Fixation screw | Cannulated screw | Depuy Synthes | Cannulated Screw D 7.3mm, self-drill., L 80mm | 409.680 | Standalone | DE0002115 | Patients requiring fracture fixation or orthopaedic corrective surgery
Orthopaedics | Trauma - Extramedullary fixation | Fixation screw | Cannulated screw | Depuy Synthes | Cannulated Screw D 7.3mm, self-drill., L 85mm | 409.685 | Standalone | DE0002115 | Patients requiring fracture fixation or orthopaedic corrective surgery
Orthopaedics | Trauma - Extramedullary fixation | Fixation screw | Cannulated screw | Depuy Synthes | Cannulated Screw D 7.3mm, self-drill., L 90mm | 409.690 | Standalone | DE0002115 | Patients requiring fracture fixation or orthopaedic corrective surgery
Orthopaedics | Trauma - Extramedullary fixation | Fixation screw | Cannulated screw | Depuy Synthes | Cannulated Screw D 7.3mm, self-drill., L 95mm | 409.695 | Standalone | DE0002115 | Patients requiring fracture fixation or orthopaedic corrective surgery
Orthopaedics | Trauma - Extramedullary fixation | Fixation screw | Cannulated screw | Depuy Synthes | Cannulated Screw D 7.3mm, self-drill., L 100mm | 409.700 | Standalone | DE0002115 | Patients requiring fracture fixation or orthopaedic corrective surgery
Orthopaedics | Trauma - Extramedullary fixation | Fixation screw | Cannulated screw | Depuy Synthes | Cannulated Screw D 7.3mm, self-drill., L 105mm | 409.705 | Standalone | DE0002115 | Patients requiring fracture fixation or orthopaedic corrective surgery
Orthopaedics | Trauma - Extramedullary fixation | Fixation screw | Cannulated screw | Depuy Synthes | Cannulated Screw D 7.3mm, self-drill., L 110mm | 409.710 | Standalone | DE0002115 | Patients requiring fracture fixation or orthopaedic corrective surgery
Orthopaedics | Trauma - Extramedullary fixation | Fixation screw | Cannulated screw | Depuy Synthes | Cannulated Screw D 7.3mm, self-drill., L 115mm | 409.715 | Standalone | DE0002115 | Patients requiring fracture fixation or orthopaedic corrective surgery
Orthopaedics | Trauma - Extramedullary fixation | Fixation screw | Cannulated screw | Depuy Synthes | Cannulated Screw D 7.3mm, self-drill., L 120mm | 409.720 | Standalone | DE0002115 | Patients requiring fracture fixation or orthopaedic corrective surgery
Orthopaedics | Trauma - Extramedullary fixation | Fixation screw | Cannulated screw | Depuy Synthes | Cannulated Screw D 7.3mm, self-drill., L 125mm | 409.725 | Standalone | DE0002115 | Patients requiring fracture fixation or orthopaedic corrective surgery
Orthopaedics | Trauma - Extramedullary fixation | Fixation screw | Cannulated screw | Depuy Synthes | Cannulated Screw D 7.3mm, self-drill., L 130mm | 409.730 | Standalone | DE0002115 | Patients requiring fracture fixation or orthopaedic corrective surgery
Orthopaedics | Trauma - Extramedullary fixation | Fixation screw | Cannulated screw | Depuy Synthes | Cannulated Screw D 7.3mm, self-drill., L 45/32mm | 409.845 | Standalone | DE0002115 | Patients requiring fracture fixation or orthopaedic corrective surgery
Orthopaedics | Trauma - Extramedullary fixation | Fixation screw | Cannulated screw | Depuy Synthes | Cannulated Screw D 7.3mm, self-drill., L 50/32mm | 409.850 | Standalone | DE0002115 | Patients requiring fracture fixation or orthopaedic corrective surgery
Orthopaedics | Trauma - Extramedullary fixation | Fixation screw | Cannulated screw | Depuy Synthes | Cannulated Screw D 7.3mm, self-drill., L 55/32mm | 409.855 | Standalone | DE0002115 | Patients requiring fracture fixation or orthopaedic corrective surgery
Orthopaedics | Trauma - Extramedullary fixation | Fixation screw | Cannulated screw | Depuy Synthes | Cannulated Screw D 7.3mm, self-drill., L 60/32mm | 409.860 | Standalone | DE0002115 | Patients requiring fracture fixation or orthopaedic corrective surgery
Orthopaedics | Trauma - Extramedullary fixation | Fixation screw | Cannulated screw | Depuy Synthes | Cannulated Screw D 7.3mm, self-drill., L 65/32mm | 409.865 | Standalone | DE0002115 | Patients requiring fracture fixation or orthopaedic corrective surgery
Orthopaedics | Trauma - Extramedullary fixation | Fixation screw | Cannulated screw | Depuy Synthes | Cannulated Screw D 7.3mm, self-drill., L 70/32mm | 409.870 | Standalone | DE0002115 | Patients requiring fracture fixation or orthopaedic corrective surgery
Orthopaedics | Trauma - Extramedullary fixation | Fixation screw | Cannulated screw | Depuy Synthes | Cannulated Screw D 7.3mm, self-drill., L 75/32mm | 409.875 | Standalone | DE0002115 | Patients requiring fracture fixation or orthopaedic corrective surgery
Orthopaedics | Trauma - Extramedullary fixation | Fixation screw | Cannulated screw | Depuy Synthes | Cannulated Screw D 7.3mm, self-drill., L 80/32mm | 409.880 | Standalone | DE0002115 | Patients requiring fracture fixation or orthopaedic corrective surgery
Orthopaedics | Trauma - Extramedullary fixation | Fixation screw | Cannulated screw | Depuy Synthes | Cannulated Screw D 7.3mm, self-drill., L 85/32mm | 409.885 | Standalone | DE0002115 | Patients requiring fracture fixation or orthopaedic corrective surgery
Orthopaedics | Trauma - Extramedullary fixation | Fixation screw | Cannulated screw | Depuy Synthes | Cannulated Screw D 7.3mm, self-drill., L 90/32mm | 409.890 | Standalone | DE0002115 | Patients requiring fracture fixation or orthopaedic corrective surgery
Orthopaedics | Trauma - Extramedullary fixation | Fixation screw | Cannulated screw | Depuy Synthes | Cannulated Screw D 7.3mm, self-drill., L 95/32mm | 409.895 | Standalone | DE0002115 | Patients requiring fracture fixation or orthopaedic corrective surgery
Orthopaedics | Trauma - Extramedullary fixation | Fixation screw | Cannulated screw | Depuy Synthes | Cannulated Screw D 7.3mm, self-drill., L 100/32mm | 409.900 | Standalone | DE0002115 | Patients requiring fracture fixation or orthopaedic corrective surgery
Orthopaedics | Trauma - Extramedullary fixation | Fixation screw | Cannulated screw | Depuy Synthes | Cannulated Screw D 7.3mm, self-drill., L 105/32mm | 409.905 | Standalone | DE0002115 | Patients requiring fracture fixation or orthopaedic corrective surgery
Orthopaedics | Trauma - Extramedullary fixation | Fixation screw | Cannulated screw | Depuy Synthes | Cannulated Screw D 7.3mm, self-drill., L 110/32mm | 409.910 | Standalone | DE0002115 | Patients requiring fracture fixation or orthopaedic corrective surgery
Orthopaedics | Trauma - Extramedullary fixation | Fixation screw | Cannulated screw | Depuy Synthes | Cannulated Screw D 7.3mm, self-drill., L 115/32mm | 409.915 | Standalone | DE0002115 | Patients requiring fracture fixation or orthopaedic corrective surgery
Orthopaedics | Trauma - Extramedullary fixation | Fixation screw | Cannulated screw | Depuy Synthes | Cannulated Screw D 7.3mm, self-drill., L 120/32mm | 409.920 | Standalone | DE0002115 | Patients requiring fracture fixation or orthopaedic corrective surgery
Orthopaedics | Trauma - Extramedullary fixation | Fixation screw | Cannulated screw | Depuy Synthes | Cannulated Screw D 7.3mm, self-drill., L 125/32mm | 409.925 | Standalone | DE0002115 | Patients requiring fracture fixation or orthopaedic corrective surgery
Orthopaedics | Trauma - Extramedullary fixation | Fixation screw | Cannulated screw | Depuy Synthes | Cannulated Screw D 7.3mm, self-drill., L 130/32mm | 409.930 | Standalone | DE0002115 | Patients requiring fracture fixation or orthopaedic corrective surgery
Orthopaedics | Trauma - Extramedullary fixation | Fixation screw | Cannulated screw | Depuy Synthes | Cannulated Screw D 7.3mm, self-drill., L 135/32mm | 409.935 | Standalone | DE0002115 | Patients requiring fracture fixation or orthopaedic corrective surgery
Orthopaedics | Trauma - Extramedullary fixation | Fixation screw | Cannulated screw | Depuy Synthes | Cannulated Screw D 7.3mm, self-drill., L 140/32mm | 409.940 | Standalone | DE0002115 | Patients requiring fracture fixation or orthopaedic corrective surgery
Orthopaedics | Trauma - Extramedullary fixation | Fixation screw | Cannulated screw | Depuy Synthes | Cannulated Screw D 7.3mm, self-drill., L 145/32mm | 409.945 | Standalone | DE0002115 | Patients requiring fracture fixation or orthopaedic corrective surgery
Orthopaedics | Trauma - Extramedullary fixation | Fixation screw | Cannulated screw | Depuy Synthes | Cannulated Screw D 7.3mm, self-drill., L 150/32mm | 409.950 | Standalone | DE0002115 | Patients requiring fracture fixation or orthopaedic corrective surgery
Orthopaedics | Trauma - Extramedullary fixation | Plate accessories | Locking screw | Depuy Synthes | Locking Screw Stardrive D 3.5 mm, self- tapping, length 10 mm, Titanium Alloy (TAN) | 412.101 | Standalone | DE0002168 | Patients requiring fracture fixation or orthopaedic corrective surgery
Orthopaedics | Trauma - Extramedullary fixation | Plate accessories | Locking screw | Depuy Synthes | Locking Screw Stardrive D 3.5 mm, self- tapping, length 12 mm, Titanium Alloy (TAN) | 412.102 | Standalone | DE0002168 | Patients requiring fracture fixation or orthopaedic corrective surgery
Orthopaedics | Trauma - Extramedullary fixation | Plate accessories | Locking screw | Depuy Synthes | Locking Screw Stardrive D 3.5 mm, self- tapping, length 14 mm, Titanium Alloy (TAN) | 412.103 | Standalone | DE0002168 | Patients requiring fracture fixation or orthopaedic corrective surgery
Orthopaedics | Trauma - Extramedullary fixation | Plate accessories | Non-locking screw | Depuy Synthes | Screw 3.5mm w/Conical Head, L 40mm TAN | 412.367 | Standalone | DE0008273 | Patients requiring fracture fixation or orthopaedic corrective surgery
Orthopaedics | Trauma - Extramedullary fixation | Plate accessories | Non-locking screw | Depuy Synthes | Screw 3.5mm w/Conical Head, L 45mm TAN | 412.369 | Standalone | DE0008273 | Patients requiring fracture fixation or orthopaedic corrective surgery
Orthopaedics | Trauma - Extramedullary fixation | Plate accessories | Non-locking screw | Depuy Synthes | Screw 3.5mm w/Conical Head, L 50mm TAN | 412.371 | Standalone | DE0008273 | Patients requiring fracture fixation or orthopaedic corrective surgery
Orthopaedics | Trauma - Extramedullary fixation | Plate accessories | Non-locking screw | Depuy Synthes | Screw 3.5mm w/Conical Head, L 55mm TAN | 412.373 | Standalone | DE0008273 | Patients requiring fracture fixation or orthopaedic corrective surgery
Orthopaedics | Trauma - Extramedullary fixation | Plate accessories | Non-locking screw | Depuy Synthes | Screw 3.5mm w/Conical Head, L 60mm TAN | 412.374 | Standalone | DE0008273 | Patients requiring fracture fixation or orthopaedic corrective surgery
Orthopaedics | Trauma - Extramedullary fixation | Plate accessories | Non-locking screw | Depuy Synthes | Screw 3.5mm w/Conical Head, L 65mm TAN | 412.375 | Standalone | DE0008273 | Patients requiring fracture fixation or orthopaedic corrective surgery
Orthopaedics | Trauma - Extramedullary fixation | Plate accessories | Non-locking screw | Depuy Synthes | Screw 3.5mm w/Conical Head, L 70mm TAN | 412.376 | Standalone | DE0008273 | Patients requiring fracture fixation or orthopaedic corrective surgery
Orthopaedics | Trauma - Extramedullary fixation | Plate accessories | Non-locking screw | Depuy Synthes | Screw 3.5mm w/Conical Head, L 75mm TAN | 412.377 | Standalone | DE0008273 | Patients requiring fracture fixation or orthopaedic corrective surgery
Orthopaedics | Trauma - Extramedullary fixation | Plate accessories | Non-locking screw | Depuy Synthes | Screw 3.5mm w/Conical Head, L 80mm TAN | 412.378 | Standalone | DE0008273 | Patients requiring fracture fixation or orthopaedic corrective surgery
Orthopaedics | Trauma - Extramedullary fixation | Plate accessories | Non-locking screw | Depuy Synthes | Screw 3.5mm w/Conical Head, L 85mm TAN | 412.379 | Standalone | DE0008273 | Patients requiring fracture fixation or orthopaedic corrective surgery
Orthopaedics | Trauma - Extramedullary fixation | Plate accessories | Non-locking screw | Depuy Synthes | Screw 3.5mm w/Conical Head, L 90mm TAN | 412.380 | Standalone | DE0008273 | Patients requiring fracture fixation or orthopaedic corrective surgery
Orthopaedics | Trauma - Extramedullary fixation | Plate accessories | Non-locking screw | Depuy Synthes | Screw 3.5mm w/Conical Head, L 95mm TAN | 412.381 | Standalone | DE0008273 | Patients requiring fracture fixation or orthopaedic corrective surgery
Orthopaedics | Trauma - Extramedullary fixation | Plate accessories | Non-locking screw | Depuy Synthes | Screw 3.5mm w/Conical Head, L 40mm | 412.467 | Standalone | DE0005522 | Patients requiring fracture fixation or orthopaedic corrective surgery
Orthopaedics | Trauma - Extramedullary fixation | Plate accessories | Non-locking screw | Depuy Synthes | Screw 3.5mm w/Conical Head, L 45mm | 412.469 | Standalone | DE0005522 | Patients requiring fracture fixation or orthopaedic corrective surgery
Orthopaedics | Trauma - Extramedullary fixation | Plate accessories | Non-locking screw | Depuy Synthes | Screw 3.5mm w/Conical Head, L 50mm | 412.471 | Standalone | DE0005522 | Patients requiring fracture fixation or orthopaedic corrective surgery
Orthopaedics | Trauma - Extramedullary fixation | Plate accessories | Non-locking screw | Depuy Synthes | Screw 3.5mm w/Conical Head, L 55mm | 412.473 | Standalone | DE0005522 | Patients requiring fracture fixation or orthopaedic corrective surgery
Orthopaedics | Trauma - Extramedullary fixation | Plate accessories | Non-locking screw | Depuy Synthes | Screw 3.5mm w/Conical Head, L 60mm | 412.474 | Standalone | DE0005522 | Patients requiring fracture fixation or orthopaedic corrective surgery
Orthopaedics | Trauma - Extramedullary fixation | Plate accessories | Non-locking screw | Depuy Synthes | Screw 3.5mm w/Conical Head, L 65mm | 412.475 | Standalone | DE0005522 | Patients requiring fracture fixation or orthopaedic corrective surgery
Orthopaedics | Trauma - Extramedullary fixation | Plate accessories | Non-locking screw | Depuy Synthes | Screw 3.5mm w/Conical Head, L 70mm | 412.476 | Standalone | DE0005522 | Patients requiring fracture fixation or orthopaedic corrective surgery
Orthopaedics | Trauma - Extramedullary fixation | Plate accessories | Non-locking screw | Depuy Synthes | Screw 3.5mm w/Conical Head, L 75mm | 412.477 | Standalone | DE0005522 | Patients requiring fracture fixation or orthopaedic corrective surgery
Orthopaedics | Trauma - Extramedullary fixation | Plate accessories | Non-locking screw | Depuy Synthes | Screw 3.5mm w/Conical Head, L 80mm | 412.478 | Standalone | DE0005522 | Patients requiring fracture fixation or orthopaedic corrective surgery
Orthopaedics | Trauma - Extramedullary fixation | Plate accessories | Non-locking screw | Depuy Synthes | Screw 3.5mm w/Conical Head, L 85mm | 412.479 | Standalone | DE0005522 | Patients requiring fracture fixation or orthopaedic corrective surgery
Orthopaedics | Trauma - Extramedullary fixation | Plate accessories | Non-locking screw | Depuy Synthes | Screw 3.5mm w/Conical Head, L 90mm | 412.480 | Standalone | DE0005522 | Patients requiring fracture fixation or orthopaedic corrective surgery
Orthopaedics | Trauma - Extramedullary fixation | Plate accessories | Non-locking screw | Depuy Synthes | Screw 3.5mm w/Conical Head, L 95mm | 412.481 | Standalone | DE0005522 | Patients requiring fracture fixation or orthopaedic corrective surgery
Orthopaedics | Trauma - Extramedullary fixation | Fixation screw | Cannulated screw | Depuy Synthes | Cannulated Screw D 4.5mm, self-drill., L 20/7mm | 414.520 | Standalone | DE0002113 | Patients requiring fracture fixation or orthopaedic corrective surgery
Orthopaedics | Trauma - Extramedullary fixation | Fixation screw | Cannulated screw | Depuy Synthes | Cannulated Screw D 4.5mm, self-drill., L 22/7mm | 414.522 | Standalone | DE0002113 | Patients requiring fracture fixation or orthopaedic corrective surgery
Orthopaedics | Trauma - Extramedullary fixation | Fixation screw | Cannulated screw | Depuy Synthes | Cannulated Screw D 4.5mm, self-drill., L 24/8mm | 414.524 | Standalone | DE0002113 | Patients requiring fracture fixation or orthopaedic corrective surgery
Orthopaedics | Trauma - Extramedullary fixation | Fixation screw | Cannulated screw | Depuy Synthes | Cannulated Screw D 4.5mm, self-drill., L 26/9mm | 414.526 | Standalone | DE0002113 | Patients requiring fracture fixation or orthopaedic corrective surgery
Orthopaedics | Trauma - Extramedullary fixation | Fixation screw | Cannulated screw | Depuy Synthes | Cannulated Screw D 4.5mm, self-drill., L 28/9mm | 414.528 | Standalone | DE0002113 | Patients requiring fracture fixation or orthopaedic corrective surgery
Orthopaedics | Trauma - Extramedullary fixation | Fixation screw | Cannulated screw | Depuy Synthes | Cannulated Screw D 4.5mm, self-drill., L 30/10mm | 414.530 | Standalone | DE0002113 | Patients requiring fracture fixation or orthopaedic corrective surgery
Orthopaedics | Trauma - Extramedullary fixation | Fixation screw | Cannulated screw | Depuy Synthes | Cannulated Screw D 4.5mm, self-drill., L 32/11mm | 414.532 | Standalone | DE0002113 | Patients requiring fracture fixation or orthopaedic corrective surgery
Orthopaedics | Trauma - Extramedullary fixation | Fixation screw | Cannulated screw | Depuy Synthes | Cannulated Screw D 4.5mm, self-drill., L 34/11mm | 414.534 | Standalone | DE0002113 | Patients requiring fracture fixation or orthopaedic corrective surgery
Orthopaedics | Trauma - Extramedullary fixation | Fixation screw | Cannulated screw | Depuy Synthes | Cannulated Screw D 4.5mm, self-drill., L 36/12mm | 414.536 | Standalone | DE0002113 | Patients requiring fracture fixation or orthopaedic corrective surgery
Orthopaedics | Trauma - Extramedullary fixation | Fixation screw | Cannulated screw | Depuy Synthes | Cannulated Screw D 4.5mm, self-drill., L 38/13mm | 414.538 | Standalone | DE0002113 | Patients requiring fracture fixation or orthopaedic corrective surgery
Orthopaedics | Trauma - Extramedullary fixation | Fixation screw | Cannulated screw | Depuy Synthes | Cannulated Screw D 4.5mm, self-drill., L 40/13mm | 414.540 | Standalone | DE0002113 | Patients requiring fracture fixation or orthopaedic corrective surgery
Orthopaedics | Trauma - Extramedullary fixation | Fixation screw | Cannulated screw | Depuy Synthes | Cannulated Screw D 4.5mm, self-drill., L 42/14mm | 414.542 | Standalone | DE0002113 | Patients requiring fracture fixation or orthopaedic corrective surgery
Orthopaedics | Trauma - Extramedullary fixation | Fixation screw | Cannulated screw | Depuy Synthes | Cannulated Screw D 4.5mm, self-drill., L 44/456.25Dm | 414.544 | Standalone | DE0002113 | Patients requiring fracture fixation or orthopaedic corrective surgery
Orthopaedics | Trauma - Extramedullary fixation | Fixation screw | Cannulated screw | Depuy Synthes | Cannulated Screw D 4.5mm, self-drill., L 46/456.25Dm | 414.546 | Standalone | DE0002113 | Patients requiring fracture fixation or orthopaedic corrective surgery
Orthopaedics | Trauma - Extramedullary fixation | Fixation screw | Cannulated screw | Depuy Synthes | Cannulated Screw D 4.5mm, self-drill., L 48/16mm | 414.548 | Standalone | DE0002113 | Patients requiring fracture fixation or orthopaedic corrective surgery
Orthopaedics | Trauma - Extramedullary fixation | Fixation screw | Cannulated screw | Depuy Synthes | Cannulated Screw D 4.5mm, self-drill., L 50/17mm | 414.550 | Standalone | DE0002113 | Patients requiring fracture fixation or orthopaedic corrective surgery
Orthopaedics | Trauma - Extramedullary fixation | Fixation screw | Cannulated screw | Depuy Synthes | Cannulated Screw D 4.5mm, self-drill., L 52/17mm | 414.552 | Standalone | DE0002113 | Patients requiring fracture fixation or orthopaedic corrective surgery
Orthopaedics | Trauma - Extramedullary fixation | Fixation screw | Cannulated screw | Depuy Synthes | Cannulated Screw D 4.5mm, self-drill., L 54/547.501Dm | 414.554 | Standalone | DE0002113 | Patients requiring fracture fixation or orthopaedic corrective surgery
Orthopaedics | Trauma - Extramedullary fixation | Fixation screw | Cannulated screw | Depuy Synthes | Cannulated Screw D 4.5mm, self-drill., L 56/19mm | 414.556 | Standalone | DE0002113 | Patients requiring fracture fixation or orthopaedic corrective surgery
Orthopaedics | Trauma - Extramedullary fixation | Fixation screw | Cannulated screw | Depuy Synthes | Cannulated Screw D 4.5mm, self-drill., L 60/20mm | 414.560 | Standalone | DE0002113 | Patients requiring fracture fixation or orthopaedic corrective surgery
Orthopaedics | Trauma - Extramedullary fixation | Fixation screw | Cannulated screw | Depuy Synthes | Cannulated Screw D 4.5mm, self-drill., L 64/21mm | 414.564 | Standalone | DE0002113 | Patients requiring fracture fixation or orthopaedic corrective surgery
Orthopaedics | Trauma - Extramedullary fixation | Fixation screw | Cannulated screw | Depuy Synthes | Cannulated Screw D 4.5mm, self-drill., L 68/23mm | 414.568 | Standalone | DE0002113 | Patients requiring fracture fixation or orthopaedic corrective surgery
Orthopaedics | Trauma - Extramedullary fixation | Fixation screw | Cannulated screw | Depuy Synthes | Cannulated Screw D 4.5mm, self-drill., L 72/24mm | 414.572 | Standalone | DE0002113 | Patients requiring fracture fixation or orthopaedic corrective surgery
Orthopaedics | Trauma - Extramedullary fixation | Fixation screw | Cannulated screw | Depuy Synthes | Cannulated Screw D 4.5mm, self-drill., L 76/760.418Dm | 414.576 | Standalone | DE0002113 | Patients requiring fracture fixation or orthopaedic corrective surgery
Orthopaedics | Trauma - Extramedullary fixation | Fixation screw | Cannulated screw | Depuy Synthes | Cannulated Screw D 4.5mm, self-drill., L 80/26mm | 414.580 | Standalone | DE0002113 | Patients requiring fracture fixation or orthopaedic corrective surgery
Orthopaedics | Trauma - Extramedullary fixation | Fixation screw | Cannulated screw | Depuy Synthes | Cannulated Screw D 4.5mm, self-drill., L 20mm | 414.720 | Standalone | DE0002113 | Patients requiring fracture fixation or orthopaedic corrective surgery
Orthopaedics | Trauma - Extramedullary fixation | Fixation screw | Cannulated screw | Depuy Synthes | Cannulated Screw D 4.5mm, self-drill., L 669.167Dm | 414.722 | Standalone | DE0002113 | Patients requiring fracture fixation or orthopaedic corrective surgery
Orthopaedics | Trauma - Extramedullary fixation | Fixation screw | Cannulated screw | Depuy Synthes | Cannulated Screw D 4.5mm, self-drill., L 24mm | 414.724 | Standalone | DE0002113 | Patients requiring fracture fixation or orthopaedic corrective surgery
Orthopaedics | Trauma - Extramedullary fixation | Fixation screw | Cannulated screw | Depuy Synthes | Cannulated Screw D 4.5mm, self-drill., L 26mm | 414.726 | Standalone | DE0002113 | Patients requiring fracture fixation or orthopaedic corrective surgery
Orthopaedics | Trauma - Extramedullary fixation | Fixation screw | Cannulated screw | Depuy Synthes | Cannulated Screw D 4.5mm, self-drill., L 28mm | 414.728 | Standalone | DE0002113 | Patients requiring fracture fixation or orthopaedic corrective surgery
Orthopaedics | Trauma - Extramedullary fixation | Fixation screw | Cannulated screw | Depuy Synthes | Cannulated Screw D 4.5mm, self-drill., L 912.501Dm | 414.730 | Standalone | DE0002113 | Patients requiring fracture fixation or orthopaedic corrective surgery
Orthopaedics | Trauma - Extramedullary fixation | Fixation screw | Cannulated screw | Depuy Synthes | Cannulated Screw D 4.5mm, self-drill., L 32mm | 414.732 | Standalone | DE0002113 | Patients requiring fracture fixation or orthopaedic corrective surgery
Orthopaedics | Trauma - Extramedullary fixation | Fixation screw | Cannulated screw | Depuy Synthes | Cannulated Screw D 4.5mm, self-drill., L 1034.17Dm | 414.734 | Standalone | DE0002113 | Patients requiring fracture fixation or orthopaedic corrective surgery
Orthopaedics | Trauma - Extramedullary fixation | Fixation screw | Cannulated screw | Depuy Synthes | Cannulated Screw D 4.5mm, self-drill., L 36mm | 414.736 | Standalone | DE0002113 | Patients requiring fracture fixation or orthopaedic corrective surgery
Orthopaedics | Trauma - Extramedullary fixation | Fixation screw | Cannulated screw | Depuy Synthes | Cannulated Screw D 4.5mm, self-drill., L 38mm | 414.738 | Standalone | DE0002113 | Patients requiring fracture fixation or orthopaedic corrective surgery
Orthopaedics | Trauma - Extramedullary fixation | Fixation screw | Cannulated screw | Depuy Synthes | Cannulated Screw D 4.5mm, self-drill., L 40mm | 414.740 | Standalone | DE0002113 | Patients requiring fracture fixation or orthopaedic corrective surgery
Orthopaedics | Trauma - Extramedullary fixation | Fixation screw | Cannulated screw | Depuy Synthes | Cannulated Screw D 4.5mm, self-drill., L 42mm | 414.742 | Standalone | DE0002113 | Patients requiring fracture fixation or orthopaedic corrective surgery
Orthopaedics | Trauma - Extramedullary fixation | Fixation screw | Cannulated screw | Depuy Synthes | Cannulated Screw D 4.5mm, self-drill., L 44mm | 414.744 | Standalone | DE0002113 | Patients requiring fracture fixation or orthopaedic corrective surgery
Orthopaedics | Trauma - Extramedullary fixation | Fixation screw | Cannulated screw | Depuy Synthes | Cannulated Screw D 4.5mm, self-drill., L 46mm | 414.746 | Standalone | DE0002113 | Patients requiring fracture fixation or orthopaedic corrective surgery
Orthopaedics | Trauma - Extramedullary fixation | Fixation screw | Cannulated screw | Depuy Synthes | Cannulated Screw D 4.5mm, self-drill., L 48mm | 414.748 | Standalone | DE0002113 | Patients requiring fracture fixation or orthopaedic corrective surgery
Orthopaedics | Trauma - Extramedullary fixation | Fixation screw | Cannulated screw | Depuy Synthes | Cannulated Screw D 4.5mm, self-drill., L 50mm | 414.750 | Standalone | DE0002113 | Patients requiring fracture fixation or orthopaedic corrective surgery
Orthopaedics | Trauma - Extramedullary fixation | Fixation screw | Cannulated screw | Depuy Synthes | Cannulated Screw D 4.5mm, self-drill., L 52mm | 414.752 | Standalone | DE0002113 | Patients requiring fracture fixation or orthopaedic corrective surgery
Orthopaedics | Trauma - Extramedullary fixation | Fixation screw | Cannulated screw | Depuy Synthes | Cannulated Screw D 4.5mm, self-drill., L 54mm | 414.754 | Standalone | DE0002113 | Patients requiring fracture fixation or orthopaedic corrective surgery
Orthopaedics | Trauma - Extramedullary fixation | Fixation screw | Cannulated screw | Depuy Synthes | Cannulated Screw D 4.5mm, self-drill., L 56mm | 414.756 | Standalone | DE0002113 | Patients requiring fracture fixation or orthopaedic corrective surgery
Orthopaedics | Trauma - Extramedullary fixation | Fixation screw | Cannulated screw | Depuy Synthes | Cannulated Screw D 4.5mm, self-drill., L 60mm | 414.760 | Standalone | DE0002113 | Patients requiring fracture fixation or orthopaedic corrective surgery
Orthopaedics | Trauma - Extramedullary fixation | Fixation screw | Cannulated screw | Depuy Synthes | Cannulated Screw D 4.5mm, self-drill., L 64mm | 414.764 | Standalone | DE0002113 | Patients requiring fracture fixation or orthopaedic corrective surgery
Orthopaedics | Trauma - Extramedullary fixation | Fixation screw | Cannulated screw | Depuy Synthes | Cannulated Screw D 4.5mm, self-drill., L 68mm | 414.768 | Standalone | DE0002113 | Patients requiring fracture fixation or orthopaedic corrective surgery
Orthopaedics | Trauma - Extramedullary fixation | Fixation screw | Cannulated screw | Depuy Synthes | Cannulated Screw D 4.5mm, self-drill., L 72mm | 414.772 | Standalone | DE0002113 | Patients requiring fracture fixation or orthopaedic corrective surgery
Orthopaedics | Trauma - Extramedullary fixation | Fixation screw | Cannulated screw | Depuy Synthes | Cannulated Screw D 4.5mm, self-drill., L 76mm | 414.776 | Standalone | DE0002113 | Patients requiring fracture fixation or orthopaedic corrective surgery
Orthopaedics | Trauma - Extramedullary fixation | Fixation screw | Cannulated screw | Depuy Synthes | Cannulated Screw D 4.5mm, self-drill., L 80mm | 414.777 | Standalone | DE0002113 | Patients requiring fracture fixation or orthopaedic corrective surgery
Orthopaedics | Trauma - Extramedullary fixation | Plate accessories | Non-locking screw | Depuy Synthes | Cortex Screw D 4.5mm, self-tapp., L 14mm | 414.814 | Standalone | DE0005519 | Patients requiring fracture fixation or orthopaedic corrective surgery
Orthopaedics | Trauma - Extramedullary fixation | Plate accessories | Non-locking screw | Depuy Synthes | Cortex Screw D 4.5mm, self-tapp., L 16mm | 414.816 | Standalone | DE0005519 | Patients requiring fracture fixation or orthopaedic corrective surgery
Orthopaedics | Trauma - Extramedullary fixation | Plate accessories | Non-locking screw | Depuy Synthes | Cortex Screw D 4.5mm, self-tapp., L 547.501Dm | 414.818 | Standalone | DE0005519 | Patients requiring fracture fixation or orthopaedic corrective surgery
Orthopaedics | Trauma - Extramedullary fixation | Plate accessories | Non-locking screw | Depuy Synthes | Cortex Screw D 4.5mm, self-tapp., L 20mm | 414.820 | Standalone | DE0005519 | Patients requiring fracture fixation or orthopaedic corrective surgery
Orthopaedics | Trauma - Extramedullary fixation | Plate accessories | Non-locking screw | Depuy Synthes | Cortex Screw D 4.5mm, self-tapp., L 669.167Dm | 414.822 | Standalone | DE0005519 | Patients requiring fracture fixation or orthopaedic corrective surgery
Orthopaedics | Trauma - Extramedullary fixation | Plate accessories | Non-locking screw | Depuy Synthes | Cortex Screw D 4.5mm, self-tapp., L 24mm | 414.824 | Standalone | DE0005519 | Patients requiring fracture fixation or orthopaedic corrective surgery
Orthopaedics | Trauma - Extramedullary fixation | Plate accessories | Non-locking screw | Depuy Synthes | Cortex Screw D 4.5mm, self-tapp., L 26mm | 414.826 | Standalone | DE0005519 | Patients requiring fracture fixation or orthopaedic corrective surgery
Orthopaedics | Trauma - Extramedullary fixation | Plate accessories | Non-locking screw | Depuy Synthes | Cortex Screw D 4.5mm, self-tapp., L 28mm | 414.828 | Standalone | DE0005519 | Patients requiring fracture fixation or orthopaedic corrective surgery
Orthopaedics | Trauma - Extramedullary fixation | Plate accessories | Non-locking screw | Depuy Synthes | Cortex Screw D 4.5mm, self-tapp., L 912.501Dm | 414.830 | Standalone | DE0005519 | Patients requiring fracture fixation or orthopaedic corrective surgery
Orthopaedics | Trauma - Extramedullary fixation | Plate accessories | Non-locking screw | Depuy Synthes | Cortex Screw D 4.5mm, self-tapp., L 32mm | 414.832 | Standalone | DE0005519 | Patients requiring fracture fixation or orthopaedic corrective surgery
Orthopaedics | Trauma - Extramedullary fixation | Plate accessories | Non-locking screw | Depuy Synthes | Cortex Screw D 4.5mm, self-tapp., L 1034.17Dm | 414.834 | Standalone | DE0005519 | Patients requiring fracture fixation or orthopaedic corrective surgery
Orthopaedics | Trauma - Extramedullary fixation | Plate accessories | Non-locking screw | Depuy Synthes | Cortex Screw D 4.5mm, self-tapp., L 36mm | 414.836 | Standalone | DE0005519 | Patients requiring fracture fixation or orthopaedic corrective surgery
Orthopaedics | Trauma - Extramedullary fixation | Plate accessories | Non-locking screw | Depuy Synthes | Cortex Screw D 4.5mm, self-tapp., L 38mm | 414.838 | Standalone | DE0005519 | Patients requiring fracture fixation or orthopaedic corrective surgery
Orthopaedics | Trauma - Extramedullary fixation | Plate accessories | Non-locking screw | Depuy Synthes | Cortex Screw D 4.5mm, self-tapp., L 40mm | 414.840 | Standalone | DE0005519 | Patients requiring fracture fixation or orthopaedic corrective surgery
Orthopaedics | Trauma - Extramedullary fixation | Plate accessories | Non-locking screw | Depuy Synthes | Cortex Screw D 4.5mm, self-tapp., L 42mm | 414.842 | Standalone | DE0005519 | Patients requiring fracture fixation or orthopaedic corrective surgery
Orthopaedics | Trauma - Extramedullary fixation | Plate accessories | Non-locking screw | Depuy Synthes | Cortex Screw D 4.5mm, self-tapp., L 44mm | 414.844 | Standalone | DE0005519 | Patients requiring fracture fixation or orthopaedic corrective surgery
Orthopaedics | Trauma - Extramedullary fixation | Plate accessories | Non-locking screw | Depuy Synthes | Cortex Screw D 4.5mm, self-tapp., L 46mm | 414.846 | Standalone | DE0005519 | Patients requiring fracture fixation or orthopaedic corrective surgery
Orthopaedics | Trauma - Extramedullary fixation | Plate accessories | Non-locking screw | Depuy Synthes | Cortex Screw D 4.5mm, self-tapp., L 48mm | 414.848 | Standalone | DE0005519 | Patients requiring fracture fixation or orthopaedic corrective surgery
Orthopaedics | Trauma - Extramedullary fixation | Plate accessories | Non-locking screw | Depuy Synthes | Cortex Screw D 4.5mm, self-tapp., L 50mm | 414.850 | Standalone | DE0005519 | Patients requiring fracture fixation or orthopaedic corrective surgery
Orthopaedics | Trauma - Extramedullary fixation | Plate accessories | Non-locking screw | Depuy Synthes | Cortex Screw D 4.5mm, self-tapp., L 52mm | 414.852 | Standalone | DE0005519 | Patients requiring fracture fixation or orthopaedic corrective surgery
Orthopaedics | Trauma - Extramedullary fixation | Plate accessories | Non-locking screw | Depuy Synthes | Cortex Screw D 4.5mm, self-tapp., L 54mm | 414.854 | Standalone | DE0005519 | Patients requiring fracture fixation or orthopaedic corrective surgery
Orthopaedics | Trauma - Extramedullary fixation | Plate accessories | Non-locking screw | Depuy Synthes | Cortex Screw D 4.5mm, self-tapp., L 56mm | 414.856 | Standalone | DE0005519 | Patients requiring fracture fixation or orthopaedic corrective surgery
Orthopaedics | Trauma - Extramedullary fixation | Plate accessories | Non-locking screw | Depuy Synthes | Cortex Screw D 4.5mm, self-tapp., L 58mm | 414.858 | Standalone | DE0005519 | Patients requiring fracture fixation or orthopaedic corrective surgery
Orthopaedics | Trauma - Extramedullary fixation | Plate accessories | Non-locking screw | Depuy Synthes | Cortex Screw D 4.5mm, self-tapp., L 60mm | 414.860 | Standalone | DE0005519 | Patients requiring fracture fixation or orthopaedic corrective surgery
Orthopaedics | Trauma - Extramedullary fixation | Plate accessories | Non-locking screw | Depuy Synthes | Cortex Screw D 4.5mm, self-tapp., L 62mm | 414.862 | Standalone | DE0005519 | Patients requiring fracture fixation or orthopaedic corrective surgery
Orthopaedics | Trauma - Extramedullary fixation | Plate accessories | Non-locking screw | Depuy Synthes | Cortex Screw D 4.5mm, self-tapp., L 64mm | 414.864 | Standalone | DE0005519 | Patients requiring fracture fixation or orthopaedic corrective surgery
Orthopaedics | Trauma - Extramedullary fixation | Plate accessories | Non-locking screw | Depuy Synthes | Cortex Screw D 4.5mm, self-tapp., L 66mm | 414.866 | Standalone | DE0005519 | Patients requiring fracture fixation or orthopaedic corrective surgery
Orthopaedics | Trauma - Extramedullary fixation | Plate accessories | Non-locking screw | Depuy Synthes | Cortex Screw D 4.5mm, self-tapp., L 68mm | 414.868 | Standalone | DE0005519 | Patients requiring fracture fixation or orthopaedic corrective surgery
Orthopaedics | Trauma - Extramedullary fixation | Plate accessories | Non-locking screw | Depuy Synthes | Cortex Screw D 4.5mm, self-tapp., L 70mm | 414.870 | Standalone | DE0005519 | Patients requiring fracture fixation or orthopaedic corrective surgery
Orthopaedics | Trauma - Extramedullary fixation | Plate accessories | Non-locking screw | Depuy Synthes | Cortex Screw D 4.5mm, self-tapp., L 72mm | 414.872 | Standalone | DE0005519 | Patients requiring fracture fixation or orthopaedic corrective surgery
Orthopaedics | Trauma - Extramedullary fixation | Plate accessories | Non-locking screw | Depuy Synthes | Cortex Screw D 4.5mm, self-tapp., L 76mm | 414.876 | Standalone | DE0005519 | Patients requiring fracture fixation or orthopaedic corrective surgery
Orthopaedics | Trauma - Extramedullary fixation | Plate accessories | Non-locking screw | Depuy Synthes | Cortex Screw D 4.5mm, self-tapp., L 80mm | 414.880 | Standalone | DE0005519 | Patients requiring fracture fixation or orthopaedic corrective surgery
Orthopaedics | Trauma - Extramedullary fixation | Plate accessories | Non-locking screw | Depuy Synthes | Cortex Screw D 4.5mm, self-tapp., L 85mm | 414.885 | Standalone | DE0005519 | Patients requiring fracture fixation or orthopaedic corrective surgery
Orthopaedics | Trauma - Extramedullary fixation | Plate accessories | Non-locking screw | Depuy Synthes | Cortex Screw D 4.5mm, self-tapp., L 90mm | 414.890 | Standalone | DE0005519 | Patients requiring fracture fixation or orthopaedic corrective surgery
Orthopaedics | Trauma - Extramedullary fixation | Plate accessories | Non-locking screw | Depuy Synthes | Cortex Screw D 4.5mm, self-tapp., L 95mm | 414.895 | Standalone | DE0005519 | Patients requiring fracture fixation or orthopaedic corrective surgery
Orthopaedics | Trauma - Extramedullary fixation | Plate accessories | Non-locking screw | Depuy Synthes | Cortex Screw D 4.5mm, self-tapp., L 100mm | 414.900 | Standalone | DE0005519 | Patients requiring fracture fixation or orthopaedic corrective surgery
Orthopaedics | Trauma - Extramedullary fixation | Plate accessories | Non-locking screw | Depuy Synthes | Cortex Screw D 4.5mm, self-tapp., L 105mm | 414.905 | Standalone | DE0005519 | Patients requiring fracture fixation or orthopaedic corrective surgery
Orthopaedics | Trauma - Extramedullary fixation | Plate accessories | Non-locking screw | Depuy Synthes | Cortex Screw D 4.5mm, self-tapp., L 110mm | 414.910 | Standalone | DE0005519 | Patients requiring fracture fixation or orthopaedic corrective surgery
Orthopaedics | Trauma - Extramedullary fixation | Plate accessories | Non-locking screw | Depuy Synthes | Cortex Screw D 4.5mm, self-tapp., L 115mm TAN | 414.915 | Standalone | DE0005519 | Patients requiring fracture fixation or orthopaedic corrective surgery
Orthopaedics | Trauma - Extramedullary fixation | Plate accessories | Non-locking screw | Depuy Synthes | Cortex Screw D 4.5mm, self-tapp., L 120mm | 414.920 | Standalone | DE0005519 | Patients requiring fracture fixation or orthopaedic corrective surgery
Orthopaedics | Trauma - Extramedullary fixation | Plate accessories | Non-locking screw | Depuy Synthes | Cortex Screw D 4.5mm, self-tapp., L 1760.418Dm | 414.925 | Standalone | DE0005519 | Patients requiring fracture fixation or orthopaedic corrective surgery
Orthopaedics | Trauma - Extramedullary fixation | Plate accessories | Non-locking screw | Depuy Synthes | Cortex Screw D 4.5mm, self-tapp., L 1912.501Dm | 414.930 | Standalone | DE0005519 | Patients requiring fracture fixation or orthopaedic corrective surgery
Orthopaedics | Trauma - Extramedullary fixation | Plate accessories | Non-locking screw | Depuy Synthes | Cortex Screw D 4.5mm, self-tapp., L 135mm | 414.935 | Standalone | DE0005519 | Patients requiring fracture fixation or orthopaedic corrective surgery
Orthopaedics | Trauma - Extramedullary fixation | Plate accessories | Non-locking screw | Depuy Synthes | Cortex Screw D 4.5mm, self-tapp., L 140mm | 414.940 | Standalone | DE0005519 | Patients requiring fracture fixation or orthopaedic corrective surgery
Orthopaedics | Trauma - Extramedullary fixation | Plate accessories | Non-locking screw | Depuy Synthes | Cancellous Bone Screw D 6.5mm, L 30/16mm | 416.030 | Standalone | DE0002218 | Patients requiring fracture fixation or orthopaedic corrective surgery
Orthopaedics | Trauma - Extramedullary fixation | Plate accessories | Non-locking screw | Depuy Synthes | Cancellous Bone Screw D 6.5mm, L 35/16mm | 416.035 | Standalone | DE0002218 | Patients requiring fracture fixation or orthopaedic corrective surgery
Orthopaedics | Trauma - Extramedullary fixation | Plate accessories | Non-locking screw | Depuy Synthes | Cancellous Bone Screw D 6.5mm, L 40/16mm | 416.040 | Standalone | DE0002218 | Patients requiring fracture fixation or orthopaedic corrective surgery
Orthopaedics | Trauma - Extramedullary fixation | Plate accessories | Non-locking screw | Depuy Synthes | Cancellous Bone Screw D 6.5mm, L 45/16mm | 416.045 | Standalone | DE0002218 | Patients requiring fracture fixation or orthopaedic corrective surgery
Orthopaedics | Trauma - Extramedullary fixation | Plate accessories | Non-locking screw | Depuy Synthes | Cancellous Bone Screw D 6.5mm, L 50/16mm | 416.050 | Standalone | DE0002218 | Patients requiring fracture fixation or orthopaedic corrective surgery
Orthopaedics | Trauma - Extramedullary fixation | Plate accessories | Non-locking screw | Depuy Synthes | Cancellous Bone Screw D 6.5mm, L 55/16mm | 416.055 | Standalone | DE0002218 | Patients requiring fracture fixation or orthopaedic corrective surgery
Orthopaedics | Trauma - Extramedullary fixation | Plate accessories | Non-locking screw | Depuy Synthes | Cancellous Bone Screw D 6.5mm, L 60/16mm | 416.060 | Standalone | DE0002218 | Patients requiring fracture fixation or orthopaedic corrective surgery
Orthopaedics | Trauma - Extramedullary fixation | Plate accessories | Non-locking screw | Depuy Synthes | Cancellous Bone Screw D 6.5mm, L 65/16mm | 416.065 | Standalone | DE0002218 | Patients requiring fracture fixation or orthopaedic corrective surgery
Orthopaedics | Trauma - Extramedullary fixation | Plate accessories | Non-locking screw | Depuy Synthes | Cancellous Bone Screw D 6.5mm, L 70/16mm | 416.070 | Standalone | DE0002218 | Patients requiring fracture fixation or orthopaedic corrective surgery
Orthopaedics | Trauma - Extramedullary fixation | Plate accessories | Non-locking screw | Depuy Synthes | Cancellous Bone Screw D 6.5mm, L 75/16mm | 416.075 | Standalone | DE0002218 | Patients requiring fracture fixation or orthopaedic corrective surgery
Orthopaedics | Trauma - Extramedullary fixation | Plate accessories | Non-locking screw | Depuy Synthes | Cancellous Bone Screw D 6.5mm, L 80/16mm | 416.080 | Standalone | DE0002218 | Patients requiring fracture fixation or orthopaedic corrective surgery
Orthopaedics | Trauma - Extramedullary fixation | Plate accessories | Non-locking screw | Depuy Synthes | Cancellous Bone Screw D 6.5mm, L 85/16mm | 416.085 | Standalone | DE0002218 | Patients requiring fracture fixation or orthopaedic corrective surgery
Orthopaedics | Trauma - Extramedullary fixation | Plate accessories | Non-locking screw | Depuy Synthes | Cancellous Bone Screw D 6.5mm, L 90/16mm | 416.090 | Standalone | DE0002218 | Patients requiring fracture fixation or orthopaedic corrective surgery
Orthopaedics | Trauma - Extramedullary fixation | Plate accessories | Non-locking screw | Depuy Synthes | Cancellous Bone Screw D 6.5mm, L 95/16mm | 416.095 | Standalone | DE0002218 | Patients requiring fracture fixation or orthopaedic corrective surgery
Orthopaedics | Trauma - Extramedullary fixation | Plate accessories | Non-locking screw | Depuy Synthes | Cancellous Bone Screw D 6.5mm, L 100/16mm | 416.100 | Standalone | DE0002218 | Patients requiring fracture fixation or orthopaedic corrective surgery
Orthopaedics | Trauma - Extramedullary fixation | Plate accessories | Non-locking screw | Depuy Synthes | Cancellous Bone Screw D 6.5mm, L 105/16mm | 416.105 | Standalone | DE0002218 | Patients requiring fracture fixation or orthopaedic corrective surgery
Orthopaedics | Trauma - Extramedullary fixation | Plate accessories | Non-locking screw | Depuy Synthes | Cancellous Bone Screw D 6.5mm, L 110/16mm | 416.110 | Standalone | DE0002218 | Patients requiring fracture fixation or orthopaedic corrective surgery
Orthopaedics | Trauma - Extramedullary fixation | Plate accessories | Non-locking screw | Depuy Synthes | Cancellous Bone Screw D 6.5mm, L 115/16mm | 416.115 | Standalone | DE0002218 | Patients requiring fracture fixation or orthopaedic corrective surgery
Orthopaedics | Trauma - Extramedullary fixation | Plate accessories | Non-locking screw | Depuy Synthes | Cancellous Bone Screw D 6.5mm, L 120/16mm | 416.120 | Standalone | DE0002218 | Patients requiring fracture fixation or orthopaedic corrective surgery
Orthopaedics | Trauma - Extramedullary fixation | Plate accessories | Non-locking screw | Depuy Synthes | Cancellous Bone Screw D 6.5mm, L 45/32mm | 417.045 | Standalone | DE0005519 | Patients requiring fracture fixation or orthopaedic corrective surgery
Orthopaedics | Trauma - Extramedullary fixation | Plate accessories | Non-locking screw | Depuy Synthes | Cancellous Bone Screw D 6.5mm, L 50/32mm | 417.050 | Standalone | DE0005519 | Patients requiring fracture fixation or orthopaedic corrective surgery
Orthopaedics | Trauma - Extramedullary fixation | Plate accessories | Non-locking screw | Depuy Synthes | Cancellous Bone Screw D 6.5mm, L 55/32mm | 417.055 | Standalone | DE0005519 | Patients requiring fracture fixation or orthopaedic corrective surgery
Orthopaedics | Trauma - Extramedullary fixation | Plate accessories | Non-locking screw | Depuy Synthes | Cancellous Bone Screw D 6.5mm, L 60/32mm | 417.060 | Standalone | DE0005519 | Patients requiring fracture fixation or orthopaedic corrective surgery
Orthopaedics | Trauma - Extramedullary fixation | Plate accessories | Non-locking screw | Depuy Synthes | Cancellous Bone Screw D 6.5mm, L 65/32mm | 417.065 | Standalone | DE0005519 | Patients requiring fracture fixation or orthopaedic corrective surgery
Orthopaedics | Trauma - Extramedullary fixation | Plate accessories | Non-locking screw | Depuy Synthes | Cancellous Bone Screw D 6.5mm, L 70/32mm | 417.070 | Standalone | DE0005519 | Patients requiring fracture fixation or orthopaedic corrective surgery
Orthopaedics | Trauma - Extramedullary fixation | Plate accessories | Non-locking screw | Depuy Synthes | Cancellous Bone Screw D 6.5mm, L 75/32mm | 417.075 | Standalone | DE0005519 | Patients requiring fracture fixation or orthopaedic corrective surgery
Orthopaedics | Trauma - Extramedullary fixation | Plate accessories | Non-locking screw | Depuy Synthes | Cancellous Bone Screw D 6.5mm, L 80/32mm | 417.080 | Standalone | DE0005519 | Patients requiring fracture fixation or orthopaedic corrective surgery
Orthopaedics | Trauma - Extramedullary fixation | Plate accessories | Non-locking screw | Depuy Synthes | Cancellous Bone Screw D 6.5mm, L 85/32mm | 417.085 | Standalone | DE0005519 | Patients requiring fracture fixation or orthopaedic corrective surgery
Orthopaedics | Trauma - Extramedullary fixation | Plate accessories | Non-locking screw | Depuy Synthes | Cancellous Bone Screw D 6.5mm, L 90/32mm | 417.090 | Standalone | DE0005519 | Patients requiring fracture fixation or orthopaedic corrective surgery
Orthopaedics | Trauma - Extramedullary fixation | Plate accessories | Non-locking screw | Depuy Synthes | Cancellous Bone Screw D 6.5mm, L 95/32mm | 417.095 | Standalone | DE0005519 | Patients requiring fracture fixation or orthopaedic corrective surgery
Orthopaedics | Trauma - Extramedullary fixation | Plate accessories | Non-locking screw | Depuy Synthes | Cancellous Bone Screw D 6.5mm, L 100/32mm | 417.100 | Standalone | DE0005519 | Patients requiring fracture fixation or orthopaedic corrective surgery
Orthopaedics | Trauma - Extramedullary fixation | Plate accessories | Non-locking screw | Depuy Synthes | Cancellous Bone Screw D 6.5mm, L 105/32mm | 417.105 | Standalone | DE0005519 | Patients requiring fracture fixation or orthopaedic corrective surgery
Orthopaedics | Trauma - Extramedullary fixation | Plate accessories | Non-locking screw | Depuy Synthes | Cancellous Bone Screw D 6.5mm, L 110/32mm | 417.110 | Standalone | DE0005519 | Patients requiring fracture fixation or orthopaedic corrective surgery
Orthopaedics | Trauma - Extramedullary fixation | Plate accessories | Non-locking screw | Depuy Synthes | Cancellous Bone Screw D 6.5mm, L 115/32mm | 417.115 | Standalone | DE0005519 | Patients requiring fracture fixation or orthopaedic corrective surgery
Orthopaedics | Trauma - Extramedullary fixation | Plate accessories | Non-locking screw | Depuy Synthes | Cancellous Bone Screw D 6.5mm, L 120/32mm | 417.120 | Standalone | DE0005519 | Patients requiring fracture fixation or orthopaedic corrective surgery
Orthopaedics | Trauma - Extramedullary fixation | Plate accessories | Non-locking screw | Depuy Synthes | Cancellous Bone Screw D 6.5mm, L 125/32mm | 417.125 | Standalone | DE0005519 | Patients requiring fracture fixation or orthopaedic corrective surgery
Orthopaedics | Trauma - Extramedullary fixation | Plate accessories | Non-locking screw | Depuy Synthes | Cancellous Bone Screw D 6.5mm, L 130/32mm | 417.130 | Standalone | DE0005519 | Patients requiring fracture fixation or orthopaedic corrective surgery
Orthopaedics | Trauma - Extramedullary fixation | Plate accessories | Non-locking screw | Depuy Synthes | Cancellous Bone Screw D 6.5mm, L 135/32mm | 417.135 | Standalone | DE0005519 | Patients requiring fracture fixation or orthopaedic corrective surgery
Orthopaedics | Trauma - Extramedullary fixation | Plate accessories | Non-locking screw | Depuy Synthes | Cancellous Bone Screw D 6.5mm, L 140/32mm | 417.140 | Standalone | DE0005519 | Patients requiring fracture fixation or orthopaedic corrective surgery
Orthopaedics | Trauma - Extramedullary fixation | Plate accessories | Non-locking screw | Depuy Synthes | Cancellous Bone Screw D 6.5mm, L 145/32mm | 417.145 | Standalone | DE0005519 | Patients requiring fracture fixation or orthopaedic corrective surgery
Orthopaedics | Trauma - Extramedullary fixation | Plate accessories | Non-locking screw | Depuy Synthes | Cancellous Bone Screw D 6.5mm, L 150/32mm | 417.150 | Standalone | DE0005519 | Patients requiring fracture fixation or orthopaedic corrective surgery
Orthopaedics | Trauma - Extramedullary fixation | Plate accessories | Non-locking screw | Depuy Synthes | Cancellous Bone Screw D 6.5mm, L 20mm | 418.020 | Standalone | DE0005519 | Patients requiring fracture fixation or orthopaedic corrective surgery
Orthopaedics | Trauma - Extramedullary fixation | Plate accessories | Non-locking screw | Depuy Synthes | Cancellous Bone Screw D 6.5mm, L 760.418Dm | 418.025 | Standalone | DE0005519 | Patients requiring fracture fixation or orthopaedic corrective surgery
Orthopaedics | Trauma - Extramedullary fixation | Plate accessories | Non-locking screw | Depuy Synthes | Cancellous Bone Screw D 6.5mm, L 912.501Dm | 418.030 | Standalone | DE0005519 | Patients requiring fracture fixation or orthopaedic corrective surgery
Orthopaedics | Trauma - Extramedullary fixation | Plate accessories | Non-locking screw | Depuy Synthes | Cancellous Bone Screw D 6.5mm, L 35mm | 418.035 | Standalone | DE0005519 | Patients requiring fracture fixation or orthopaedic corrective surgery
Orthopaedics | Trauma - Extramedullary fixation | Plate accessories | Non-locking screw | Depuy Synthes | Cancellous Bone Screw D 6.5mm, L 40mm | 418.040 | Standalone | DE0005519 | Patients requiring fracture fixation or orthopaedic corrective surgery
Orthopaedics | Trauma - Extramedullary fixation | Plate accessories | Non-locking screw | Depuy Synthes | Cancellous Bone Screw D 6.5mm, L 45mm | 418.045 | Standalone | DE0005519 | Patients requiring fracture fixation or orthopaedic corrective surgery
Orthopaedics | Trauma - Extramedullary fixation | Plate accessories | Non-locking screw | Depuy Synthes | Cancellous Bone Screw D 6.5mm, L 50mm | 418.050 | Standalone | DE0005519 | Patients requiring fracture fixation or orthopaedic corrective surgery
Orthopaedics | Trauma - Extramedullary fixation | Plate accessories | Non-locking screw | Depuy Synthes | Cancellous Bone Screw D 6.5mm, L 55mm | 418.055 | Standalone | DE0005519 | Patients requiring fracture fixation or orthopaedic corrective surgery
Orthopaedics | Trauma - Extramedullary fixation | Plate accessories | Non-locking screw | Depuy Synthes | Cancellous Bone Screw D 6.5mm, L 60mm | 418.060 | Standalone | DE0005519 | Patients requiring fracture fixation or orthopaedic corrective surgery
Orthopaedics | Trauma - Extramedullary fixation | Plate accessories | Non-locking screw | Depuy Synthes | Cancellous Bone Screw D 6.5mm, L 65mm | 418.065 | Standalone | DE0005519 | Patients requiring fracture fixation or orthopaedic corrective surgery
Orthopaedics | Trauma - Extramedullary fixation | Plate accessories | Non-locking screw | Depuy Synthes | Cancellous Bone Screw D 6.5mm, L 70mm | 418.070 | Standalone | DE0005519 | Patients requiring fracture fixation or orthopaedic corrective surgery
Orthopaedics | Trauma - Extramedullary fixation | Plate accessories | Non-locking screw | Depuy Synthes | Cancellous Bone Screw D 6.5mm, L 75mm | 418.075 | Standalone | DE0005519 | Patients requiring fracture fixation or orthopaedic corrective surgery
Orthopaedics | Trauma - Extramedullary fixation | Plate accessories | Non-locking screw | Depuy Synthes | Cancellous Bone Screw D 6.5mm, L 80mm | 418.080 | Standalone | DE0005519 | Patients requiring fracture fixation or orthopaedic corrective surgery
Orthopaedics | Trauma - Extramedullary fixation | Plate accessories | Non-locking screw | Depuy Synthes | Cancellous Bone Screw D 6.5mm, L 85mm | 418.085 | Standalone | DE0005519 | Patients requiring fracture fixation or orthopaedic corrective surgery
Orthopaedics | Trauma - Extramedullary fixation | Plate accessories | Non-locking screw | Depuy Synthes | Cancellous Bone Screw D 6.5mm, L 90mm | 418.090 | Standalone | DE0005519 | Patients requiring fracture fixation or orthopaedic corrective surgery
Orthopaedics | Trauma - Extramedullary fixation | Plate accessories | Non-locking screw | Depuy Synthes | Cancellous Bone Screw D 6.5mm, L 95mm | 418.095 | Standalone | DE0005519 | Patients requiring fracture fixation or orthopaedic corrective surgery
Orthopaedics | Trauma - Extramedullary fixation | Plate accessories | Non-locking screw | Depuy Synthes | Cancellous Bone Screw D 6.5mm, L 100mm | 418.100 | Standalone | DE0005519 | Patients requiring fracture fixation or orthopaedic corrective surgery
Orthopaedics | Trauma - Extramedullary fixation | Plate accessories | Non-locking screw | Depuy Synthes | Cancellous Bone Screw D 6.5mm, L 105mm | 418.105 | Standalone | DE0005519 | Patients requiring fracture fixation or orthopaedic corrective surgery
Orthopaedics | Trauma - Extramedullary fixation | Plate accessories | Non-locking screw | Depuy Synthes | Cancellous Bone Screw D 6.5mm, L 110mm | 418.110 | Standalone | DE0005519 | Patients requiring fracture fixation or orthopaedic corrective surgery
Orthopaedics | Trauma - Extramedullary fixation | Plate accessories | Other plate accessories (e.g. nut, washer, etc) | Depuy Synthes | Washer D 10.0/4.6 mm, for Cannulated Screw D 4.5 mm, Pure Titanium | 419.910 | Standalone | DE0002113 | Patients requiring fracture fixation or orthopaedic corrective surgery
Orthopaedics | Trauma - Extramedullary fixation | Plate accessories | Other plate accessories (e.g. nut, washer, etc) | Depuy Synthes | Nut D 11.0mm, f/Cortex Screws D 4.5mm | 419.960 | Standalone | DE0005519 | Patients requiring fracture fixation or orthopaedic corrective surgery
Orthopaedics | Trauma - Extramedullary fixation | Plate accessories | Other plate accessories (e.g. nut, washer, etc) | Depuy Synthes | Washer D 6.5/3.3 mm, Pure Titanium | 419.972 | Standalone | DE0002110 | Patients requiring fracture fixation or orthopaedic corrective surgery
Orthopaedics | Trauma - Extramedullary fixation | Plate accessories | Other plate accessories (e.g. nut, washer, etc) | Depuy Synthes | Washer D 7.0/3.6 mm, for Screws D 2.7 to 4.0 mm, Pure Titanium | 419.980 | Standalone | DE0002111 | Patients requiring fracture fixation or orthopaedic corrective surgery
Orthopaedics | Trauma - Extramedullary fixation | Plate accessories | Other plate accessories (e.g. nut, washer, etc) | Depuy Synthes | Washer D 3.5/2.7 mm, Titanium Alloy (TAN) | 419.981 | Standalone | DE0008374 | Patients requiring fracture fixation or orthopaedic corrective surgery
Orthopaedics | Trauma - Extramedullary fixation | Plate accessories | Other plate accessories (e.g. nut, washer, etc) | Depuy Synthes | Washer D 13.0/6.6 mm, for Screws D 4.5 to 7.3 mm, Pure Titanium | 419.990 | Standalone | DE0002114 | Patients requiring fracture fixation or orthopaedic corrective surgery
Orthopaedics | Trauma - Extramedullary fixation | Non-locking plate | Non-locking plate - Hand | Depuy Synthes | Plate 1.3, straight, 6 holes, L 23mm | 421.306 | Standalone | DE0002215 | Patients requiring fracture fixation or orthopaedic corrective surgery
Orthopaedics | Trauma - Extramedullary fixation | Non-locking plate | Non-locking plate - Hand | Depuy Synthes | Adaption Plate 1.3, 12 holes | 421.312 | Standalone | DE0002215 | Patients requiring fracture fixation or orthopaedic corrective surgery
Orthopaedics | Trauma - Extramedullary fixation | Non-locking plate | Non-locking plate - Hand | Depuy Synthes | Strut Plate 1.3, oblique-angled, right, 8 holes | 421.320 | Standalone | DE0002215 | Patients requiring fracture fixation or orthopaedic corrective surgery
Orthopaedics | Trauma - Extramedullary fixation | Non-locking plate | Non-locking plate - Hand | Depuy Synthes | Strut Plate 1.3, oblique-angled, left, 8 holes | 421.321 | Standalone | DE0002215 | Patients requiring fracture fixation or orthopaedic corrective surgery
Orthopaedics | Trauma - Extramedullary fixation | Non-locking plate | Non-locking plate - Hand | Depuy Synthes | T-Adaption Plate 1.3, 8 + 3 holes | 421.333 | Standalone | DE0002215 | Patients requiring fracture fixation or orthopaedic corrective surgery
Orthopaedics | Trauma - Extramedullary fixation | Non-locking plate | Non-locking plate - Hand | Depuy Synthes | T-Adaption Plate 1.3, 8 + 4 holes | 421.334 | Standalone | DE0002215 | Patients requiring fracture fixation or orthopaedic corrective surgery
Orthopaedics | Trauma - Extramedullary fixation | Non-locking plate | Non-locking plate - Hand | Depuy Synthes | Y-Adaption Plate 1.3, 11 holes | 421.335 | Standalone | DE0002215 | Patients requiring fracture fixation or orthopaedic corrective surgery
Orthopaedics | Trauma - Extramedullary fixation | Locking/combination plate | Locking/combination plate - Tibia | Depuy Synthes | LCP-PLT 4.5/5.0, right, 5 holes, L 140mm | 422.220 | Standalone | DE0008375 | Patients requiring fracture fixation or orthopaedic corrective surgery
Orthopaedics | Trauma - Extramedullary fixation | Locking/combination plate | Locking/combination plate - Tibia | Depuy Synthes | LCP-PLT 4.5/5.0, left, 5 holes, L 140mm | 422.221 | Standalone | DE0008375 | Patients requiring fracture fixation or orthopaedic corrective surgery
Orthopaedics | Trauma - Extramedullary fixation | Locking/combination plate | Locking/combination plate - Tibia | Depuy Synthes | LCP-PLT 4.5/5.0, right, 7 holes, L 180mm | 422.222 | Standalone | DE0008375 | Patients requiring fracture fixation or orthopaedic corrective surgery
Orthopaedics | Trauma - Extramedullary fixation | Locking/combination plate | Locking/combination plate - Tibia | Depuy Synthes | LCP-PLT 4.5/5.0, left, 7 holes, L180mm | 422.223 | Standalone | DE0008375 | Patients requiring fracture fixation or orthopaedic corrective surgery
Orthopaedics | Trauma - Extramedullary fixation | Locking/combination plate | Locking/combination plate - Tibia | Depuy Synthes | LCP-PLT 4.5/5.0, right, 9 holes, L 220mm | 422.224 | Standalone | DE0008375 | Patients requiring fracture fixation or orthopaedic corrective surgery
Orthopaedics | Trauma - Extramedullary fixation | Locking/combination plate | Locking/combination plate - Tibia | Depuy Synthes | LCP-PLT 4.5/5.0, left, 9 holes, L 220mm | 422.225 | Standalone | DE0008375 | Patients requiring fracture fixation or orthopaedic corrective surgery
Orthopaedics | Trauma - Extramedullary fixation | Locking/combination plate | Locking/combination plate - Tibia | Depuy Synthes | LCP-PLT 4.5/5.0, right, 11 holes, L 260mm | 422.226 | Standalone | DE0008375 | Patients requiring fracture fixation or orthopaedic corrective surgery
Orthopaedics | Trauma - Extramedullary fixation | Locking/combination plate | Locking/combination plate - Tibia | Depuy Synthes | LCP-PLT 4.5/5.0, left, 11 holes, L 260mm | 422.227 | Standalone | DE0008375 | Patients requiring fracture fixation or orthopaedic corrective surgery
Orthopaedics | Trauma - Extramedullary fixation | Locking/combination plate | Locking/combination plate - Tibia | Depuy Synthes | LCP-PLT 4.5/5.0, right, 13 holes, L 300mm | 422.228 | Standalone | DE0008375 | Patients requiring fracture fixation or orthopaedic corrective surgery
Orthopaedics | Trauma - Extramedullary fixation | Locking/combination plate | Locking/combination plate - Tibia | Depuy Synthes | LCP-PLT 4.5/5.0, left, 13 holes, L 300mm | 422.229 | Standalone | DE0008375 | Patients requiring fracture fixation or orthopaedic corrective surgery
Orthopaedics | Trauma - Extramedullary fixation | Locking/combination plate | Locking/combination plate - Femur | Depuy Synthes | LCP-DF 4.5/5.0, right, 5 holes, L 156mm | 422.250 | Standalone | DE0002166 | Patients requiring fracture fixation or orthopaedic corrective surgery
Orthopaedics | Trauma - Extramedullary fixation | Locking/combination plate | Locking/combination plate - Femur | Depuy Synthes | LCP-DF 4.5/5.0, left, 5 holes, L 156mm | 422.251 | Standalone | DE0002166 | Patients requiring fracture fixation or orthopaedic corrective surgery
Orthopaedics | Trauma - Extramedullary fixation | Locking/combination plate | Locking/combination plate - Femur | Depuy Synthes | LCP-DF 4.5/5.0, right, 7 holes, L 196mm | 422.252 | Standalone | DE0002166 | Patients requiring fracture fixation or orthopaedic corrective surgery
Orthopaedics | Trauma - Extramedullary fixation | Locking/combination plate | Locking/combination plate - Femur | Depuy Synthes | LCP-DF 4.5/5.0, left, 7 holes, L 196mm | 422.253 | Standalone | DE0002166 | Patients requiring fracture fixation or orthopaedic corrective surgery
Orthopaedics | Trauma - Extramedullary fixation | Locking/combination plate | Locking/combination plate - Femur | Depuy Synthes | LCP-DF 4.5/5.0, right, 9 holes, L 236mm | 422.254 | Standalone | DE0002166 | Patients requiring fracture fixation or orthopaedic corrective surgery
Orthopaedics | Trauma - Extramedullary fixation | Locking/combination plate | Locking/combination plate - Femur | Depuy Synthes | LCP-DF 4.5/5.0, left, 9 holes, L 236mm | 422.255 | Standalone | DE0002166 | Patients requiring fracture fixation or orthopaedic corrective surgery
Orthopaedics | Trauma - Extramedullary fixation | Locking/combination plate | Locking/combination plate - Femur | Depuy Synthes | LCP-DF 4.5/5.0, right, 11 holes, L 276mm | 422.256 | Standalone | DE0002166 | Patients requiring fracture fixation or orthopaedic corrective surgery
Orthopaedics | Trauma - Extramedullary fixation | Locking/combination plate | Locking/combination plate - Femur | Depuy Synthes | LCP-DF 4.5/5.0, left, 11 holes, L 276mm | 422.257 | Standalone | DE0002166 | Patients requiring fracture fixation or orthopaedic corrective surgery
Orthopaedics | Trauma - Extramedullary fixation | Locking/combination plate | Locking/combination plate - Femur | Depuy Synthes | LCP-DF 4.5/5.0, right, 13 holes, L 316mm | 422.258 | Standalone | DE0002166 | Patients requiring fracture fixation or orthopaedic corrective surgery
Orthopaedics | Trauma - Extramedullary fixation | Locking/combination plate | Locking/combination plate - Femur | Depuy Synthes | LCP-DF 4.5/5.0, left, 13 holes, L 316mm | 422.259 | Standalone | DE0002166 | Patients requiring fracture fixation or orthopaedic corrective surgery
Orthopaedics | Trauma - Extramedullary fixation | Locking/combination plate | Locking/combination plate - General orthopaedic | Depuy Synthes | LCP 4.5/5.0, narrow, 2 holes | 424.521 | Standalone | DE0008374 | Patients requiring fracture fixation or orthopaedic corrective surgery
Orthopaedics | Trauma - Extramedullary fixation | Locking/combination plate | Locking/combination plate - General orthopaedic | Depuy Synthes | LCP 4.5/5.0, narrow, 3 holes | 424.531 | Standalone | DE0008374 | Patients requiring fracture fixation or orthopaedic corrective surgery
Orthopaedics | Trauma - Extramedullary fixation | Locking/combination plate | Locking/combination plate - General orthopaedic | Depuy Synthes | LCP 4.5/5.0, narrow, 4 holes | 424.541 | Standalone | DE0008374 | Patients requiring fracture fixation or orthopaedic corrective surgery
Orthopaedics | Trauma - Extramedullary fixation | Locking/combination plate | Locking/combination plate - General orthopaedic | Depuy Synthes | LCP 4.5/5.0, narrow, 5 holes | 424.551 | Standalone | DE0008374 | Patients requiring fracture fixation or orthopaedic corrective surgery
Orthopaedics | Trauma - Extramedullary fixation | Locking/combination plate | Locking/combination plate - Tibia | Depuy Synthes | LCP Metaphyseal Plate 3.5/4.5/5.0, L 123mm Pure Ti | 424.768 | Standalone | DE0008375 | Patients requiring fracture fixation or orthopaedic corrective surgery
Orthopaedics | Trauma - Extramedullary fixation | Locking/combination plate | Locking/combination plate - Tibia | Depuy Synthes | LCP Metaphyseal Plate 3.5/4.5/5.0, L 141mm Pure Ti | 424.769 | Standalone | DE0008375 | Patients requiring fracture fixation or orthopaedic corrective surgery
Orthopaedics | Trauma - Extramedullary fixation | Locking/combination plate | Locking/combination plate - Tibia | Depuy Synthes | LCP Metaphyseal Plate 3.5/4.5/5.0, for distal tibia, right, 4+6 holes, length 159 mm, Pure Titanium | 424.770 | Standalone | DE0008375 | Patients requiring fracture fixation or orthopaedic corrective surgery
Orthopaedics | Trauma - Extramedullary fixation | Locking/combination plate | Locking/combination plate - Tibia | Depuy Synthes | LCP Metaphyseal Plate 3.5/4.5/5.0, L 177mm Pure Ti | 424.771 | Standalone | DE0008375 | Patients requiring fracture fixation or orthopaedic corrective surgery
Orthopaedics | Trauma - Extramedullary fixation | Locking/combination plate | Locking/combination plate - Tibia | Depuy Synthes | LCP Metaphyseal Plate 3.5/4.5/5.0, L 195mm Pure Ti | 424.772 | Standalone | DE0008375 | Patients requiring fracture fixation or orthopaedic corrective surgery
Orthopaedics | Trauma - Extramedullary fixation | Locking/combination plate | Locking/combination plate - Tibia | Depuy Synthes | LCP Metaphyseal Plate 3.5/4.5/5.0, L 213mm Pure Ti | 424.773 | Standalone | DE0008375 | Patients requiring fracture fixation or orthopaedic corrective surgery
Orthopaedics | Trauma - Extramedullary fixation | Locking/combination plate | Locking/combination plate - Tibia | Depuy Synthes | LCP Metaphyseal Plate 3.5/4.5/5.0, L 231mm Pure Ti | 424.774 | Standalone | DE0008375 | Patients requiring fracture fixation or orthopaedic corrective surgery
Orthopaedics | Trauma - Extramedullary fixation | Locking/combination plate | Locking/combination plate - Tibia | Depuy Synthes | LCP Metaphyseal Plate 3.5/4.5/5.0, L 267mm Pure Ti | 424.776 | Standalone | DE0008375 | Patients requiring fracture fixation or orthopaedic corrective surgery
Orthopaedics | Trauma - Extramedullary fixation | Locking/combination plate | Locking/combination plate - Tibia | Depuy Synthes | LCP Metaphyseal Plate 3.5/4.5/5.0, L 303mm Pure Ti | 424.778 | Standalone | DE0008375 | Patients requiring fracture fixation or orthopaedic corrective surgery
Orthopaedics | Trauma - Extramedullary fixation | Locking/combination plate | Locking/combination plate - Tibia | Depuy Synthes | LCP Metaphyseal Plate 3.5/4.5/5.0, L 339mm Pure Ti | 424.780 | Standalone | DE0008375 | Patients requiring fracture fixation or orthopaedic corrective surgery
Orthopaedics | Trauma - Extramedullary fixation | Locking/combination plate | Locking/combination plate - Tibia | Depuy Synthes | LCP Metaphyseal Plate 3.5/4.5/5.0, L 375mm Pure Ti | 424.782 | Standalone | DE0008375 | Patients requiring fracture fixation or orthopaedic corrective surgery
Orthopaedics | Trauma - Extramedullary fixation | Locking/combination plate | Locking/combination plate - Tibia | Depuy Synthes | LCP Metaphyseal Plate 3.5/4.5/5.0, L 411mm Pure Ti | 424.784 | Standalone | DE0008375 | Patients requiring fracture fixation or orthopaedic corrective surgery
Orthopaedics | Trauma - Extramedullary fixation | Locking/combination plate | Locking/combination plate - Tibia | Depuy Synthes | LCP Metaphyseal Plate 3.5/4.5/5.0, L 123mm | 424.808 | Standalone | DE0008375 | Patients requiring fracture fixation or orthopaedic corrective surgery
Orthopaedics | Trauma - Extramedullary fixation | Locking/combination plate | Locking/combination plate - Tibia | Depuy Synthes | LCP Metaphyseal Plate 3.5/4.5/5.0, L 141mm | 424.809 | Standalone | DE0008375 | Patients requiring fracture fixation or orthopaedic corrective surgery
Orthopaedics | Trauma - Extramedullary fixation | Locking/combination plate | Locking/combination plate - Tibia | Depuy Synthes | LCP Metaphyseal Plate 3.5/4.5/5.0, L 11794.59Dm | 424.810 | Standalone | DE0008375 | Patients requiring fracture fixation or orthopaedic corrective surgery
Orthopaedics | Trauma - Extramedullary fixation | Locking/combination plate | Locking/combination plate - Tibia | Depuy Synthes | LCP Metaphyseal Plate 3.5/4.5/5.0, L 177mm | 424.811 | Standalone | DE0008375 | Patients requiring fracture fixation or orthopaedic corrective surgery
Orthopaedics | Trauma - Extramedullary fixation | Locking/combination plate | Locking/combination plate - Tibia | Depuy Synthes | LCP Metaphyseal Plate 3.5/4.5/5.0, L 195mm | 424.812 | Standalone | DE0008375 | Patients requiring fracture fixation or orthopaedic corrective surgery
Orthopaedics | Trauma - Extramedullary fixation | Locking/combination plate | Locking/combination plate - Tibia | Depuy Synthes | LCP Metaphyseal Plate 3.5/4.5/5.0, L 213mm | 424.813 | Standalone | DE0008375 | Patients requiring fracture fixation or orthopaedic corrective surgery
Orthopaedics | Trauma - Extramedullary fixation | Locking/combination plate | Locking/combination plate - Tibia | Depuy Synthes | LCP Metaphyseal Plate 3.5/4.5/5.0, L 231mm | 424.814 | Standalone | DE0008375 | Patients requiring fracture fixation or orthopaedic corrective surgery
Orthopaedics | Trauma - Extramedullary fixation | Locking/combination plate | Locking/combination plate - Tibia | Depuy Synthes | LCP Metaphyseal Plate 3.5/4.5/5.0, L 267mm | 424.816 | Standalone | DE0008375 | Patients requiring fracture fixation or orthopaedic corrective surgery
Orthopaedics | Trauma - Extramedullary fixation | Locking/combination plate | Locking/combination plate - Tibia | Depuy Synthes | LCP Metaphyseal Plate 3.5/4.5/5.0, L 303mm | 424.818 | Standalone | DE0008375 | Patients requiring fracture fixation or orthopaedic corrective surgery
Orthopaedics | Trauma - Extramedullary fixation | Locking/combination plate | Locking/combination plate - Tibia | Depuy Synthes | LCP Metaphyseal Plate 3.5/4.5/5.0, L 339mm | 424.820 | Standalone | DE0008375 | Patients requiring fracture fixation or orthopaedic corrective surgery
Orthopaedics | Trauma - Extramedullary fixation | Locking/combination plate | Locking/combination plate - Tibia | Depuy Synthes | LCP Metaphyseal Plate 3.5/4.5/5.0, L 375mm | 424.822 | Standalone | DE0008375 | Patients requiring fracture fixation or orthopaedic corrective surgery
Orthopaedics | Trauma - Extramedullary fixation | Locking/combination plate | Locking/combination plate - Tibia | Depuy Synthes | LCP Metaphyseal Plate 3.5/4.5/5.0, L 411mm | 424.824 | Standalone | DE0008375 | Patients requiring fracture fixation or orthopaedic corrective surgery
Orthopaedics | Trauma - Extramedullary fixation | Locking/combination plate | Locking/combination plate - General orthopaedic | Depuy Synthes | LCP 4.5/5.0, broad, 6 holes | 426.561 | Standalone | DE0008374 | Patients requiring fracture fixation or orthopaedic corrective surgery
Orthopaedics | Trauma - Extramedullary fixation | Locking/combination plate | Locking/combination plate - General orthopaedic | Depuy Synthes | LCP Reconstr. Plate 4.5/5.0, 3 holes, L 56mm | 429.331 | Standalone | DE0008374 | Patients requiring fracture fixation or orthopaedic corrective surgery
Orthopaedics | Trauma - Extramedullary fixation | Locking/combination plate | Locking/combination plate - General orthopaedic | Depuy Synthes | LCP Reconstr. Plate 4.5/5.0, 4 holes, L 75mm | 429.341 | Standalone | DE0008374 | Patients requiring fracture fixation or orthopaedic corrective surgery
Orthopaedics | Trauma - Extramedullary fixation | Locking/combination plate | Locking/combination plate - General orthopaedic | Depuy Synthes | LCP Reconstr. Plate 4.5/5.0, 5 holes, L 94mm | 429.351 | Standalone | DE0008374 | Patients requiring fracture fixation or orthopaedic corrective surgery
Orthopaedics | Trauma - Extramedullary fixation | Locking/combination plate | Locking/combination plate - General orthopaedic | Depuy Synthes | LCP Reconstr. Plate 4.5/5.0, 6 holes, L 113mm | 429.361 | Standalone | DE0008374 | Patients requiring fracture fixation or orthopaedic corrective surgery
Orthopaedics | Trauma - Extramedullary fixation | Locking/combination plate | Locking/combination plate - General orthopaedic | Depuy Synthes | LCP Reconstr. Plate4.5/5.0, 7 holes, L 132mm | 429.371 | Standalone | DE0008374 | Patients requiring fracture fixation or orthopaedic corrective surgery
Orthopaedics | Trauma - Extramedullary fixation | Locking/combination plate | Locking/combination plate - General orthopaedic | Depuy Synthes | LCP Reconstr. Plate 4.5/5.0, 8 holes, L 151mm | 429.381 | Standalone | DE0008374 | Patients requiring fracture fixation or orthopaedic corrective surgery
Orthopaedics | Trauma - Extramedullary fixation | Locking/combination plate | Locking/combination plate - General orthopaedic | Depuy Synthes | LCP Reconstr. Plate 4.5/5.0, 9 holes, L 170mm | 429.391 | Standalone | DE0008374 | Patients requiring fracture fixation or orthopaedic corrective surgery
Orthopaedics | Trauma - Extramedullary fixation | Locking/combination plate | Locking/combination plate - General orthopaedic | Depuy Synthes | LCP Reconstr. Plate 4.5/5.0, 10 holes, L 189mm | 429.401 | Standalone | DE0008374 | Patients requiring fracture fixation or orthopaedic corrective surgery
Orthopaedics | Trauma - Extramedullary fixation | Locking/combination plate | Locking/combination plate - General orthopaedic | Depuy Synthes | LCP Reconstr. Plate 4.5/5.0, 11 holes, L 208mm | 429.411 | Standalone | DE0008374 | Patients requiring fracture fixation or orthopaedic corrective surgery
Orthopaedics | Trauma - Extramedullary fixation | Locking/combination plate | Locking/combination plate - General orthopaedic | Depuy Synthes | LCP Reconstr. Plate 4.5/5.0, 12 holes, L 227mm | 429.421 | Standalone | DE0008374 | Patients requiring fracture fixation or orthopaedic corrective surgery
Orthopaedics | Trauma - Extramedullary fixation | Locking/combination plate | Locking/combination plate - General orthopaedic | Depuy Synthes | LCP Reconstr. Plate 4.5/5.0, 13 holes, L 246mm | 429.431 | Standalone | DE0008374 | Patients requiring fracture fixation or orthopaedic corrective surgery
Orthopaedics | Trauma - Extramedullary fixation | Locking/combination plate | Locking/combination plate - General orthopaedic | Depuy Synthes | LCP Reconstr. Plate 4.5/5.0, 14 holes, L 265mm | 429.441 | Standalone | DE0008374 | Patients requiring fracture fixation or orthopaedic corrective surgery
Orthopaedics | Trauma - Extramedullary fixation | Locking/combination plate | Locking/combination plate - General orthopaedic | Depuy Synthes | LCP Reconstr. Plate 4.5/5.0, 15 holes, L 284mm | 429.451 | Standalone | DE0008374 | Patients requiring fracture fixation or orthopaedic corrective surgery
Orthopaedics | Trauma - Extramedullary fixation | Locking/combination plate | Locking/combination plate - General orthopaedic | Depuy Synthes | LCP Reconstr. Plate 4.5/5.0, 16 holes, L 303mm | 429.461 | Standalone | DE0008374 | Patients requiring fracture fixation or orthopaedic corrective surgery
Orthopaedics | Trauma - Extramedullary fixation | Locking/combination plate | Locking/combination plate - Ulna | Depuy Synthes | LCP Olecranon Plate 3.5, right, 2 holes, L 86mm | 436.502 | Standalone | DE0008377 | Patients requiring fracture fixation or orthopaedic corrective surgery
Orthopaedics | Trauma - Extramedullary fixation | Locking/combination plate | Locking/combination plate - Ulna | Depuy Synthes | LCP Olecranon Plate 3.5, left, 2 holes, L 86mm | 436.503 | Standalone | DE0008377 | Patients requiring fracture fixation or orthopaedic corrective surgery
Orthopaedics | Trauma - Extramedullary fixation | Locking/combination plate | Locking/combination plate - Ulna | Depuy Synthes | LCP Olecranon Plate 3.5, right, 4 holes, L 111mm | 436.504 | Standalone | DE0008377 | Patients requiring fracture fixation or orthopaedic corrective surgery
Orthopaedics | Trauma - Extramedullary fixation | Locking/combination plate | Locking/combination plate - Ulna | Depuy Synthes | LCP Olecranon Plate 3.5, left, 4 holes, L 111mm | 436.505 | Standalone | DE0008377 | Patients requiring fracture fixation or orthopaedic corrective surgery
Orthopaedics | Trauma - Extramedullary fixation | Locking/combination plate | Locking/combination plate - Ulna | Depuy Synthes | LCP Olecranon Plate 3.5, right, 6 holes, L 138mm | 436.506 | Standalone | DE0008377 | Patients requiring fracture fixation or orthopaedic corrective surgery
Orthopaedics | Trauma - Extramedullary fixation | Locking/combination plate | Locking/combination plate - Ulna | Depuy Synthes | LCP Olecranon Plate 3.5, left, 6 holes, L 138mm | 436.507 | Standalone | DE0008377 | Patients requiring fracture fixation or orthopaedic corrective surgery
Orthopaedics | Trauma - Extramedullary fixation | Locking/combination plate | Locking/combination plate - Ulna | Depuy Synthes | LCP Olecranon Plate 3.5, right, 8 holes, L 163mm | 436.508 | Standalone | DE0008377 | Patients requiring fracture fixation or orthopaedic corrective surgery
Orthopaedics | Trauma - Extramedullary fixation | Locking/combination plate | Locking/combination plate - Ulna | Depuy Synthes | LCP Olecranon Plate 3.5, left, 8 holes, L 163mm | 436.509 | Standalone | DE0008377 | Patients requiring fracture fixation or orthopaedic corrective surgery
Orthopaedics | Trauma - Extramedullary fixation | Locking/combination plate | Locking/combination plate - Ulna | Depuy Synthes | LCP Olecranon Plate 3.5, right, 10 holes, L 190mm | 436.510 | Standalone | DE0008377 | Patients requiring fracture fixation or orthopaedic corrective surgery
Orthopaedics | Trauma - Extramedullary fixation | Locking/combination plate | Locking/combination plate - Ulna | Depuy Synthes | LCP Olecranon Plate 3.5, left, 10 holes, L 190mm | 436.511 | Standalone | DE0008377 | Patients requiring fracture fixation or orthopaedic corrective surgery
Orthopaedics | Trauma - Extramedullary fixation | Locking/combination plate | Locking/combination plate - Ulna | Depuy Synthes | LCP Olecranon Plate 3.5, right, 12 holes, L 216mm | 436.512 | Standalone | DE0008377 | Patients requiring fracture fixation or orthopaedic corrective surgery
Orthopaedics | Trauma - Extramedullary fixation | Locking/combination plate | Locking/combination plate - Ulna | Depuy Synthes | LCP Olecranon Plate 3.5, left, 12 holes, L 216mm | 436.513 | Standalone | DE0008377 | Patients requiring fracture fixation or orthopaedic corrective surgery
Orthopaedics | Trauma - Extramedullary fixation | Locking/combination plate | Locking/combination plate - Tibia | Depuy Synthes | LCP Prox. Tibial Plate 3.5, lat., right, L 81mm | 439.934 | Standalone | DE0008375 | Patients requiring fracture fixation or orthopaedic corrective surgery
Orthopaedics | Trauma - Extramedullary fixation | Locking/combination plate | Locking/combination plate - Tibia | Depuy Synthes | LCP Prox. Tibial Plate 3.5, lat., left, L 81mm | 439.935 | Standalone | DE0008375 | Patients requiring fracture fixation or orthopaedic corrective surgery
Orthopaedics | Trauma - Extramedullary fixation | Locking/combination plate | Locking/combination plate - Tibia | Depuy Synthes | LCP Prox. Tibial Plate 3.5, lat., right, L 107mm | 439.936 | Standalone | DE0008375 | Patients requiring fracture fixation or orthopaedic corrective surgery
Orthopaedics | Trauma - Extramedullary fixation | Locking/combination plate | Locking/combination plate - Tibia | Depuy Synthes | LCP Prox. Tibial Plate 3.5, lat., left, L 107mm | 439.937 | Standalone | DE0008375 | Patients requiring fracture fixation or orthopaedic corrective surgery
Orthopaedics | Trauma - Extramedullary fixation | Locking/combination plate | Locking/combination plate - Tibia | Depuy Synthes | LCP Prox. Tibial Plate 3.5, lat., right, L 133mm | 439.938 | Standalone | DE0008375 | Patients requiring fracture fixation or orthopaedic corrective surgery
Orthopaedics | Trauma - Extramedullary fixation | Locking/combination plate | Locking/combination plate - Tibia | Depuy Synthes | LCP Prox. Tibial Plate 3.5, lat., left, L 133mm | 439.939 | Standalone | DE0008375 | Patients requiring fracture fixation or orthopaedic corrective surgery
Orthopaedics | Trauma - Extramedullary fixation | Locking/combination plate | Locking/combination plate - Tibia | Depuy Synthes | LCP Prox. Tibial Plate 3.5, lat., right, L 11794.59Dm | 439.940 | Standalone | DE0008375 | Patients requiring fracture fixation or orthopaedic corrective surgery
Orthopaedics | Trauma - Extramedullary fixation | Locking/combination plate | Locking/combination plate - Tibia | Depuy Synthes | LCP Prox. Tibial Plate 3.5, lat., left, L 11794.59Dm | 439.941 | Standalone | DE0008375 | Patients requiring fracture fixation or orthopaedic corrective surgery
Orthopaedics | Trauma - Extramedullary fixation | Locking/combination plate | Locking/combination plate - Tibia | Depuy Synthes | LCP Prox. Tibial Plate 3.5, lat., right, L 185mm | 439.942 | Standalone | DE0008375 | Patients requiring fracture fixation or orthopaedic corrective surgery
Orthopaedics | Trauma - Extramedullary fixation | Locking/combination plate | Locking/combination plate - Tibia | Depuy Synthes | LCP Prox. Tibial Plate 3.5, lat., left, L 185mm | 439.943 | Standalone | DE0008375 | Patients requiring fracture fixation or orthopaedic corrective surgery
Orthopaedics | Trauma - Extramedullary fixation | Locking/combination plate | Locking/combination plate - Tibia | Depuy Synthes | LCP Prox. Tibial Plate 3.5, lat., right, L 211mm | 439.944 | Standalone | DE0008375 | Patients requiring fracture fixation or orthopaedic corrective surgery
Orthopaedics | Trauma - Extramedullary fixation | Locking/combination plate | Locking/combination plate - Tibia | Depuy Synthes | LCP Prox. Tibial Plate 3.5, lat., left, L 211mm | 439.945 | Standalone | DE0008375 | Patients requiring fracture fixation or orthopaedic corrective surgery
Orthopaedics | Trauma - Extramedullary fixation | Locking/combination plate | Locking/combination plate - Tibia | Depuy Synthes | LCP Prox. Tibial Plate 3.5, lat., right, L 237mm | 439.946 | Standalone | DE0008375 | Patients requiring fracture fixation or orthopaedic corrective surgery
Orthopaedics | Trauma - Extramedullary fixation | Locking/combination plate | Locking/combination plate - Tibia | Depuy Synthes | LCP Prox. Tibial Plate 3.5, lat., left, L 237mm | 439.947 | Standalone | DE0008375 | Patients requiring fracture fixation or orthopaedic corrective surgery
Orthopaedics | Trauma - Extramedullary fixation | Locking/combination plate | Locking/combination plate - Tibia | Depuy Synthes | LCP Medial Proximal Tibial Plate 3.5, right, shaft 4 holes, length 93 mm, Pure Titanium | 439.954 | Standalone | DE0008375 | Patients requiring fracture fixation or orthopaedic corrective surgery
Orthopaedics | Trauma - Extramedullary fixation | Locking/combination plate | Locking/combination plate - Tibia | Depuy Synthes | LCP Medial Proximal Tibial Plate 3.5, left, shaft 4 holes, length 93 mm, Pure Titanium | 439.955 | Standalone | DE0008375 | Patients requiring fracture fixation or orthopaedic corrective surgery
Orthopaedics | Trauma - Extramedullary fixation | Locking/combination plate | Locking/combination plate - Tibia | Depuy Synthes | LCP Medial Proximal Tibial Plate 3.5, right, shaft 6 holes, length 119 mm, Pure Titanium | 439.956 | Standalone | DE0008375 | Patients requiring fracture fixation or orthopaedic corrective surgery
Orthopaedics | Trauma - Extramedullary fixation | Locking/combination plate | Locking/combination plate - Tibia | Depuy Synthes | LCP Medial Proximal Tibial Plate 3.5, left, shaft 6 holes, length 119 mm, Pure Titanium | 439.957 | Standalone | DE0008375 | Patients requiring fracture fixation or orthopaedic corrective surgery
Orthopaedics | Trauma - Extramedullary fixation | Locking/combination plate | Locking/combination plate - Tibia | Depuy Synthes | LCP Medial Proximal Tibial Plate 3.5, right, shaft 8 holes, length 145 mm, Pure Titanium | 439.958 | Standalone | DE0008375 | Patients requiring fracture fixation or orthopaedic corrective surgery
Orthopaedics | Trauma - Extramedullary fixation | Locking/combination plate | Locking/combination plate - Tibia | Depuy Synthes | LCP Medial Proximal Tibial Plate 3.5, left, shaft 8 holes, length 145 mm, Pure Titanium | 439.959 | Standalone | DE0008375 | Patients requiring fracture fixation or orthopaedic corrective surgery
Orthopaedics | Trauma - Extramedullary fixation | Locking/combination plate | Locking/combination plate - Tibia | Depuy Synthes | LCP Medial Proximal Tibial Plate 3.5, right, shaft 10 holes, length 171 mm, Pure Titanium | 439.960 | Standalone | DE0008375 | Patients requiring fracture fixation or orthopaedic corrective surgery
Orthopaedics | Trauma - Extramedullary fixation | Locking/combination plate | Locking/combination plate - Tibia | Depuy Synthes | LCP Medial Proximal Tibial Plate 3.5, left, shaft 10 holes, length 171 mm, Pure Titanium | 439.961 | Standalone | DE0008375 | Patients requiring fracture fixation or orthopaedic corrective surgery
Orthopaedics | Trauma - Extramedullary fixation | Locking/combination plate | Locking/combination plate - Tibia | Depuy Synthes | LCP Medial Proximal Tibial Plate 3.5, right, shaft 12 holes, length 197 mm, Pure Titanium | 439.962 | Standalone | DE0008375 | Patients requiring fracture fixation or orthopaedic corrective surgery
Orthopaedics | Trauma - Extramedullary fixation | Locking/combination plate | Locking/combination plate - Tibia | Depuy Synthes | LCP Medial Proximal Tibial Plate 3.5, left, shaft 12 holes, length 197 mm, Pure Titanium | 439.963 | Standalone | DE0008375 | Patients requiring fracture fixation or orthopaedic corrective surgery
Orthopaedics | Trauma - Extramedullary fixation | Locking/combination plate | Locking/combination plate - Tibia | Depuy Synthes | LCP Medial Proximal Tibial Plate 3.5, right, shaft 14 holes, length 223 mm, Pure Titanium | 439.964 | Standalone | DE0008375 | Patients requiring fracture fixation or orthopaedic corrective surgery
Orthopaedics | Trauma - Extramedullary fixation | Locking/combination plate | Locking/combination plate - Tibia | Depuy Synthes | LCP Medial Proximal Tibial Plate 3.5, left, shaft 14 holes, length 223 mm, Pure Titanium | 439.965 | Standalone | DE0008375 | Patients requiring fracture fixation or orthopaedic corrective surgery
Orthopaedics | Trauma - Extramedullary fixation | Locking/combination plate | Locking/combination plate - Tibia | Depuy Synthes | LCP Medial Proximal Tibial Plate 3.5, right, shaft 16 holes, length 249 mm, Pure Titanium | 439.966 | Standalone | DE0008375 | Patients requiring fracture fixation or orthopaedic corrective surgery
Orthopaedics | Trauma - Extramedullary fixation | Locking/combination plate | Locking/combination plate - Tibia | Depuy Synthes | LCP Medial Proximal Tibial Plate 3.5, left, shaft 16 holes, length 249 mm, Pure Titanium | 439.967 | Standalone | DE0008375 | Patients requiring fracture fixation or orthopaedic corrective surgery
Orthopaedics | Trauma - Extramedullary fixation | Locking/combination plate | Locking/combination plate - Tibia | Depuy Synthes | LCP Medial Proximal Tibial Plate 3.5, right, shaft 18 holes, length 275 mm, Pure Titanium | 439.968 | Standalone | DE0008375 | Patients requiring fracture fixation or orthopaedic corrective surgery
Orthopaedics | Trauma - Extramedullary fixation | Locking/combination plate | Locking/combination plate - Tibia | Depuy Synthes | LCP Medial Proximal Tibial Plate 3.5, left, shaft 18 holes, length 275 mm, Pure Titanium | 439.969 | Standalone | DE0008375 | Patients requiring fracture fixation or orthopaedic corrective surgery
Orthopaedics | Trauma - Extramedullary fixation | Locking/combination plate | Locking/combination plate - Tibia | Depuy Synthes | LCP Medial Proximal Tibial Plate 3.5, right, shaft 20 holes, length 301 mm, Pure Titanium | 439.970 | Standalone | DE0008375 | Patients requiring fracture fixation or orthopaedic corrective surgery
Orthopaedics | Trauma - Extramedullary fixation | Locking/combination plate | Locking/combination plate - Tibia | Depuy Synthes | LCP Medial Proximal Tibial Plate 3.5, left, shaft 20 holes, length 301 mm, Pure Titanium | 439.971 | Standalone | DE0008375 | Patients requiring fracture fixation or orthopaedic corrective surgery
Orthopaedics | Trauma - Extramedullary fixation | Locking/combination plate | Locking/combination plate - General orthopaedic | Depuy Synthes | LCP T-Plate 4.5/5.0, shaft 3 holes, L 68mm | 440.131 | Standalone | DE0008374 | Patients requiring fracture fixation or orthopaedic corrective surgery
Orthopaedics | Trauma - Extramedullary fixation | Locking/combination plate | Locking/combination plate - General orthopaedic | Depuy Synthes | LCP T-Plate 4.5/5.0, shaft 4 holes, L 84mm | 440.141 | Standalone | DE0008374 | Patients requiring fracture fixation or orthopaedic corrective surgery
Orthopaedics | Trauma - Extramedullary fixation | Locking/combination plate | Locking/combination plate - General orthopaedic | Depuy Synthes | LCP T-Plate 4.5/5.0, shaft 5 holes, L 100mm | 440.151 | Standalone | DE0008374 | Patients requiring fracture fixation or orthopaedic corrective surgery
Orthopaedics | Trauma - Extramedullary fixation | Locking/combination plate | Locking/combination plate - General orthopaedic | Depuy Synthes | LCP T-Plate 4.5/5.0, shaft 6 holes, L 116mm | 440.161 | Standalone | DE0008374 | Patients requiring fracture fixation or orthopaedic corrective surgery
Orthopaedics | Trauma - Extramedullary fixation | Locking/combination plate | Locking/combination plate - General orthopaedic | Depuy Synthes | LCP T-Plate 4.5/5.0, shaft 7 holes, L 11034.17Dm | 440.171 | Standalone | DE0008374 | Patients requiring fracture fixation or orthopaedic corrective surgery
Orthopaedics | Trauma - Extramedullary fixation | Locking/combination plate | Locking/combination plate - General orthopaedic | Depuy Synthes | LCP T-Plate 4.5/5.0, shaft 8 holes, L 148mm | 440.181 | Standalone | DE0008374 | Patients requiring fracture fixation or orthopaedic corrective surgery
Orthopaedics | Trauma - Extramedullary fixation | Locking/combination plate | Locking/combination plate - General orthopaedic | Depuy Synthes | LCP T-Plate 4.5/5.0, shaft 10 holes, L 180mm | 440.201 | Standalone | DE0008374 | Patients requiring fracture fixation or orthopaedic corrective surgery
Orthopaedics | Trauma - Extramedullary fixation | Locking/combination plate | Locking/combination plate - General orthopaedic | Depuy Synthes | LCP T-Plate 4.5/5.0, shaft 12 holes, L 212mm | 440.221 | Standalone | DE0008374 | Patients requiring fracture fixation or orthopaedic corrective surgery
Orthopaedics | Trauma - Extramedullary fixation | Locking/combination plate | Locking/combination plate - Tibia | Depuy Synthes | TomoFix Tibial Head Plate, medial, prox., L 112mm | 440.831 | Standalone | DE0008375 | Patients requiring fracture fixation or orthopaedic corrective surgery
Orthopaedics | Trauma - Extramedullary fixation | Locking/combination plate | Locking/combination plate - Tibia | Depuy Synthes | TomoFix Plate, medial tibial head, 4 holes, length 115 mm | 440.834 | Standalone | DE0008375 | Patients requiring fracture fixation or orthopaedic corrective surgery
Orthopaedics | Trauma - Extramedullary fixation | Locking/combination plate | Locking/combination plate - Tibia | Depuy Synthes | TomoFix Tibia Head Plate, Anatomical Medial Proximal Left 4 holes | 440.837 | Standalone | DE0007006 | Patients requiring fracture fixation or orthopaedic corrective surgery
Orthopaedics | Trauma - Extramedullary fixation | Locking/combination plate | Locking/combination plate - Tibia | Depuy Synthes | TomoFix Tibia Head Plate, Anatomical Medial Proximal Left 4 holes, Sterile | 440.838 | Standalone | DE0007006 | Patients requiring fracture fixation or orthopaedic corrective surgery
Orthopaedics | Trauma - Extramedullary fixation | Locking/combination plate | Locking/combination plate - Tibia | Depuy Synthes | TomoFix Tibial Head Plate, lateral, proximal TAN | 440.843 | Standalone | DE0008375 | Patients requiring fracture fixation or orthopaedic corrective surgery
Orthopaedics | Trauma - Extramedullary fixation | Locking/combination plate | Locking/combination plate - Tibia | Depuy Synthes | TomoFix Tibial Head Plate, lateral, proximal | 440.853 | Standalone | DE0008375 | Patients requiring fracture fixation or orthopaedic corrective surgery
Orthopaedics | Trauma - Extramedullary fixation | Locking/combination plate | Locking/combination plate - Femur | Depuy Synthes | TomoFix Femoral Plate, lateral, distal | 440.864 | Standalone | DE0008374 | Patients requiring fracture fixation or orthopaedic corrective surgery
Orthopaedics | Trauma - Extramedullary fixation | Locking/combination plate | Locking/combination plate - Femur | Depuy Synthes | TomoFix Femoral Plate, lateral, distal, left | 440.874 | Standalone | DE0008374 | Patients requiring fracture fixation or orthopaedic corrective surgery
Orthopaedics | Trauma - Extramedullary fixation | Locking/combination plate | Locking/combination plate - General orthopaedic | Depuy Synthes | LCP T-Plate 3.5, oblique-angled, right, L 52mm | 441.031 | Standalone | DE0008375 | Patients requiring fracture fixation or orthopaedic corrective surgery
Orthopaedics | Trauma - Extramedullary fixation | Locking/combination plate | Locking/combination plate - General orthopaedic | Depuy Synthes | LCP T-Plate 3.5, oblique-angled, right, L 63mm | 441.041 | Standalone | DE0008375 | Patients requiring fracture fixation or orthopaedic corrective surgery
Orthopaedics | Trauma - Extramedullary fixation | Locking/combination plate | Locking/combination plate - General orthopaedic | Depuy Synthes | LCP T-Plate 3.5, oblique-angled, right, L 74mm | 441.051 | Standalone | DE0008375 | Patients requiring fracture fixation or orthopaedic corrective surgery
Orthopaedics | Trauma - Extramedullary fixation | Locking/combination plate | Locking/combination plate - General orthopaedic | Depuy Synthes | LCP T-Plate 3.5, right-angled, L 50mm | 441.131 | Standalone | DE0008375 | Patients requiring fracture fixation or orthopaedic corrective surgery
Orthopaedics | Trauma - Extramedullary fixation | Locking/combination plate | Locking/combination plate - General orthopaedic | Depuy Synthes | LCP T-Plate 3.5, right-angled, L 56mm | 441.141 | Standalone | DE0008375 | Patients requiring fracture fixation or orthopaedic corrective surgery
Orthopaedics | Trauma - Extramedullary fixation | Locking/combination plate | Locking/combination plate - General orthopaedic | Depuy Synthes | LCP T-Plate 3.5, right-angled, L 67mm | 441.151 | Standalone | DE0008375 | Patients requiring fracture fixation or orthopaedic corrective surgery
Orthopaedics | Trauma - Extramedullary fixation | Locking/combination plate | Locking/combination plate - General orthopaedic | Depuy Synthes | LCP T-Plate 3.5, right-angled, L 78mm | 441.161 | Standalone | DE0008375 | Patients requiring fracture fixation or orthopaedic corrective surgery
Orthopaedics | Trauma - Extramedullary fixation | Locking/combination plate | Locking/combination plate - Humerus | Depuy Synthes | DHP-Distal Humeral Plate 2.7/3.5, dorsolateral, right, 3 holes Pure Ti | 441.262 | Standalone | DE0008376 | Patients requiring fracture fixation or orthopaedic corrective surgery
Orthopaedics | Trauma - Extramedullary fixation | Locking/combination plate | Locking/combination plate - Humerus | Depuy Synthes | DHP-Distal Humeral Plate 2.7/3.5, dorsolateral, left, 3 holes Pure Ti | 441.263 | Standalone | DE0008376 | Patients requiring fracture fixation or orthopaedic corrective surgery
Orthopaedics | Trauma - Extramedullary fixation | Locking/combination plate | Locking/combination plate - Humerus | Depuy Synthes | DHP-Distal Humeral Plate 2.7/3.5, dorsolateral, right, 5 holes Pure Ti | 441.264 | Standalone | DE0008376 | Patients requiring fracture fixation or orthopaedic corrective surgery
Orthopaedics | Trauma - Extramedullary fixation | Locking/combination plate | Locking/combination plate - Humerus | Depuy Synthes | DHP-Distal Humeral Plate 2.7/3.5, dorsolateral, left, 5 holes Pure Ti | 441.265 | Standalone | DE0008376 | Patients requiring fracture fixation or orthopaedic corrective surgery
Orthopaedics | Trauma - Extramedullary fixation | Locking/combination plate | Locking/combination plate - Humerus | Depuy Synthes | DHP-Distal Humeral Plate 2.7/3.5, dorsolateral, right, 7 holes Pure Ti | 441.266 | Standalone | DE0008376 | Patients requiring fracture fixation or orthopaedic corrective surgery
Orthopaedics | Trauma - Extramedullary fixation | Locking/combination plate | Locking/combination plate - Humerus | Depuy Synthes | DHP-Distal Humeral Plate 2.7/3.5, dorsolateral, left, 7 holes Pure Ti | 441.267 | Standalone | DE0008376 | Patients requiring fracture fixation or orthopaedic corrective surgery
Orthopaedics | Trauma - Extramedullary fixation | Locking/combination plate | Locking/combination plate - Humerus | Depuy Synthes | DHP-Distal Humeral Plate 2.7/3.5, dorsolateral, right, 9 holes Pure Ti | 441.268 | Standalone | DE0008376 | Patients requiring fracture fixation or orthopaedic corrective surgery
Orthopaedics | Trauma - Extramedullary fixation | Locking/combination plate | Locking/combination plate - Humerus | Depuy Synthes | DHP-Distal Humeral Plate 2.7/3.5, dorsolateral, left, 9 holes Pure Ti | 441.269 | Standalone | DE0008376 | Patients requiring fracture fixation or orthopaedic corrective surgery
Orthopaedics | Trauma - Extramedullary fixation | Locking/combination plate | Locking/combination plate - Humerus | Depuy Synthes | DHP-Distal Humeral Plate 2.7/3.5, dorsolateral, right, 3 holes | 441.272 | Standalone | DE0008376 | Patients requiring fracture fixation or orthopaedic corrective surgery
Orthopaedics | Trauma - Extramedullary fixation | Locking/combination plate | Locking/combination plate - Humerus | Depuy Synthes | DHP-Distal Humeral Plate 2.7/3.5, dorsolateral, left, 3 holes | 441.273 | Standalone | DE0008376 | Patients requiring fracture fixation or orthopaedic corrective surgery
Orthopaedics | Trauma - Extramedullary fixation | Locking/combination plate | Locking/combination plate - Humerus | Depuy Synthes | DHP-Distal Humeral Plate 2.7/3.5, dorsolateral, right, 5 holes | 441.274 | Standalone | DE0008376 | Patients requiring fracture fixation or orthopaedic corrective surgery
Orthopaedics | Trauma - Extramedullary fixation | Locking/combination plate | Locking/combination plate - Humerus | Depuy Synthes | DHP-Distal Humeral Plate 2.7/3.5, dorsolateral, left, 5 holes | 441.275 | Standalone | DE0008376 | Patients requiring fracture fixation or orthopaedic corrective surgery
Orthopaedics | Trauma - Extramedullary fixation | Locking/combination plate | Locking/combination plate - Humerus | Depuy Synthes | DHP-Distal Humeral Plate 2.7/3.5, dorsolateral, right, 7 holes | 441.276 | Standalone | DE0008376 | Patients requiring fracture fixation or orthopaedic corrective surgery
Orthopaedics | Trauma - Extramedullary fixation | Locking/combination plate | Locking/combination plate - Humerus | Depuy Synthes | DHP-Distal Humeral Plate 2.7/3.5, dorsolateral, left, 7 holes | 441.277 | Standalone | DE0008376 | Patients requiring fracture fixation or orthopaedic corrective surgery
Orthopaedics | Trauma - Extramedullary fixation | Locking/combination plate | Locking/combination plate - Humerus | Depuy Synthes | DHP-Distal Humeral Plate 2.7/3.5, dorsolateral, right, 9 holes | 441.278 | Standalone | DE0008376 | Patients requiring fracture fixation or orthopaedic corrective surgery
Orthopaedics | Trauma - Extramedullary fixation | Locking/combination plate | Locking/combination plate - Humerus | Depuy Synthes | DHP-Distal Humeral Plate 2.7/3.5, dorsolateral, left, 9 holes | 441.279 | Standalone | DE0008376 | Patients requiring fracture fixation or orthopaedic corrective surgery
Orthopaedics | Trauma - Extramedullary fixation | Locking/combination plate | Locking/combination plate - Humerus | Depuy Synthes | DHP-Distal Humeral Plate 2.7/3.5, medial, right, 3 holes | 441.282 | Standalone | DE0008376 | Patients requiring fracture fixation or orthopaedic corrective surgery
Orthopaedics | Trauma - Extramedullary fixation | Locking/combination plate | Locking/combination plate - Humerus | Depuy Synthes | DHP-Distal Humeral Plate 2.7/3.5, medial, left, 3 holes | 441.283 | Standalone | DE0008376 | Patients requiring fracture fixation or orthopaedic corrective surgery
Orthopaedics | Trauma - Extramedullary fixation | Locking/combination plate | Locking/combination plate - Humerus | Depuy Synthes | DHP-Distal Humeral Plate 2.7/3.5, medial, right, 5 holes | 441.284 | Standalone | DE0008376 | Patients requiring fracture fixation or orthopaedic corrective surgery
Orthopaedics | Trauma - Extramedullary fixation | Locking/combination plate | Locking/combination plate - Humerus | Depuy Synthes | DHP-Distal Humeral Plate 2.7/3.5, medial, left, 5 holes | 441.285 | Standalone | DE0008376 | Patients requiring fracture fixation or orthopaedic corrective surgery
Orthopaedics | Trauma - Extramedullary fixation | Locking/combination plate | Locking/combination plate - Humerus | Depuy Synthes | DHP-Distal Humeral Plate 2.7/3.5, medial, right, 7 holes | 441.286 | Standalone | DE0008376 | Patients requiring fracture fixation or orthopaedic corrective surgery
Orthopaedics | Trauma - Extramedullary fixation | Locking/combination plate | Locking/combination plate - Humerus | Depuy Synthes | DHP-Distal Humeral Plate 2.7/3.5, medial, left, 7 holes | 441.287 | Standalone | DE0008376 | Patients requiring fracture fixation or orthopaedic corrective surgery
Orthopaedics | Trauma - Extramedullary fixation | Locking/combination plate | Locking/combination plate - Humerus | Depuy Synthes | DHP-Distal Humeral Plate 2.7/3.5, medial, right, 9 holes | 441.288 | Standalone | DE0008376 | Patients requiring fracture fixation or orthopaedic corrective surgery
Orthopaedics | Trauma - Extramedullary fixation | Locking/combination plate | Locking/combination plate - Humerus | Depuy Synthes | DHP-Distal Humeral Plate 2.7/3.5, medial, left, 9 holes | 441.289 | Standalone | DE0008376 | Patients requiring fracture fixation or orthopaedic corrective surgery
Orthopaedics | Trauma - Extramedullary fixation | Locking/combination plate | Locking/combination plate - Humerus | Depuy Synthes | DHP-Distal Humeral Plate 2.7/3.5, dorsolateral, right, 14 holes | 441.300 | Standalone | DE0008376 | Patients requiring fracture fixation or orthopaedic corrective surgery
Orthopaedics | Trauma - Extramedullary fixation | Locking/combination plate | Locking/combination plate - Humerus | Depuy Synthes | DHP-Distal Humeral Plate 2.7/3.5, dorsolateral, left, 14 holes | 441.301 | Standalone | DE0008376 | Patients requiring fracture fixation or orthopaedic corrective surgery
Orthopaedics | Trauma - Extramedullary fixation | Locking/combination plate | Locking/combination plate - Humerus | Depuy Synthes | DHP - Distal Humeral Plate 2.7/3.5, dorsolateral, with lateral support, right, 14 holes | 441.302 | Standalone | DE0008376 | Patients requiring fracture fixation or orthopaedic corrective surgery
Orthopaedics | Trauma - Extramedullary fixation | Locking/combination plate | Locking/combination plate - Humerus | Depuy Synthes | DHP - Distal Humeral Plate 2.7/3.5, dorsolateral, with lateral support, left, 14 holes | 441.303 | Standalone | DE0008376 | Patients requiring fracture fixation or orthopaedic corrective surgery
Orthopaedics | Trauma - Extramedullary fixation | Locking/combination plate | Locking/combination plate - Humerus | Depuy Synthes | DHP-Distal Humeral Plate 2.7/3.5, medial, right, 14 holes | 441.304 | Standalone | DE0008376 | Patients requiring fracture fixation or orthopaedic corrective surgery
Orthopaedics | Trauma - Extramedullary fixation | Locking/combination plate | Locking/combination plate - Humerus | Depuy Synthes | DHP-Distal Humeral Plate 2.7/3.5, medial, left, 14 holes | 441.305 | Standalone | DE0008376 | Patients requiring fracture fixation or orthopaedic corrective surgery
Orthopaedics | Trauma - Extramedullary fixation | Non-locking plate | Non-locking plate - General orthopaedic | Depuy Synthes | One-third Tub. Plate 3.5 w/Collar, 2 holes, L 28mm | 441.320 | Standalone | DE0005522 | Patients requiring fracture fixation or orthopaedic corrective surgery
Orthopaedics | Trauma - Extramedullary fixation | Locking/combination plate | Locking/combination plate - General orthopaedic | Depuy Synthes | LCP One-third Tub. Plate 3.5, 2 holes, L 28mm | 441.321 | Standalone | DE0008375 | Patients requiring fracture fixation or orthopaedic corrective surgery
Orthopaedics | Trauma - Extramedullary fixation | Non-locking plate | Non-locking plate - General orthopaedic | Depuy Synthes | One-third Tub. Plate 3.5 w/Collar, 3 holes, L 40mm | 441.330 | Standalone | DE0005522 | Patients requiring fracture fixation or orthopaedic corrective surgery
Orthopaedics | Trauma - Extramedullary fixation | Locking/combination plate | Locking/combination plate - General orthopaedic | Depuy Synthes | LCP One-third Tub. Plate 3.5, 3 holes, L 40mm | 441.331 | Standalone | DE0008375 | Patients requiring fracture fixation or orthopaedic corrective surgery
Orthopaedics | Trauma - Extramedullary fixation | Non-locking plate | Non-locking plate - General orthopaedic | Depuy Synthes | One-third Tub. Plate 3.5 w/Collar, 4 holes, L 52mm | 441.340 | Standalone | DE0005522 | Patients requiring fracture fixation or orthopaedic corrective surgery
Orthopaedics | Trauma - Extramedullary fixation | Locking/combination plate | Locking/combination plate - General orthopaedic | Depuy Synthes | LCP One-third Tub. Plate 3.5, 4 holes, L 52mm | 441.341 | Standalone | DE0008375 | Patients requiring fracture fixation or orthopaedic corrective surgery
Orthopaedics | Trauma - Extramedullary fixation | Non-locking plate | Non-locking plate - General orthopaedic | Depuy Synthes | One-third Tub. Plate 3.5 w/Collar, 5 holes, L 64mm | 441.350 | Standalone | DE0005522 | Patients requiring fracture fixation or orthopaedic corrective surgery
Orthopaedics | Trauma - Extramedullary fixation | Locking/combination plate | Locking/combination plate - General orthopaedic | Depuy Synthes | LCP One-third Tub. Plate 3.5, 5 holes, L 64mm | 441.351 | Standalone | DE0008375 | Patients requiring fracture fixation or orthopaedic corrective surgery
Orthopaedics | Trauma - Extramedullary fixation | Non-locking plate | Non-locking plate - General orthopaedic | Depuy Synthes | One-third Tub. Plate 3.5 w/Collar, 6 holes, L 76mm | 441.360 | Standalone | DE0005522 | Patients requiring fracture fixation or orthopaedic corrective surgery
Orthopaedics | Trauma - Extramedullary fixation | Locking/combination plate | Locking/combination plate - General orthopaedic | Depuy Synthes | LCP One-third Tub. Plate 3.5, 6 holes, L 76mm | 441.361 | Standalone | DE0008375 | Patients requiring fracture fixation or orthopaedic corrective surgery
Orthopaedics | Trauma - Extramedullary fixation | Non-locking plate | Non-locking plate - General orthopaedic | Depuy Synthes | One-third Tub. Plate 3.5 w/Collar, 7 holes, L 88mm | 441.370 | Standalone | DE0005522 | Patients requiring fracture fixation or orthopaedic corrective surgery
Orthopaedics | Trauma - Extramedullary fixation | Locking/combination plate | Locking/combination plate - General orthopaedic | Depuy Synthes | LCP One-third Tub. Plate 3.5, 7 holes, L 88mm | 441.371 | Standalone | DE0008375 | Patients requiring fracture fixation or orthopaedic corrective surgery
Orthopaedics | Trauma - Extramedullary fixation | Non-locking plate | Non-locking plate - General orthopaedic | Depuy Synthes | One-third Tub. Pl. 3.5 w/Collar, 8 holes, L 100mm | 441.380 | Standalone | DE0005522 | Patients requiring fracture fixation or orthopaedic corrective surgery
Orthopaedics | Trauma - Extramedullary fixation | Locking/combination plate | Locking/combination plate - General orthopaedic | Depuy Synthes | LCP One-third Tub. Plate 3.5, 8 holes, L 100mm | 441.381 | Standalone | DE0008375 | Patients requiring fracture fixation or orthopaedic corrective surgery
Orthopaedics | Trauma - Extramedullary fixation | Non-locking plate | Non-locking plate - General orthopaedic | Depuy Synthes | One-third Tub. Plate 3.5 w/Collar, 9holes, L 112mm | 441.390 | Standalone | DE0005522 | Patients requiring fracture fixation or orthopaedic corrective surgery
Orthopaedics | Trauma - Extramedullary fixation | Locking/combination plate | Locking/combination plate - General orthopaedic | Depuy Synthes | LCP One-third Tub. Plate 3.5, 9 holes, L 112mm | 441.391 | Standalone | DE0008375 | Patients requiring fracture fixation or orthopaedic corrective surgery
Orthopaedics | Trauma - Extramedullary fixation | Non-locking plate | Non-locking plate - General orthopaedic | Depuy Synthes | One-third Tub. Pl. 3.5 w/Collar, 10holes, L 124mm | 441.400 | Standalone | DE0005522 | Patients requiring fracture fixation or orthopaedic corrective surgery
Orthopaedics | Trauma - Extramedullary fixation | Locking/combination plate | Locking/combination plate - General orthopaedic | Depuy Synthes | LCP One-third Tubular Plate 3.5, 10 holes, L 124mm | 441.401 | Standalone | DE0008375 | Patients requiring fracture fixation or orthopaedic corrective surgery
Orthopaedics | Trauma - Extramedullary fixation | Non-locking plate | Non-locking plate - General orthopaedic | Depuy Synthes | One-third Tub. Pl. 3.5 w/Collar, 12holes, L 148mm | 441.420 | Standalone | DE0005522 | Patients requiring fracture fixation or orthopaedic corrective surgery
Orthopaedics | Trauma - Extramedullary fixation | Locking/combination plate | Locking/combination plate - General orthopaedic | Depuy Synthes | LCP One-third Tubular Plate 3.5, 12 holes, L 148mm | 441.421 | Standalone | DE0008375 | Patients requiring fracture fixation or orthopaedic corrective surgery
Orthopaedics | Trauma - Extramedullary fixation | Locking/combination plate | Locking/combination plate - Tibia | Depuy Synthes | LCP Distal Tibial Plate 3.5, anterolateral, right, 5 holes, length 80 mm, Pure Titanium | 441.440 | Standalone | DE0008375 | Patients requiring fracture fixation or orthopaedic corrective surgery
Orthopaedics | Trauma - Extramedullary fixation | Locking/combination plate | Locking/combination plate - Tibia | Depuy Synthes | LCP Distal Tibial Plate 3.5, anterolateral, left, 5 holes, length 80 mm, Pure Titanium | 441.441 | Standalone | DE0008375 | Patients requiring fracture fixation or orthopaedic corrective surgery
Orthopaedics | Trauma - Extramedullary fixation | Locking/combination plate | Locking/combination plate - Tibia | Depuy Synthes | LCP Distal Tibial Plate 3.5, anterolateral, right, 7 holes, length 106 mm, Pure Titanium | 441.442 | Standalone | DE0008375 | Patients requiring fracture fixation or orthopaedic corrective surgery
Orthopaedics | Trauma - Extramedullary fixation | Locking/combination plate | Locking/combination plate - Tibia | Depuy Synthes | LCP Distal Tibial Plate 3.5, anterolateral, left, 7 holes, length 106 mm, Pure Titanium | 441.443 | Standalone | DE0008375 | Patients requiring fracture fixation or orthopaedic corrective surgery
Orthopaedics | Trauma - Extramedullary fixation | Locking/combination plate | Locking/combination plate - Tibia | Depuy Synthes | LCP Distal Tibial Plate 3.5, anterolateral, right, 9 holes, length 132 mm, Pure Titanium | 441.444 | Standalone | DE0008375 | Patients requiring fracture fixation or orthopaedic corrective surgery
Orthopaedics | Trauma - Extramedullary fixation | Locking/combination plate | Locking/combination plate - Tibia | Depuy Synthes | LCP Distal Tibial Plate 3.5, anterolateral, left, 9 holes, length 132 mm, Pure Titanium | 441.445 | Standalone | DE0008375 | Patients requiring fracture fixation or orthopaedic corrective surgery
Orthopaedics | Trauma - Extramedullary fixation | Locking/combination plate | Locking/combination plate - Tibia | Depuy Synthes | LCP Distal Tibial Plate 3.5, anterolateral, right, 11 holes, length 158 mm, Pure Titanium | 441.446 | Standalone | DE0008375 | Patients requiring fracture fixation or orthopaedic corrective surgery
Orthopaedics | Trauma - Extramedullary fixation | Locking/combination plate | Locking/combination plate - Tibia | Depuy Synthes | LCP Distal Tibial Plate 3.5, anterolateral, left, 11 holes, length 158 mm, Pure Titanium | 441.447 | Standalone | DE0008375 | Patients requiring fracture fixation or orthopaedic corrective surgery
Orthopaedics | Trauma - Extramedullary fixation | Locking/combination plate | Locking/combination plate - Tibia | Depuy Synthes | LCP Distal Tibial Plate 3.5, anterolateral, right, 13 holes, length 184 mm, Pure Titanium | 441.448 | Standalone | DE0008375 | Patients requiring fracture fixation or orthopaedic corrective surgery
Orthopaedics | Trauma - Extramedullary fixation | Locking/combination plate | Locking/combination plate - Tibia | Depuy Synthes | LCP Distal Tibial Plate 3.5, anterolateral, left, 13 holes, length 184 mm, Pure Titanium | 441.449 | Standalone | DE0008375 | Patients requiring fracture fixation or orthopaedic corrective surgery
Orthopaedics | Trauma - Extramedullary fixation | Locking/combination plate | Locking/combination plate - Tibia | Depuy Synthes | LCP Distal Tibial Plate 3.5, anterolateral, right, 15 holes, length 210 mm, Pure Titanium | 441.450 | Standalone | DE0008375 | Patients requiring fracture fixation or orthopaedic corrective surgery
Orthopaedics | Trauma - Extramedullary fixation | Locking/combination plate | Locking/combination plate - Tibia | Depuy Synthes | LCP Distal Tibial Plate 3.5, anterolateral, left, 15 holes, length 210 mm, Pure Titanium | 441.451 | Standalone | DE0008375 | Patients requiring fracture fixation or orthopaedic corrective surgery
Orthopaedics | Trauma - Extramedullary fixation | Locking/combination plate | Locking/combination plate - Tibia | Depuy Synthes | LCP Distal Tibial Plate 3.5, anterolateral, right, 17 holes, length 236 mm, Pure Titanium | 441.452 | Standalone | DE0008375 | Patients requiring fracture fixation or orthopaedic corrective surgery
Orthopaedics | Trauma - Extramedullary fixation | Locking/combination plate | Locking/combination plate - Tibia | Depuy Synthes | LCP Distal Tibial Plate 3.5, anterolateral, left, 17 holes, length 236 mm, Pure Titanium | 441.453 | Standalone | DE0008375 | Patients requiring fracture fixation or orthopaedic corrective surgery
Orthopaedics | Trauma - Extramedullary fixation | Locking/combination plate | Locking/combination plate - Tibia | Depuy Synthes | LCP Distal Tibial Plate 3.5, anterolateral, right, 19 holes, length 262 mm, Pure Titanium | 441.454 | Standalone | DE0008375 | Patients requiring fracture fixation or orthopaedic corrective surgery
Orthopaedics | Trauma - Extramedullary fixation | Locking/combination plate | Locking/combination plate - Tibia | Depuy Synthes | LCP Distal Tibial Plate 3.5, anterolateral, left, 19 holes, length 262 mm, Pure Titanium | 441.455 | Standalone | DE0008375 | Patients requiring fracture fixation or orthopaedic corrective surgery
Orthopaedics | Trauma - Extramedullary fixation | Locking/combination plate | Locking/combination plate - Tibia | Depuy Synthes | LCP Distal Tibial Plate 3.5, anterolateral, right, 21 holes, length 288 mm, Pure Titanium | 441.456 | Standalone | DE0008375 | Patients requiring fracture fixation or orthopaedic corrective surgery
Orthopaedics | Trauma - Extramedullary fixation | Locking/combination plate | Locking/combination plate - Tibia | Depuy Synthes | LCP Distal Tibial Plate 3.5, anterolateral, left, 21 holes, length 288 mm, Pure Titanium | 441.457 | Standalone | DE0008375 | Patients requiring fracture fixation or orthopaedic corrective surgery
Orthopaedics | Trauma - Extramedullary fixation | Locking/combination plate | Locking/combination plate - Foot/ankle | Depuy Synthes | Calcaneal Locking Plate 3.5, right, L 64mm | 441.618 | Standalone | DE0002168 | Patients requiring fracture fixation or orthopaedic corrective surgery
Orthopaedics | Trauma - Extramedullary fixation | Locking/combination plate | Locking/combination plate - Foot/ankle | Depuy Synthes | Calcaneal Locking Plate 3.5, left, L 64mm | 441.619 | Standalone | DE0002168 | Patients requiring fracture fixation or orthopaedic corrective surgery
Orthopaedics | Trauma - Extramedullary fixation | Locking/combination plate | Locking/combination plate - Foot/ankle | Depuy Synthes | Calcaneal Locking Plate 3.5, right, L 69mm | 441.622 | Standalone | DE0002168 | Patients requiring fracture fixation or orthopaedic corrective surgery
Orthopaedics | Trauma - Extramedullary fixation | Locking/combination plate | Locking/combination plate - Foot/ankle | Depuy Synthes | Calcaneal Locking Plate 3.5, left, L 69mm | 441.623 | Standalone | DE0002168 | Patients requiring fracture fixation or orthopaedic corrective surgery
Orthopaedics | Trauma - Extramedullary fixation | Locking/combination plate | Locking/combination plate - Foot/ankle | Depuy Synthes | Calcaneal Locking Plate 3.5, right, L 76mm | 441.624 | Standalone | DE0002168 | Patients requiring fracture fixation or orthopaedic corrective surgery
Orthopaedics | Trauma - Extramedullary fixation | Locking/combination plate | Locking/combination plate - Foot/ankle | Depuy Synthes | Calcaneal Locking Plate 3.5, left, L 76mm | 441.625 | Standalone | DE0002168 | Patients requiring fracture fixation or orthopaedic corrective surgery
Orthopaedics | Trauma - Extramedullary fixation | Locking/combination plate | Locking/combination plate - Radius | Depuy Synthes | LCP Proximal Radius Plate 2.4, right, for Radial Head Rim, shaft 2 holes, head 5 holes, length 37.5 mm, Pure Titanium | 441.680 | Standalone | DE0008377 | Patients requiring fracture fixation or orthopaedic corrective surgery
Orthopaedics | Trauma - Extramedullary fixation | Locking/combination plate | Locking/combination plate - Radius | Depuy Synthes | LCP Proximal Radius Plate 2.4, left, for Radial Head Rim, shaft 2 holes, head 5 holes, length 37.5 mm, Pure Titanium | 441.681 | Standalone | DE0008377 | Patients requiring fracture fixation or orthopaedic corrective surgery
Orthopaedics | Trauma - Extramedullary fixation | Locking/combination plate | Locking/combination plate - Radius | Depuy Synthes | LCP Proximal Radius Plate 2.4, right, for Radial Head Rim, shaft 3 holes, head 5 holes, length 46.5 mm, Pure Titanium | 441.682 | Standalone | DE0008377 | Patients requiring fracture fixation or orthopaedic corrective surgery
Orthopaedics | Trauma - Extramedullary fixation | Locking/combination plate | Locking/combination plate - Radius | Depuy Synthes | LCP Proximal Radius Plate 2.4, left, for Radial Head Rim, shaft 3 holes, head 5 holes, length 46.5 mm, Pure Titanium | 441.683 | Standalone | DE0008377 | Patients requiring fracture fixation or orthopaedic corrective surgery
Orthopaedics | Trauma - Extramedullary fixation | Locking/combination plate | Locking/combination plate - Radius | Depuy Synthes | LCP Proximal Radius Plate 2.4, right, for Radial Head Rim, shaft 4 holes, head 5 holes, length 55.5 mm, Pure Titanium | 441.684 | Standalone | DE0008377 | Patients requiring fracture fixation or orthopaedic corrective surgery
Orthopaedics | Trauma - Extramedullary fixation | Locking/combination plate | Locking/combination plate - Radius | Depuy Synthes | LCP Proximal Radius Plate 2.4, left, for Radial Head Rim, shaft 4 holes, head 5 holes, length 55.5 mm, Pure Titanium | 441.685 | Standalone | DE0008377 | Patients requiring fracture fixation or orthopaedic corrective surgery
Orthopaedics | Trauma - Extramedullary fixation | Locking/combination plate | Locking/combination plate - Radius | Depuy Synthes | LCP Proximal Radius Plate 2.4, for Radial Neck, shaft 2 holes, head 5 holes, length 32 mm, Pure Titanium | 441.690 | Standalone | DE0008377 | Patients requiring fracture fixation or orthopaedic corrective surgery
Orthopaedics | Trauma - Extramedullary fixation | Locking/combination plate | Locking/combination plate - Radius | Depuy Synthes | LCP Proximal Radius Plate 2.4, for Radial Neck, shaft 3 holes, head 5 holes, length 41 mm, Pure Titanium | 441.691 | Standalone | DE0008377 | Patients requiring fracture fixation or orthopaedic corrective surgery
Orthopaedics | Trauma - Extramedullary fixation | Locking/combination plate | Locking/combination plate - Radius | Depuy Synthes | LCP Proximal Radius Plate 2.4, for Radial Neck, shaft 4 holes, head 5 holes, length 41 mm, Pure Titanium | 441.692 | Standalone | DE0008377 | Patients requiring fracture fixation or orthopaedic corrective surgery
Orthopaedics | Trauma - Extramedullary fixation | Locking/combination plate | Locking/combination plate - Humerus | Depuy Synthes | PHILOS - Proximal Humeral Plate 3.5, 3 holes | 441.901 | Standalone | DE0008376 | Patients requiring fracture fixation or orthopaedic corrective surgery
Orthopaedics | Trauma - Extramedullary fixation | Locking/combination plate | Locking/combination plate - Humerus | Depuy Synthes | PHILOS - Proximal Humeral Plate 3.5, 5 holes | 441.903 | Standalone | DE0008376 | Patients requiring fracture fixation or orthopaedic corrective surgery
Orthopaedics | Trauma - Extramedullary fixation | Locking/combination plate | Locking/combination plate - General orthopaedic | Depuy Synthes | LCP T-Plate 3.5, oblique-angled, left, L 52mm | 441.931 | Standalone | DE0008375 | Patients requiring fracture fixation or orthopaedic corrective surgery
Orthopaedics | Trauma - Extramedullary fixation | Locking/combination plate | Locking/combination plate - General orthopaedic | Depuy Synthes | LCP T-Plate 3.5, oblique-angled, left, L 63mm | 441.941 | Standalone | DE0008375 | Patients requiring fracture fixation or orthopaedic corrective surgery
Orthopaedics | Trauma - Extramedullary fixation | Locking/combination plate | Locking/combination plate - General orthopaedic | Depuy Synthes | LCP T-Plate 3.5, oblique-angled, left, L 74mm | 441.951 | Standalone | DE0008375 | Patients requiring fracture fixation or orthopaedic corrective surgery
Orthopaedics | Trauma - Extramedullary fixation | Locking/combination plate | Locking/combination plate - Radius | Depuy Synthes | LCP Volar Distal Radius Plate 2.4, right, L 48mm | 442.458 | Standalone | DE0002133 | Patients requiring fracture fixation or orthopaedic corrective surgery
Orthopaedics | Trauma - Extramedullary fixation | Locking/combination plate | Locking/combination plate - Radius | Depuy Synthes | LCP Volar Distal Radius Plate 2.4, right, L 66mm | 442.459 | Standalone | DE0002133 | Patients requiring fracture fixation or orthopaedic corrective surgery
Orthopaedics | Trauma - Extramedullary fixation | Locking/combination plate | Locking/combination plate - Radius | Depuy Synthes | LCP Volar Distal Radius Plate 2.4, left, L 48mm | 442.461 | Standalone | DE0002133 | Patients requiring fracture fixation or orthopaedic corrective surgery
Orthopaedics | Trauma - Extramedullary fixation | Locking/combination plate | Locking/combination plate - Radius | Depuy Synthes | LCP Volar Distal Radius Plate 2.4, left, L 66mm | 442.462 | Standalone | DE0002133 | Patients requiring fracture fixation or orthopaedic corrective surgery
Orthopaedics | Trauma - Extramedullary fixation | Locking/combination plate | Locking/combination plate - Radius | Depuy Synthes | LCP Volar Distal Radius Plate 2.4, right, L 47mm | 442.464 | Standalone | DE0002133 | Patients requiring fracture fixation or orthopaedic corrective surgery
Orthopaedics | Trauma - Extramedullary fixation | Locking/combination plate | Locking/combination plate - Radius | Depuy Synthes | LCP Volar Distal Radius Plate 2.4, right, L 65mm | 442.465 | Standalone | DE0002133 | Patients requiring fracture fixation or orthopaedic corrective surgery
Orthopaedics | Trauma - Extramedullary fixation | Locking/combination plate | Locking/combination plate - Radius | Depuy Synthes | LCP Volar Distal Radius Plate 2.4, left, L 47mm | 442.467 | Standalone | DE0002133 | Patients requiring fracture fixation or orthopaedic corrective surgery
Orthopaedics | Trauma - Extramedullary fixation | Locking/combination plate | Locking/combination plate - Radius | Depuy Synthes | LCP Volar Distal Radius Plate 2.4, left, L 65mm | 442.468 | Standalone | DE0002133 | Patients requiring fracture fixation or orthopaedic corrective surgery
Orthopaedics | Trauma - Extramedullary fixation | Locking/combination plate | Locking/combination plate - Radius | Depuy Synthes | LCP Dorsal Distal Radius T-Plate 2.4, L 40mm | 442.477 | Standalone | DE0002133 | Patients requiring fracture fixation or orthopaedic corrective surgery
Orthopaedics | Trauma - Extramedullary fixation | Locking/combination plate | Locking/combination plate - Radius | Depuy Synthes | LCP Dorsal Distal Radius T-Plate 2.4, L 49mm | 442.478 | Standalone | DE0002133 | Patients requiring fracture fixation or orthopaedic corrective surgery
Orthopaedics | Trauma - Extramedullary fixation | Locking/combination plate | Locking/combination plate - Radius | Depuy Synthes | LCP Dorsal Dist-Radius Plate 2.4, straight, L 48mm | 442.479 | Standalone | DE0002133 | Patients requiring fracture fixation or orthopaedic corrective surgery
Orthopaedics | Trauma - Extramedullary fixation | Locking/combination plate | Locking/combination plate - Radius | Depuy Synthes | LCP Dorsal Distal Radius Pl. 2.4, straight, L 57mm | 442.490 | Standalone | DE0002133 | Patients requiring fracture fixation or orthopaedic corrective surgery
Orthopaedics | Trauma - Extramedullary fixation | Locking/combination plate | Locking/combination plate - Radius | Depuy Synthes | LCP Volar Distal Radius Plate 2.4, left, L 45mm | 442.491 | Standalone | DE0002133 | Patients requiring fracture fixation or orthopaedic corrective surgery
Orthopaedics | Trauma - Extramedullary fixation | Locking/combination plate | Locking/combination plate - Radius | Depuy Synthes | LCP Volar Distal Radius Plate 2.4, left, L 61mm | 442.492 | Standalone | DE0002133 | Patients requiring fracture fixation or orthopaedic corrective surgery
Orthopaedics | Trauma - Extramedullary fixation | Locking/combination plate | Locking/combination plate - Radius | Depuy Synthes | LCP Volar Distal Radius Plate 2.4, right, L 45mm | 442.493 | Standalone | DE0002133 | Patients requiring fracture fixation or orthopaedic corrective surgery
Orthopaedics | Trauma - Extramedullary fixation | Locking/combination plate | Locking/combination plate - Radius | Depuy Synthes | LCP Volar Distal Radius Plate 2.4, right, L 61mm | 442.494 | Standalone | DE0002133 | Patients requiring fracture fixation or orthopaedic corrective surgery
Orthopaedics | Trauma - Extramedullary fixation | Locking/combination plate | Locking/combination plate - Radius | Depuy Synthes | LCP Vol-Dist-Radius ButtrPl. 2.4, right, L 52mm | 442.495 | Standalone | DE0002133 | Patients requiring fracture fixation or orthopaedic corrective surgery
Orthopaedics | Trauma - Extramedullary fixation | Locking/combination plate | Locking/combination plate - Radius | Depuy Synthes | LCP Vol-Dist-Radius ButtrPlate 2.4, left, L 52mm | 442.497 | Standalone | DE0002133 | Patients requiring fracture fixation or orthopaedic corrective surgery
Orthopaedics | Trauma - Extramedullary fixation | Locking/combination plate | Locking/combination plate - Radius | Depuy Synthes | LCP Dorsal Distal Radius L-Plate 2.4, left angled, shaft 3 holes, head 2 holes, length 40 mm, Pure Titanium | 442.500 | Standalone | DE0002133 | Patients requiring fracture fixation or orthopaedic corrective surgery
Orthopaedics | Trauma - Extramedullary fixation | Locking/combination plate | Locking/combination plate - Radius | Depuy Synthes | LCP Dorsal Distal Radius L-Plate 2.4, left angled, shaft 4 holes, head 2 holes, length 49 mm, Pure Titanium | 442.501 | Standalone | DE0002133 | Patients requiring fracture fixation or orthopaedic corrective surgery
Orthopaedics | Trauma - Extramedullary fixation | Locking/combination plate | Locking/combination plate - Radius | Depuy Synthes | LCP Dorsal Distal Radius L-Plate 2.4, right angled, shaft 3 holes, head 2 holes, length 40 mm, Pure Titanium | 442.502 | Standalone | DE0002133 | Patients requiring fracture fixation or orthopaedic corrective surgery
Orthopaedics | Trauma - Extramedullary fixation | Locking/combination plate | Locking/combination plate - Radius | Depuy Synthes | LCP Dorsal Distal Radius L-Plate 2.4, right angled, shaft 4 holes, head 2 holes, length 49 mm, Pure Titanium | 442.503 | Standalone | DE0002133 | Patients requiring fracture fixation or orthopaedic corrective surgery
Orthopaedics | Trauma - Extramedullary fixation | Locking/combination plate | Locking/combination plate - Radius | Depuy Synthes | LCP Dorsal Distal Radius L-Plate 2.4, right angled, shaft 3 holes, head 3 holes, length 40 mm, Pure Titanium | 442.504 | Standalone | DE0002133 | Patients requiring fracture fixation or orthopaedic corrective surgery
Orthopaedics | Trauma - Extramedullary fixation | Locking/combination plate | Locking/combination plate - Radius | Depuy Synthes | LCP Dorsal Distal Radius L-Plate 2.4, right angled, shaft 4 holes, head 3 holes, length 49 mm, Pure Titanium | 442.505 | Standalone | DE0002133 | Patients requiring fracture fixation or orthopaedic corrective surgery
Orthopaedics | Trauma - Extramedullary fixation | Locking/combination plate | Locking/combination plate - Radius | Depuy Synthes | LCP Dorsal Distal Radius L-Plate 2.4, left angled, shaft 3 holes, head 3 holes, length 40 mm, Pure Titanium | 442.506 | Standalone | DE0002133 | Patients requiring fracture fixation or orthopaedic corrective surgery
Orthopaedics | Trauma - Extramedullary fixation | Locking/combination plate | Locking/combination plate - Radius | Depuy Synthes | LCP Dorsal Distal Radius L-Plate 2.4, left angled, shaft 4 holes, head 3 holes, length 49 mm, Pure Titanium | 442.507 | Standalone | DE0002133 | Patients requiring fracture fixation or orthopaedic corrective surgery
Orthopaedics | Trauma - Extramedullary fixation | Locking/combination plate | Locking/combination plate - Radius | Depuy Synthes | LCP Dorsal Distal Radius L-Plate 2.4, oblique, right angled, 3+3 holes, length 43 mm, Pure Titanium | 442.508 | Standalone | DE0002133 | Patients requiring fracture fixation or orthopaedic corrective surgery
Orthopaedics | Trauma - Extramedullary fixation | Locking/combination plate | Locking/combination plate - Radius | Depuy Synthes | LCP Dorsal Distal Radius L-Plate 2.4, oblique, right angled, 4+3 holes, length 52 mm, Pure Titanium | 442.509 | Standalone | DE0002133 | Patients requiring fracture fixation or orthopaedic corrective surgery
Orthopaedics | Trauma - Extramedullary fixation | Locking/combination plate | Locking/combination plate - Radius | Depuy Synthes | LCP Dorsal Distal Radius L-Plate 2.4, oblique, left angled, 3+3 holes, length 43 mm, Pure Titanium | 442.511 | Standalone | DE0002133 | Patients requiring fracture fixation or orthopaedic corrective surgery
Orthopaedics | Trauma - Extramedullary fixation | Locking/combination plate | Locking/combination plate - Radius | Depuy Synthes | LCP Dorsal Distal Radius L-Plate 2.4, L 52mm | 442.512 | Standalone | DE0002133 | Patients requiring fracture fixation or orthopaedic corrective surgery
Orthopaedics | Trauma - Extramedullary fixation | Locking/combination plate | Locking/combination plate - Ulna | Depuy Synthes | LCP Distal Ulna Plate 2.0, w/Hooks, 7 holes | 442.531 | Standalone | DE0008377 | Patients requiring fracture fixation or orthopaedic corrective surgery
Orthopaedics | Trauma - Extramedullary fixation | Locking/combination plate | Locking/combination plate - General orthopaedic | Depuy Synthes | LCP Plate 2.0, straight, 4 holes, L 31mm | 447.344 | Standalone | DE0005967 | Patients requiring fracture fixation or orthopaedic corrective surgery
Orthopaedics | Trauma - Extramedullary fixation | Locking/combination plate | Locking/combination plate - General orthopaedic | Depuy Synthes | LCP Plate 2.0, straight, 5 holes, L 38mm | 447.345 | Standalone | DE0005967 | Patients requiring fracture fixation or orthopaedic corrective surgery
Orthopaedics | Trauma - Extramedullary fixation | Locking/combination plate | Locking/combination plate - General orthopaedic | Depuy Synthes | LCP Plate 2.0, straight, 6 holes, L 45mm | 447.346 | Standalone | DE0005967 | Patients requiring fracture fixation or orthopaedic corrective surgery
Orthopaedics | Trauma - Extramedullary fixation | Locking/combination plate | Locking/combination plate - General orthopaedic | Depuy Synthes | LCP Plate 2.0, straight, 7 holes, L 52mm | 447.347 | Standalone | DE0005967 | Patients requiring fracture fixation or orthopaedic corrective surgery
Orthopaedics | Trauma - Extramedullary fixation | Locking/combination plate | Locking/combination plate - Hand | Depuy Synthes | LCP-ADAPT-PL 2 12HO L81.26 TI | 447.362 | Standalone | DE0005967 | Patients requiring fracture fixation or orthopaedic corrective surgery
Orthopaedics | Trauma - Extramedullary fixation | Locking/combination plate | Locking/combination plate - Foot/ankle | Depuy Synthes | X-Locking Plate 2.4/2.7, small, 18x12mm, f/Foot | 447.702 | Standalone | DE0006811 | Patients requiring fracture fixation or orthopaedic corrective surgery
Orthopaedics | Trauma - Extramedullary fixation | Locking/combination plate | Locking/combination plate - Foot/ankle | Depuy Synthes | X-Locking Plate 2.4/2.7, medium, 24x14mm, f/Foot | 447.704 | Standalone | DE0006811 | Patients requiring fracture fixation or orthopaedic corrective surgery
Orthopaedics | Trauma - Extramedullary fixation | Locking/combination plate | Locking/combination plate - Foot/ankle | Depuy Synthes | X-Locking Plate 2.4/2.7, large, 30x14mm, f/Foot | 447.706 | Standalone | DE0006811 | Patients requiring fracture fixation or orthopaedic corrective surgery
Orthopaedics | Trauma - Extramedullary fixation | Locking/combination plate | Locking/combination plate - Foot/ankle | Depuy Synthes | Locking Plate 2.4/2.7, straight, 17x6.0x1.6mm | 447.710 | Standalone | DE0006811 | Patients requiring fracture fixation or orthopaedic corrective surgery
Orthopaedics | Trauma - Extramedullary fixation | Locking/combination plate | Locking/combination plate - Foot/ankle | Depuy Synthes | X-Locking Plate 2.4/2.7, extra-small, 16x8mm | 447.711 | Standalone | DE0006811 | Patients requiring fracture fixation or orthopaedic corrective surgery
Orthopaedics | Trauma - Extramedullary fixation | Locking/combination plate | Locking/combination plate - Thorax | Depuy Synthes | STERNAL LOCK-PL 2.4 STRAIG 12HO TI | 460.019 | Standalone | DE0005944 | Patients requiring fracture fixation or orthopaedic corrective surgery
Orthopaedics | Trauma - Extramedullary fixation | Locking/combination plate | Locking/combination plate - Thorax | Depuy Synthes | STERNAL LOCK-PL 2.4 STRAIG 20HO TI | 460.023 | Standalone | DE0005944 | Patients requiring fracture fixation or orthopaedic corrective surgery
Orthopaedics | Trauma - Extramedullary fixation | Locking/combination plate | Locking/combination plate - Thorax | Depuy Synthes | STERNAL LOCK-H-PL 2.4 SM 4+4HO TI | 460.027 | Standalone | DE0005944 | Patients requiring fracture fixation or orthopaedic corrective surgery
Orthopaedics | Trauma - Extramedullary fixation | Locking/combination plate | Locking/combination plate - Thorax | Depuy Synthes | STERNAL LOCK-H-PL 2.4 LRG 4+4HO TI | 460.028 | Standalone | DE0005944 | Patients requiring fracture fixation or orthopaedic corrective surgery
Orthopaedics | Trauma - Extramedullary fixation | Locking/combination plate | Locking/combination plate - Thorax | Depuy Synthes | STERNAL LOCK-PL-2.4 STAR-SHAPED 3+3HO TI | 460.035 | Standalone | DE0005944 | Patients requiring fracture fixation or orthopaedic corrective surgery
Orthopaedics | Trauma - Extramedullary fixation | Locking/combination plate | Locking/combination plate - Thorax | Depuy Synthes | STERNAL LOCK-PL-2.4 STAR-SHAPED 6+6HO TI | 460.036 | Standalone | DE0005944 | Patients requiring fracture fixation or orthopaedic corrective surgery
Orthopaedics | Trauma - Extramedullary fixation | Locking/combination plate | Locking/combination plate - Thorax | Depuy Synthes | STERNAL LOCK-PL 2.4 X-SHAPED 5+5HO TI | 460.037 | Standalone | DE0005944 | Patients requiring fracture fixation or orthopaedic corrective surgery
Orthopaedics | Trauma - Extramedullary fixation | Locking/combination plate | Locking/combination plate - Thorax | Depuy Synthes | STERNAL LOCK-PL 2.4 DOUBLE-T SHAPED 7+7H | 460.038 | Standalone | DE0005944 | Patients requiring fracture fixation or orthopaedic corrective surgery
Orthopaedics | Trauma - Extramedullary fixation | Locking/combination plate | Locking/combination plate - Thorax | Depuy Synthes | STERNAL LOCK-PL 2.4 ANGLE-SHAPED 12HO TI | 460.039 | Standalone | DE0005944 | Patients requiring fracture fixation or orthopaedic corrective surgery
Orthopaedics | Trauma - Extramedullary fixation | Locking/combination plate | Locking/combination plate - Thorax | Depuy Synthes | STERNAL LOCK-PL 2.4 STRAIG 8HO TI | 460.045 | Standalone | DE0005944 | Patients requiring fracture fixation or orthopaedic corrective surgery
Orthopaedics | Trauma - Extramedullary fixation | Plate accessories | Cerclage positioning pin/Cerclage button | Depuy Synthes | CerclageFix f/LCP 4.5/5.0 | 481.002 | Standalone | DE0002244 | Patients requiring fracture fixation or orthopaedic corrective surgery
Orthopaedics | Trauma - External fixator | Modular external fixator accessories | Modular external fixator - Pin/screw/wire | Depuy Synthes | Steinmann Pin D 3.5mm w/trocar tip, L 1760.418Dm | 493.350 | Standalone | DE0002224 | Patients requiring fracture fixation or orthopaedic corrective surgery
Orthopaedics | Trauma - External fixator | Modular external fixator accessories | Modular external fixator - Pin/screw/wire | Depuy Synthes | Steinmann Pin D 3.5mm w/trocar tip, L 150mm | 493.360 | Standalone | DE0002224 | Patients requiring fracture fixation or orthopaedic corrective surgery
Orthopaedics | Trauma - External fixator | Modular external fixator accessories | Modular external fixator - Pin/screw/wire | Depuy Synthes | Steinmann Pin D 4.0mm w/trocar tip, L 150mm | 493.400 | Standalone | DE0002224 | Patients requiring fracture fixation or orthopaedic corrective surgery
Orthopaedics | Trauma - External fixator | Modular external fixator accessories | Modular external fixator - Pin/screw/wire | Depuy Synthes | Steinmann Pin D 4.0mm w/trocar tip, L 175mm | 493.410 | Standalone | DE0002224 | Patients requiring fracture fixation or orthopaedic corrective surgery
Orthopaedics | Trauma - External fixator | Modular external fixator accessories | Modular external fixator - Pin/screw/wire | Depuy Synthes | Steinmann Pin D 4.0mm w/trocar tip, L 200mm | 493.420 | Standalone | DE0002224 | Patients requiring fracture fixation or orthopaedic corrective surgery
Orthopaedics | Trauma - External fixator | Modular external fixator accessories | Modular external fixator - Pin/screw/wire | Depuy Synthes | Steinmann Pin D 4.5mm w/trocar tip, L 1760.418Dm | 493.440 | Standalone | DE0002224 | Patients requiring fracture fixation or orthopaedic corrective surgery
Orthopaedics | Trauma - External fixator | Modular external fixator accessories | Modular external fixator - Pin/screw/wire | Depuy Synthes | Steinmann Pin D 4.5mm w/trocar tip, L 150mm | 493.450 | Standalone | DE0002224 | Patients requiring fracture fixation or orthopaedic corrective surgery
Orthopaedics | Trauma - External fixator | Modular external fixator accessories | Modular external fixator - Pin/screw/wire | Depuy Synthes | Steinmann Pin D 4.5mm w/trocar tip, L 175mm | 493.460 | Standalone | DE0002224 | Patients requiring fracture fixation or orthopaedic corrective surgery
Orthopaedics | Trauma - External fixator | Modular external fixator accessories | Modular external fixator - Pin/screw/wire | Depuy Synthes | Steinmann Pin D 4.5mm w/trocar tip, L 200mm | 493.470 | Standalone | DE0002224 | Patients requiring fracture fixation or orthopaedic corrective surgery
Orthopaedics | Trauma - External fixator | Modular external fixator accessories | Modular external fixator - Pin/screw/wire | Depuy Synthes | Steinmann Pin D 4.5mm w/trocar tip, L 250mm | 493.480 | Standalone | DE0002224 | Patients requiring fracture fixation or orthopaedic corrective surgery
Orthopaedics | Trauma - External fixator | Modular external fixator accessories | Modular external fixator - Pin/screw/wire | Depuy Synthes | Steinmann Pin D 4.5mm w/trocar tip, L 2760.418Dm | 493.490 | Standalone | DE0002224 | Patients requiring fracture fixation or orthopaedic corrective surgery
Orthopaedics | Trauma - Extramedullary fixation | Locking/combination plate | Locking/combination plate - Pelvis/acetabular | Depuy Synthes | Reconstruction Plate 3.5 with coaxial Combi Holes, straight, 13 holes, length 169 mm, Stainless Steel | 02.100.113 | Standalone | DE0007388 | Patients requiring fracture fixation or orthopaedic corrective surgery
Orthopaedics | Trauma - Extramedullary fixation | Locking/combination plate | Locking/combination plate - Pelvis/acetabular | Depuy Synthes | Reconstruction Plate 3.5 with coaxial Combi Holes, straight, 18 holes, length 234 mm, Stainless Steel | 02.100.118 | Standalone | DE0007388 | Patients requiring fracture fixation or orthopaedic corrective surgery
Orthopaedics | Trauma - Extramedullary fixation | Locking/combination plate | Locking/combination plate - Pelvis/acetabular | Depuy Synthes | Reconstruction Plate 3.5 with coaxial Combi Holes, straight, 20 holes, length 260 mm, Stainless Steel | 02.100.120 | Standalone | DE0007388 | Patients requiring fracture fixation or orthopaedic corrective surgery
Orthopaedics | Trauma - Extramedullary fixation | Locking/combination plate | Locking/combination plate - Pelvis/acetabular | Depuy Synthes | Reconstruction Plate 3.5 with wide Angle, straight, 3 holes, length 39 mm, Stainless Steel | 02.100.203 | Standalone | DE0007388 | Patients requiring fracture fixation or orthopaedic corrective surgery
Orthopaedics | Trauma - Extramedullary fixation | Locking/combination plate | Locking/combination plate - Pelvis/acetabular | Depuy Synthes | Reconstruction Plate 3.5 with wide Angle, straight, 4 holes, length 52 mm, Stainless Steel | 02.100.204 | Standalone | DE0007388 | Patients requiring fracture fixation or orthopaedic corrective surgery
Orthopaedics | Trauma - Extramedullary fixation | Locking/combination plate | Locking/combination plate - Pelvis/acetabular | Depuy Synthes | Reconstruction Plate 3.5 with wide Angle, straight, 5 holes, length 65 mm, Stainless Steel | 02.100.205 | Standalone | DE0007388 | Patients requiring fracture fixation or orthopaedic corrective surgery
Orthopaedics | Trauma - Extramedullary fixation | Locking/combination plate | Locking/combination plate - Pelvis/acetabular | Depuy Synthes | Reconstruction Plate 3.5 with wide Angle, straight, 6 holes, length 78 mm, Stainless Steel | 02.100.206 | Standalone | DE0007388 | Patients requiring fracture fixation or orthopaedic corrective surgery
Orthopaedics | Trauma - Extramedullary fixation | Locking/combination plate | Locking/combination plate - Pelvis/acetabular | Depuy Synthes | Reconstruction Plate 3.5 with wide Angle, straight, 7 holes, length 91 mm, Stainless Steel | 02.100.207 | Standalone | DE0007388 | Patients requiring fracture fixation or orthopaedic corrective surgery
Orthopaedics | Trauma - Extramedullary fixation | Locking/combination plate | Locking/combination plate - Pelvis/acetabular | Depuy Synthes | Reconstruction Plate 3.5 with wide Angle, straight, 8 holes, length 104 mm, Stainless Steel | 02.100.208 | Standalone | DE0007388 | Patients requiring fracture fixation or orthopaedic corrective surgery
Orthopaedics | Trauma - Extramedullary fixation | Locking/combination plate | Locking/combination plate - Pelvis/acetabular | Depuy Synthes | Reconstruction Plate 3.5 with wide Angle, straight, 9 holes, length 117 mm, Stainless Steel | 02.100.209 | Standalone | DE0007388 | Patients requiring fracture fixation or orthopaedic corrective surgery
Orthopaedics | Trauma - Extramedullary fixation | Locking/combination plate | Locking/combination plate - Pelvis/acetabular | Depuy Synthes | Reconstruction Plate 3.5 with wide Angle, straight, 10 holes, length 130 mm, Stainless Steel | 02.100.210 | Standalone | DE0007388 | Patients requiring fracture fixation or orthopaedic corrective surgery
Orthopaedics | Trauma - Extramedullary fixation | Locking/combination plate | Locking/combination plate - Pelvis/acetabular | Depuy Synthes | Reconstruction Plate 3.5 with wide Angle, straight, 11 holes, length 143 mm, Stainless Steel | 02.100.211 | Standalone | DE0007388 | Patients requiring fracture fixation or orthopaedic corrective surgery
Orthopaedics | Trauma - Extramedullary fixation | Locking/combination plate | Locking/combination plate - Pelvis/acetabular | Depuy Synthes | Reconstruction Plate 3.5 with wide Angle, straight, 12 holes, length 156 mm, Stainless Steel | 02.100.212 | Standalone | DE0007388 | Patients requiring fracture fixation or orthopaedic corrective surgery
Orthopaedics | Trauma - Extramedullary fixation | Locking/combination plate | Locking/combination plate - Pelvis/acetabular | Depuy Synthes | Reconstruction Plate 3.5 with wide Angle, straight, 13 holes, length 169 mm, Stainless Steel | 02.100.213 | Standalone | DE0007388 | Patients requiring fracture fixation or orthopaedic corrective surgery
Orthopaedics | Trauma - Extramedullary fixation | Locking/combination plate | Locking/combination plate - Pelvis/acetabular | Depuy Synthes | Reconstruction Plate 3.5 with wide Angle, straight, 14 holes, length 182 mm, Stainless Steel | 02.100.214 | Standalone | DE0007388 | Patients requiring fracture fixation or orthopaedic corrective surgery
Orthopaedics | Trauma - Extramedullary fixation | Locking/combination plate | Locking/combination plate - Pelvis/acetabular | Depuy Synthes | Reconstruction Plate 3.5 with wide Angle, straight, 15 holes, length 195 mm, Stainless Steel | 02.100.215 | Standalone | DE0007388 | Patients requiring fracture fixation or orthopaedic corrective surgery
Orthopaedics | Trauma - Extramedullary fixation | Locking/combination plate | Locking/combination plate - Pelvis/acetabular | Depuy Synthes | Reconstruction Plate 3.5 with wide Angle, straight, 16 holes, length 208 mm, Stainless Steel | 02.100.216 | Standalone | DE0007388 | Patients requiring fracture fixation or orthopaedic corrective surgery
Orthopaedics | Trauma - Extramedullary fixation | Locking/combination plate | Locking/combination plate - Pelvis/acetabular | Depuy Synthes | Reconstruction Plate 3.5 with wide Angle, straight, 18 holes, length 234 mm, Stainless Steel | 02.100.218 | Standalone | DE0007388 | Patients requiring fracture fixation or orthopaedic corrective surgery
Orthopaedics | Trauma - Extramedullary fixation | Locking/combination plate | Locking/combination plate - Pelvis/acetabular | Depuy Synthes | Reconstruction Plate 3.5 with wide Angle, straight, 20 holes, length 260 mm, Stainless Steel | 02.100.220 | Standalone | DE0007388 | Patients requiring fracture fixation or orthopaedic corrective surgery
Orthopaedics | Trauma - Extramedullary fixation | Locking/combination plate | Locking/combination plate - Clavicle | Depuy Synthes | LCP Sup-Ant. Clav-Pl. 2.7/3.5 w/ext., 3 ho, right | 02.112.006 | Standalone | DE0007032 | Patients requiring fracture fixation or orthopaedic corrective surgery
Orthopaedics | Trauma - Extramedullary fixation | Locking/combination plate | Locking/combination plate - Clavicle | Depuy Synthes | LCP Sup-Ant. Clav-Pl. 2.7/3.5 w/ext., 3 ho, left | 02.112.007 | Standalone | DE0007032 | Patients requiring fracture fixation or orthopaedic corrective surgery
Orthopaedics | Trauma - Extramedullary fixation | Locking/combination plate | Locking/combination plate - Clavicle | Depuy Synthes | LCP Sup-Ant. Clav-Pl. 2.7/3.5 w/ext., 6 ho, right | 02.112.008 | Standalone | DE0007032 | Patients requiring fracture fixation or orthopaedic corrective surgery
Orthopaedics | Trauma - Extramedullary fixation | Locking/combination plate | Locking/combination plate - Clavicle | Depuy Synthes | LCP Sup-Ant. Clav-Pl. 2.7/3.5 w/ext., 6 ho, left | 02.112.009 | Standalone | DE0007032 | Patients requiring fracture fixation or orthopaedic corrective surgery
Orthopaedics | Trauma - Extramedullary fixation | Locking/combination plate | Locking/combination plate - Clavicle | Depuy Synthes | LCP Sup-Ant. Clav-Pl. 2.7/3.5 w/ext., 4 ho, right | 02.112.010 | Standalone | DE0007032 | Patients requiring fracture fixation or orthopaedic corrective surgery
Orthopaedics | Trauma - Extramedullary fixation | Locking/combination plate | Locking/combination plate - Clavicle | Depuy Synthes | LCP Sup-Ant. Clav-Pl. 2.7/3.5 w/ext., 4 ho, left | 02.112.011 | Standalone | DE0007032 | Patients requiring fracture fixation or orthopaedic corrective surgery
Orthopaedics | Trauma - Extramedullary fixation | Locking/combination plate | Locking/combination plate - Clavicle | Depuy Synthes | LCP Sup-Ant. Clav-Pl. 2.7/3.5 w/ext., 5 ho, right | 02.112.012 | Standalone | DE0007032 | Patients requiring fracture fixation or orthopaedic corrective surgery
Orthopaedics | Trauma - Extramedullary fixation | Locking/combination plate | Locking/combination plate - Clavicle | Depuy Synthes | LCP Sup-Ant. Clav-Pl. 2.7/3.5 w/ext., 5 ho, left | 02.112.013 | Standalone | DE0007032 | Patients requiring fracture fixation or orthopaedic corrective surgery
Orthopaedics | Trauma - Extramedullary fixation | Locking/combination plate | Locking/combination plate - Clavicle | Depuy Synthes | LCP Sup-Ant. Clav-Pl. 2.7/3.5 w/ext., 7 ho, right | 02.112.018 | Standalone | DE0007032 | Patients requiring fracture fixation or orthopaedic corrective surgery
Orthopaedics | Trauma - Extramedullary fixation | Locking/combination plate | Locking/combination plate - Clavicle | Depuy Synthes | LCP Sup-Ant. Clav-Pl. 2.7/3.5 w/ext., 7 ho, left | 02.112.019 | Standalone | DE0007032 | Patients requiring fracture fixation or orthopaedic corrective surgery
Orthopaedics | Trauma - Extramedullary fixation | Locking/combination plate | Locking/combination plate - Clavicle | Depuy Synthes | LCP Sup-Ant. Clav-Pl. 2.7/3.5 w/ext., 8 ho, right | 02.112.020 | Standalone | DE0007032 | Patients requiring fracture fixation or orthopaedic corrective surgery
Orthopaedics | Trauma - Extramedullary fixation | Locking/combination plate | Locking/combination plate - Clavicle | Depuy Synthes | LCP Sup-Ant. Clav-Pl. 2.7/3.5 w/ext., 8 ho, left | 02.112.021 | Standalone | DE0007032 | Patients requiring fracture fixation or orthopaedic corrective surgery
Orthopaedics | Trauma - Extramedullary fixation | Locking/combination plate | Locking/combination plate - Clavicle | Depuy Synthes | LCP Superior Anterior Clavicle Plate 3.5, 6 holes, right, length 94 mm, Stainless Steel | 02.112.026 | Standalone | DE0007032 | Patients requiring fracture fixation or orthopaedic corrective surgery
Orthopaedics | Trauma - Extramedullary fixation | Locking/combination plate | Locking/combination plate - Clavicle | Depuy Synthes | LCP Superior Anterior Clavicle Plate 3.5, 6 holes, left, length 94 mm, Stainless Steel | 02.112.027 | Standalone | DE0007032 | Patients requiring fracture fixation or orthopaedic corrective surgery
Orthopaedics | Trauma - Extramedullary fixation | Locking/combination plate | Locking/combination plate - Clavicle | Depuy Synthes | LCP Superior Anterior Clavicle Plate 3.5, 7 holes, right, length 110 mm, Stainless Steel | 02.112.028 | Standalone | DE0007032 | Patients requiring fracture fixation or orthopaedic corrective surgery
Orthopaedics | Trauma - Extramedullary fixation | Locking/combination plate | Locking/combination plate - Clavicle | Depuy Synthes | LCP Superior Anterior Clavicle Plate 3.5, 7 holes, left, length 110 mm, Stainless Steel | 02.112.029 | Standalone | DE0007032 | Patients requiring fracture fixation or orthopaedic corrective surgery
Orthopaedics | Trauma - Extramedullary fixation | Locking/combination plate | Locking/combination plate - Clavicle | Depuy Synthes | LCP Superior Anterior Clavicle Plate 3.5, 8 holes, right, length 120 mm, Stainless Steel | 02.112.030 | Standalone | DE0007032 | Patients requiring fracture fixation or orthopaedic corrective surgery
Orthopaedics | Trauma - Extramedullary fixation | Locking/combination plate | Locking/combination plate - Clavicle | Depuy Synthes | LCP Superior Anterior Clavicle Plate 3.5, 8 holes, left, length 120 mm, Stainless Steel | 02.112.031 | Standalone | DE0007032 | Patients requiring fracture fixation or orthopaedic corrective surgery
Orthopaedics | Trauma - Extramedullary fixation | Locking/combination plate | Locking/combination plate - Clavicle | Depuy Synthes | LCP Anterior Clavicle Plate 3.5, medial, 6 holes, length 79 mm, Stainless Steel | 02.112.040 | Standalone | DE0018494 | Patients requiring fracture fixation or orthopaedic corrective surgery
Orthopaedics | Trauma - Extramedullary fixation | Locking/combination plate | Locking/combination plate - Clavicle | Depuy Synthes | LCP Anterior Clavicle Plate 3.5, medial, 7 holes, length 90 mm, Stainless Steel | 02.112.041 | Standalone | DE0018494 | Patients requiring fracture fixation or orthopaedic corrective surgery
Orthopaedics | Trauma - Extramedullary fixation | Locking/combination plate | Locking/combination plate - Clavicle | Depuy Synthes | LCP Anterior Clavicle Plate 3.5, medial, 8 holes, length 102 mm, Stainless Steel | 02.112.042 | Standalone | DE0018494 | Patients requiring fracture fixation or orthopaedic corrective surgery
Orthopaedics | Trauma - Extramedullary fixation | Locking/combination plate | Locking/combination plate - Clavicle | Depuy Synthes | LCP Superior Clavicle Plate 3.5, 6 holes, right, length 94 mm, Stainless Steel | 02.112.080 | Standalone | DE0007032 | Patients requiring fracture fixation or orthopaedic corrective surgery
Orthopaedics | Trauma - Extramedullary fixation | Locking/combination plate | Locking/combination plate - Clavicle | Depuy Synthes | LCP Superior Clavicle Plate 3.5, 6 holes, left, length 94 mm, Stainless Steel | 02.112.081 | Standalone | DE0007032 | Patients requiring fracture fixation or orthopaedic corrective surgery
Orthopaedics | Trauma - Extramedullary fixation | Locking/combination plate | Locking/combination plate - Clavicle | Depuy Synthes | LCP Superior Clavicle Plate 3.5, 7 holes, right, length 110 mm, Stainless Steel | 02.112.082 | Standalone | DE0007032 | Patients requiring fracture fixation or orthopaedic corrective surgery
Orthopaedics | Trauma - Extramedullary fixation | Locking/combination plate | Locking/combination plate - Clavicle | Depuy Synthes | LCP Superior Clavicle Plate 3.5, 7 holes, left, length 110 mm, Stainless Steel | 02.112.083 | Standalone | DE0007032 | Patients requiring fracture fixation or orthopaedic corrective surgery
Orthopaedics | Trauma - Extramedullary fixation | Locking/combination plate | Locking/combination plate - Clavicle | Depuy Synthes | LCP Superior Clavicle Plate 3.5, 8 holes, right, length 123 mm, Stainless Steel | 02.112.084 | Standalone | DE0007032 | Patients requiring fracture fixation or orthopaedic corrective surgery
Orthopaedics | Trauma - Extramedullary fixation | Locking/combination plate | Locking/combination plate - Clavicle | Depuy Synthes | LCP Superior Clavicle Plate 3.5, 8 holes, left, length 123 mm, Stainless Steel | 02.112.085 | Standalone | DE0007032 | Patients requiring fracture fixation or orthopaedic corrective surgery
Orthopaedics | Trauma - Extramedullary fixation | Locking/combination plate | Locking/combination plate - Fibula | Depuy Synthes | LCP Posterolateral Distal Fibula Plate 2.7/3.5, 3 holes, length 77 mm, right, Stainless Steel | 02.112.106 | Standalone | DE0006662 | Patients requiring fracture fixation or orthopaedic corrective surgery
Orthopaedics | Trauma - Extramedullary fixation | Locking/combination plate | Locking/combination plate - Fibula | Depuy Synthes | LCP Posterolateral Distal Fibula Plate 2.7/3.5, 3 holes, length 77 mm, left, Stainless Steel | 02.112.107 | Standalone | DE0006662 | Patients requiring fracture fixation or orthopaedic corrective surgery
Orthopaedics | Trauma - Extramedullary fixation | Locking/combination plate | Locking/combination plate - Fibula | Depuy Synthes | LCP Posterolateral Distal Fibula Plate 2.7/3.5, 4 holes, length 90 mm, right, Stainless Steel | 02.112.108 | Standalone | DE0006662 | Patients requiring fracture fixation or orthopaedic corrective surgery
Orthopaedics | Trauma - Extramedullary fixation | Locking/combination plate | Locking/combination plate - Fibula | Depuy Synthes | LCP Posterolateral Distal Fibula Plate 2.7/3.5, 4 holes, length 90 mm, left, Stainless Steel | 02.112.109 | Standalone | DE0006662 | Patients requiring fracture fixation or orthopaedic corrective surgery
Orthopaedics | Trauma - Extramedullary fixation | Locking/combination plate | Locking/combination plate - Fibula | Depuy Synthes | LCP Posterolateral Distal Fibula Plate 2.7/3.5, 5 holes, length 103 mm, right, Stainless Steel | 02.112.110 | Standalone | DE0006662 | Patients requiring fracture fixation or orthopaedic corrective surgery
Orthopaedics | Trauma - Extramedullary fixation | Locking/combination plate | Locking/combination plate - Fibula | Depuy Synthes | LCP Posterolateral Distal Fibula Plate 2.7/3.5, 5 holes, length 103 mm, left, Stainless Steel | 02.112.111 | Standalone | DE0006662 | Patients requiring fracture fixation or orthopaedic corrective surgery
Orthopaedics | Trauma - Extramedullary fixation | Locking/combination plate | Locking/combination plate - Fibula | Depuy Synthes | LCP Posterolateral Distal Fibula Plate 2.7/3.5, 6 holes, length 116 mm, right, Stainless Steel | 02.112.112 | Standalone | DE0006662 | Patients requiring fracture fixation or orthopaedic corrective surgery
Orthopaedics | Trauma - Extramedullary fixation | Locking/combination plate | Locking/combination plate - Fibula | Depuy Synthes | LCP Posterolateral Distal Fibula Plate 2.7/3.5, 6 holes, length 116 mm, left, Stainless Steel | 02.112.113 | Standalone | DE0006662 | Patients requiring fracture fixation or orthopaedic corrective surgery
Orthopaedics | Trauma - Extramedullary fixation | Locking/combination plate | Locking/combination plate - Fibula | Depuy Synthes | LCP Posterolateral Distal Fibula Plate 2.7/3.5, 7 holes, length 129 mm, right, Stainless Steel | 02.112.114 | Standalone | DE0006662 | Patients requiring fracture fixation or orthopaedic corrective surgery
Orthopaedics | Trauma - Extramedullary fixation | Locking/combination plate | Locking/combination plate - Fibula | Depuy Synthes | LCP Posterolateral Distal Fibula Plate 2.7/3.5, 7 holes, length 129 mm, left, Stainless Steel | 02.112.115 | Standalone | DE0006662 | Patients requiring fracture fixation or orthopaedic corrective surgery
Orthopaedics | Trauma - Extramedullary fixation | Locking/combination plate | Locking/combination plate - Fibula | Depuy Synthes | LCP Lateral Distal Fibula Plate 2.7/3.5, 3 holes, length 73 mm, right, Stainless Steel | 02.112.136 | Standalone | DE0006662 | Patients requiring fracture fixation or orthopaedic corrective surgery
Orthopaedics | Trauma - Extramedullary fixation | Locking/combination plate | Locking/combination plate - Fibula | Depuy Synthes | LCP Lateral Distal Fibula Plate 2.7/3.5, 3 holes, length 73 mm, left, Stainless Steel | 02.112.137 | Standalone | DE0006662 | Patients requiring fracture fixation or orthopaedic corrective surgery
Orthopaedics | Trauma - Extramedullary fixation | Locking/combination plate | Locking/combination plate - Fibula | Depuy Synthes | LCP Lateral Distal Fibula Plate 2.7/3.5, 4 holes, length 86 mm, right, Stainless Steel | 02.112.138 | Standalone | DE0006662 | Patients requiring fracture fixation or orthopaedic corrective surgery
Orthopaedics | Trauma - Extramedullary fixation | Locking/combination plate | Locking/combination plate - Fibula | Depuy Synthes | LCP Lateral Distal Fibula Plate 2.7/3.5, 4 holes, length 86 mm, left, Stainless Steel | 02.112.139 | Standalone | DE0006662 | Patients requiring fracture fixation or orthopaedic corrective surgery
Orthopaedics | Trauma - Extramedullary fixation | Locking/combination plate | Locking/combination plate - Fibula | Depuy Synthes | LCP Lateral Distal Fibula Plate 2.7/3.5, 5 holes, length 99 mm, right, Stainless Steel | 02.112.140 | Standalone | DE0006662 | Patients requiring fracture fixation or orthopaedic corrective surgery
Orthopaedics | Trauma - Extramedullary fixation | Locking/combination plate | Locking/combination plate - Fibula | Depuy Synthes | LCP Lateral Distal Fibula Plate 2.7/3.5, 5 holes, length 99 mm, left, Stainless Steel | 02.112.141 | Standalone | DE0006662 | Patients requiring fracture fixation or orthopaedic corrective surgery
Orthopaedics | Trauma - Extramedullary fixation | Locking/combination plate | Locking/combination plate - Fibula | Depuy Synthes | LCP Lateral Distal Fibula Plate 2.7/3.5, 6 holes, length 112 mm, right, Stainless Steel | 02.112.142 | Standalone | DE0006662 | Patients requiring fracture fixation or orthopaedic corrective surgery
Orthopaedics | Trauma - Extramedullary fixation | Locking/combination plate | Locking/combination plate - Fibula | Depuy Synthes | LCP Lateral Distal Fibula Plate 2.7/3.5, 6 holes, length 112 mm, left, Stainless Steel | 02.112.143 | Standalone | DE0006662 | Patients requiring fracture fixation or orthopaedic corrective surgery
Orthopaedics | Trauma - Extramedullary fixation | Locking/combination plate | Locking/combination plate - Fibula | Depuy Synthes | LCP Lateral Distal Fibula Plate 2.7/3.5, 7 holes, length 125 mm, right, Stainless Steel | 02.112.144 | Standalone | DE0006662 | Patients requiring fracture fixation or orthopaedic corrective surgery
Orthopaedics | Trauma - Extramedullary fixation | Locking/combination plate | Locking/combination plate - Fibula | Depuy Synthes | LCP Lateral Distal Fibula Plate 2.7/3.5, 7 holes, length 125 mm, left, Stainless Steel | 02.112.145 | Standalone | DE0006662 | Patients requiring fracture fixation or orthopaedic corrective surgery
Orthopaedics | Trauma - Extramedullary fixation | Locking/combination plate | Locking/combination plate - Tibia | Depuy Synthes | LCP Medial Distal Tibial Plate 3.5, Low Bend, right, 4 holes, length 109 mm, Stainless Steel | 02.112.510 | Standalone | DE0006552 | Patients requiring fracture fixation or orthopaedic corrective surgery
Orthopaedics | Trauma - Extramedullary fixation | Locking/combination plate | Locking/combination plate - Tibia | Depuy Synthes | LCP Medial Distal Tibial Plate 3.5, Low Bend, left, 4 holes, length 109 mm, Stainless Steel | 02.112.511 | Standalone | DE0006552 | Patients requiring fracture fixation or orthopaedic corrective surgery
Orthopaedics | Trauma - Extramedullary fixation | Locking/combination plate | Locking/combination plate - Tibia | Depuy Synthes | LCP Medial Distal Tibial Plate 3.5, Low Bend, right, 6 holes, length 135 mm, Stainless Steel | 02.112.514 | Standalone | DE0006552 | Patients requiring fracture fixation or orthopaedic corrective surgery
Orthopaedics | Trauma - Extramedullary fixation | Locking/combination plate | Locking/combination plate - Tibia | Depuy Synthes | LCP Medial Distal Tibial Plate 3.5, Low Bend, left, 6 holes, length 135 mm, Stainless Steel | 02.112.515 | Standalone | DE0006552 | Patients requiring fracture fixation or orthopaedic corrective surgery
Orthopaedics | Trauma - Extramedullary fixation | Locking/combination plate | Locking/combination plate - Tibia | Depuy Synthes | LCP Medial Distal Tibial Plate 3.5, Low Bend, right, 8 holes, length 161 mm, Stainless Steel | 02.112.518 | Standalone | DE0006552 | Patients requiring fracture fixation or orthopaedic corrective surgery
Orthopaedics | Trauma - Extramedullary fixation | Locking/combination plate | Locking/combination plate - Tibia | Depuy Synthes | LCP Medial Distal Tibial Plate 3.5, Low Bend, left, 8 holes, length 161 mm, Stainless Steel | 02.112.519 | Standalone | DE0006552 | Patients requiring fracture fixation or orthopaedic corrective surgery
Orthopaedics | Trauma - Extramedullary fixation | Locking/combination plate | Locking/combination plate - Tibia | Depuy Synthes | LCP Medial Distal Tibial Plate 3.5, Low Bend, right, 10 holes, length 187 mm, Stainless Steel | 02.112.522 | Standalone | DE0006552 | Patients requiring fracture fixation or orthopaedic corrective surgery
Orthopaedics | Trauma - Extramedullary fixation | Locking/combination plate | Locking/combination plate - Tibia | Depuy Synthes | LCP Medial Distal Tibial Plate 3.5, Low Bend, left, 10 holes, length 187 mm, Stainless Steel | 02.112.523 | Standalone | DE0006552 | Patients requiring fracture fixation or orthopaedic corrective surgery
Orthopaedics | Trauma - Extramedullary fixation | Locking/combination plate | Locking/combination plate - Tibia | Depuy Synthes | LCP Medial Distal Tibial Plate 3.5, Low Bend, right, 12 holes, length 213 mm, Stainless Steel | 02.112.526 | Standalone | DE0006552 | Patients requiring fracture fixation or orthopaedic corrective surgery
Orthopaedics | Trauma - Extramedullary fixation | Locking/combination plate | Locking/combination plate - Tibia | Depuy Synthes | LCP Medial Distal Tibial Plate 3.5, Low Bend, left, 12 holes, length 213 mm, Stainless Steel | 02.112.527 | Standalone | DE0006552 | Patients requiring fracture fixation or orthopaedic corrective surgery
Orthopaedics | Trauma - Extramedullary fixation | Locking/combination plate | Locking/combination plate - Tibia | Depuy Synthes | LCP Medial Distal Tibial Plate 3.5, Low Bend, right, 14 holes, length 239 mm, Stainless Steel | 02.112.530 | Standalone | DE0006552 | Patients requiring fracture fixation or orthopaedic corrective surgery
Orthopaedics | Trauma - Extramedullary fixation | Locking/combination plate | Locking/combination plate - Tibia | Depuy Synthes | LCP Medial Distal Tibial Plate 3.5, Low Bend, left, 14 holes, length 239 mm, Stainless Steel | 02.112.531 | Standalone | DE0006552 | Patients requiring fracture fixation or orthopaedic corrective surgery
Orthopaedics | Trauma - Extramedullary fixation | Locking/combination plate | Locking/combination plate - General orthopaedic | Depuy Synthes | LCP Hook Plate 3.5, 3 holes, length 62 mm, Stainless Steel | 02.113.103 | Standalone | DE0006664 | Patients requiring fracture fixation or orthopaedic corrective surgery
Orthopaedics | Trauma - Extramedullary fixation | Locking/combination plate | Locking/combination plate - Humerus | Depuy Synthes | VA-LCP Distal Humeral Plate 2.7/3.5, dorsolateral, with lateral support, right, short, 3 holes, length 75 mm, Stainless Steel | 02.117.003 | Standalone | DE0009695 | Patients requiring fracture fixation or orthopaedic corrective surgery
Orthopaedics | Trauma - Extramedullary fixation | Locking/combination plate | Locking/combination plate - Humerus | Depuy Synthes | VA-LCP Distal Humeral Plate 2.7/3.5, dorsolateral, with lateral support, right, medium, 4 holes, length 88 mm, Stainless Steel | 02.117.004 | Standalone | DE0009695 | Patients requiring fracture fixation or orthopaedic corrective surgery
Orthopaedics | Trauma - Extramedullary fixation | Locking/combination plate | Locking/combination plate - Humerus | Depuy Synthes | VA-LCP Distal Humeral Plate 2.7/3.5, dorsolateral, with lateral support, right, long, 7 holes, length 127 mm, Stainless Steel | 02.117.007 | Standalone | DE0009695 | Patients requiring fracture fixation or orthopaedic corrective surgery
Orthopaedics | Trauma - Extramedullary fixation | Locking/combination plate | Locking/combination plate - Humerus | Depuy Synthes | VA-LCP Distal Humeral Plate 2.7/3.5, dorsolateral, with lateral support, right, extra-long, 9 holes, length 153 mm, Stainless Steel | 02.117.009 | Standalone | DE0009695 | Patients requiring fracture fixation or orthopaedic corrective surgery
Orthopaedics | Trauma - Extramedullary fixation | Locking/combination plate | Locking/combination plate - Humerus | Depuy Synthes | VA-LCP Distal Humeral Plate 2.7/3.5, dorsolateral, with lateral support, left, short, 3 holes, length 75 mm, Stainless Steel | 02.117.103 | Standalone | DE0009695 | Patients requiring fracture fixation or orthopaedic corrective surgery
Orthopaedics | Trauma - Extramedullary fixation | Locking/combination plate | Locking/combination plate - Humerus | Depuy Synthes | VA-LCP Distal Humeral Plate 2.7/3.5, dorsolateral, with lateral support, left, medium, 4 holes, length 88 mm, Stainless Steel | 02.117.104 | Standalone | DE0009695 | Patients requiring fracture fixation or orthopaedic corrective surgery
Orthopaedics | Trauma - Extramedullary fixation | Locking/combination plate | Locking/combination plate - Humerus | Depuy Synthes | VA-LCP Distal Humeral Plate 2.7/3.5, dorsolateral, with lateral support, left, long, 7 holes, length 127 mm, Stainless Steel | 02.117.107 | Standalone | DE0009695 | Patients requiring fracture fixation or orthopaedic corrective surgery
Orthopaedics | Trauma - Extramedullary fixation | Locking/combination plate | Locking/combination plate - Humerus | Depuy Synthes | VA-LCP Distal Humeral Plate 2.7/3.5, dorsolateral, with lateral support, left, extra-long, 9 holes, length 153 mm, Stainless Steel | 02.117.109 | Standalone | DE0009695 | Patients requiring fracture fixation or orthopaedic corrective surgery
Orthopaedics | Trauma - Extramedullary fixation | Locking/combination plate | Locking/combination plate - Humerus | Depuy Synthes | VA-LCP Distal Humeral Plate 2.7/3.5, dorsolateral, right, short, 3 holes, length 75 mm, Stainless Steel | 02.117.203 | Standalone | DE0009695 | Patients requiring fracture fixation or orthopaedic corrective surgery
Orthopaedics | Trauma - Extramedullary fixation | Locking/combination plate | Locking/combination plate - Humerus | Depuy Synthes | VA-LCP Distal Humeral Plate 2.7/3.5, dorsolateral, right, medium, 4 holes, length 88 mm, Stainless Steel | 02.117.204 | Standalone | DE0009695 | Patients requiring fracture fixation or orthopaedic corrective surgery
Orthopaedics | Trauma - Extramedullary fixation | Locking/combination plate | Locking/combination plate - Humerus | Depuy Synthes | VA-LCP Distal Humeral Plate 2.7/3.5, dorsolateral, right, long, 7 holes, length 127 mm, Stainless Steel | 02.117.207 | Standalone | DE0009695 | Patients requiring fracture fixation or orthopaedic corrective surgery
Orthopaedics | Trauma - Extramedullary fixation | Locking/combination plate | Locking/combination plate - Humerus | Depuy Synthes | VA-LCP Distal Humeral Plate 2.7/3.5, dorsolateral, right, extra-long, 9 holes, length 153 mm, Stainless Steel | 02.117.209 | Standalone | DE0009695 | Patients requiring fracture fixation or orthopaedic corrective surgery
Orthopaedics | Trauma - Extramedullary fixation | Locking/combination plate | Locking/combination plate - Humerus | Depuy Synthes | VA-LCP Distal Humeral Plate 2.7/3.5, dorsolateral, left, short, 3 holes, length 75 mm, Stainless Steel | 02.117.303 | Standalone | DE0009695 | Patients requiring fracture fixation or orthopaedic corrective surgery
Orthopaedics | Trauma - Extramedullary fixation | Locking/combination plate | Locking/combination plate - Humerus | Depuy Synthes | VA-LCP Distal Humeral Plate 2.7/3.5, dorsolateral, left, medium, 4 holes, length 88 mm, Stainless Steel | 02.117.304 | Standalone | DE0009695 | Patients requiring fracture fixation or orthopaedic corrective surgery
Orthopaedics | Trauma - Extramedullary fixation | Locking/combination plate | Locking/combination plate - Humerus | Depuy Synthes | VA-LCP Distal Humeral Plate 2.7/3.5, dorsolateral, left, long, 7 holes, length 127 mm, Stainless Steel | 02.117.307 | Standalone | DE0009695 | Patients requiring fracture fixation or orthopaedic corrective surgery
Orthopaedics | Trauma - Extramedullary fixation | Locking/combination plate | Locking/combination plate - Humerus | Depuy Synthes | VA-LCP Distal Humeral Plate 2.7/3.5, dorsolateral, left, extra-long, 9 holes, length 153 mm, Stainless Steel | 02.117.309 | Standalone | DE0009695 | Patients requiring fracture fixation or orthopaedic corrective surgery
Orthopaedics | Trauma - Extramedullary fixation | Locking/combination plate | Locking/combination plate - Humerus | Depuy Synthes | VA-LCP Distal Humeral Plate 2.7/3.5, medial, right, short, 1 hole, length 69 mm, Stainless Steel | 02.117.401 | Standalone | DE0009695 | Patients requiring fracture fixation or orthopaedic corrective surgery
Orthopaedics | Trauma - Extramedullary fixation | Locking/combination plate | Locking/combination plate - Humerus | Depuy Synthes | VA-LCP Distal Humeral Plate 2.7/3.5, medial, right, medium, 2 holes, length 82 mm, Stainless Steel | 02.117.402 | Standalone | DE0009695 | Patients requiring fracture fixation or orthopaedic corrective surgery
Orthopaedics | Trauma - Extramedullary fixation | Locking/combination plate | Locking/combination plate - Humerus | Depuy Synthes | VA-LCP Distal Humeral Plate 2.7/3.5, medial, right, long, 4 holes, length 108 mm, Stainless Steel | 02.117.404 | Standalone | DE0009695 | Patients requiring fracture fixation or orthopaedic corrective surgery
Orthopaedics | Trauma - Extramedullary fixation | Locking/combination plate | Locking/combination plate - Humerus | Depuy Synthes | VA-LCP Distal Humeral Plate 2.7/3.5, medial, right, extra-long, 6 holes, length 134 mm, Stainless Steel | 02.117.406 | Standalone | DE0009695 | Patients requiring fracture fixation or orthopaedic corrective surgery
Orthopaedics | Trauma - Extramedullary fixation | Locking/combination plate | Locking/combination plate - Humerus | Depuy Synthes | VA-LCP Distal Humeral Plate 2.7/3.5, medial, left, short, 1 hole, length 69 mm, Stainless Steel | 02.117.501 | Standalone | DE0009695 | Patients requiring fracture fixation or orthopaedic corrective surgery
Orthopaedics | Trauma - Extramedullary fixation | Locking/combination plate | Locking/combination plate - Humerus | Depuy Synthes | VA-LCP Distal Humeral Plate 2.7/3.5, medial, left, medium, 2 holes, length 82 mm, Stainless Steel | 02.117.502 | Standalone | DE0009695 | Patients requiring fracture fixation or orthopaedic corrective surgery
Orthopaedics | Trauma - Extramedullary fixation | Locking/combination plate | Locking/combination plate - Humerus | Depuy Synthes | VA-LCP Distal Humeral Plate 2.7/3.5, medial, left, long, 4 holes, length 108 mm, Stainless Steel | 02.117.504 | Standalone | DE0009695 | Patients requiring fracture fixation or orthopaedic corrective surgery
Orthopaedics | Trauma - Extramedullary fixation | Locking/combination plate | Locking/combination plate - Humerus | Depuy Synthes | VA-LCP Distal Humeral Plate 2.7/3.5, medial, left, extra-long, 6 holes, length 134 mm, Stainless Steel | 02.117.506 | Standalone | DE0009695 | Patients requiring fracture fixation or orthopaedic corrective surgery
Orthopaedics | Trauma - Extramedullary fixation | Locking/combination plate | Locking/combination plate - Humerus | Depuy Synthes | VA-LCP Distal Humeral Plate 2.7/3.5, medial, with Extension, right, short, 1 hole, length 72 mm, Stainless Steel | 02.117.601 | Standalone | DE0009695 | Patients requiring fracture fixation or orthopaedic corrective surgery
Orthopaedics | Trauma - Extramedullary fixation | Locking/combination plate | Locking/combination plate - Humerus | Depuy Synthes | VA-LCP Distal Humeral Plate 2.7/3.5, medial, with Extension, right, medium, 2 holes, length 85 mm, Stainless Steel | 02.117.602 | Standalone | DE0009695 | Patients requiring fracture fixation or orthopaedic corrective surgery
Orthopaedics | Trauma - Extramedullary fixation | Locking/combination plate | Locking/combination plate - Humerus | Depuy Synthes | VA-LCP Distal Humeral Plate 2.7/3.5, medial, with Extension, right, long, 4 holes, length 111 mm, Stainless Steel | 02.117.604 | Standalone | DE0009695 | Patients requiring fracture fixation or orthopaedic corrective surgery
Orthopaedics | Trauma - Extramedullary fixation | Locking/combination plate | Locking/combination plate - Humerus | Depuy Synthes | VA-LCP Distal Humeral Plate 2.7/3.5, medial, with Extension, right, extra- long, 6 holes, length 137 mm, Stainless Steel | 02.117.606 | Standalone | DE0009695 | Patients requiring fracture fixation or orthopaedic corrective surgery
Orthopaedics | Trauma - Extramedullary fixation | Locking/combination plate | Locking/combination plate - Humerus | Depuy Synthes | VA-LCP Distal Humeral Plate 2.7/3.5, medial, with Extension, left, short, 1 hole, length 72 mm, Stainless Steel | 02.117.701 | Standalone | DE0009695 | Patients requiring fracture fixation or orthopaedic corrective surgery
Orthopaedics | Trauma - Extramedullary fixation | Locking/combination plate | Locking/combination plate - Humerus | Depuy Synthes | VA-LCP Distal Humeral Plate 2.7/3.5, medial, with Extension, left, medium, 2 holes, length 85 mm, Stainless Steel | 02.117.702 | Standalone | DE0009695 | Patients requiring fracture fixation or orthopaedic corrective surgery
Orthopaedics | Trauma - Extramedullary fixation | Locking/combination plate | Locking/combination plate - Humerus | Depuy Synthes | VA-LCP Distal Humeral Plate 2.7/3.5, medial, with Extension, left, long, 4 holes, length 111 mm, Stainless Steel | 02.117.704 | Standalone | DE0009695 | Patients requiring fracture fixation or orthopaedic corrective surgery
Orthopaedics | Trauma - Extramedullary fixation | Locking/combination plate | Locking/combination plate - Humerus | Depuy Synthes | VA-LCP Distal Humeral Plate 2.7/3.5, medial, with Extension, left, extra- long, 6 holes, length 137 mm, Stainless Steel | 02.117.706 | Standalone | DE0009695 | Patients requiring fracture fixation or orthopaedic corrective surgery
Orthopaedics | Trauma - Extramedullary fixation | Locking/combination plate | Locking/combination plate - Humerus | Depuy Synthes | VA-LCP Distal Humeral Plate 2.7/3.5, lateral, right, short, 1 hole, length 69 mm, Stainless Steel | 02.117.801 | Standalone | DE0009695 | Patients requiring fracture fixation or orthopaedic corrective surgery
Orthopaedics | Trauma - Extramedullary fixation | Locking/combination plate | Locking/combination plate - Humerus | Depuy Synthes | VA-LCP Distal Humeral Plate 2.7/3.5, lateral, right, medium, 2 holes, length 82 mm, Stainless Steel | 02.117.802 | Standalone | DE0009695 | Patients requiring fracture fixation or orthopaedic corrective surgery
Orthopaedics | Trauma - Extramedullary fixation | Locking/combination plate | Locking/combination plate - Humerus | Depuy Synthes | VA-LCP Distal Humeral Plate 2.7/3.5, lateral, right, long, 5 holes, length 121 mm, Stainless Steel | 02.117.805 | Standalone | DE0009695 | Patients requiring fracture fixation or orthopaedic corrective surgery
Orthopaedics | Trauma - Extramedullary fixation | Locking/combination plate | Locking/combination plate - Humerus | Depuy Synthes | VA-LCP Distal Humeral Plate 2.7/3.5, lateral, right, extra-long, 7 holes, length 147 mm, Stainless Steel | 02.117.807 | Standalone | DE0009695 | Patients requiring fracture fixation or orthopaedic corrective surgery
Orthopaedics | Trauma - Extramedullary fixation | Locking/combination plate | Locking/combination plate - Humerus | Depuy Synthes | VA-LCP Distal Humeral Plate 2.7/3.5, lateral, left, short, 1 hole, length 69 mm, Stainless Steel | 02.117.901 | Standalone | DE0009695 | Patients requiring fracture fixation or orthopaedic corrective surgery
Orthopaedics | Trauma - Extramedullary fixation | Locking/combination plate | Locking/combination plate - Humerus | Depuy Synthes | VA-LCP Distal Humeral Plate 2.7/3.5, lateral, left, medium, 2 holes, length 82 mm, Stainless Steel | 02.117.902 | Standalone | DE0009695 | Patients requiring fracture fixation or orthopaedic corrective surgery
Orthopaedics | Trauma - Extramedullary fixation | Locking/combination plate | Locking/combination plate - Humerus | Depuy Synthes | VA-LCP Distal Humeral Plate 2.7/3.5, lateral, left, long, 5 holes, length 121 mm, Stainless Steel | 02.117.905 | Standalone | DE0009695 | Patients requiring fracture fixation or orthopaedic corrective surgery
Orthopaedics | Trauma - Extramedullary fixation | Locking/combination plate | Locking/combination plate - Humerus | Depuy Synthes | VA-LCP Distal Humeral Plate 2.7/3.5, lateral, left, extra-long, 7 holes, length 147 mm, Stainless Steel | 02.117.907 | Standalone | DE0009695 | Patients requiring fracture fixation or orthopaedic corrective surgery
Orthopaedics | Trauma - Extramedullary fixation | Locking/combination plate | Locking/combination plate - Tibia | Depuy Synthes | VA-LCP Medial Distal Tibial Plate 2.7/3.5, right, 4 holes, length 112 mm, Stainless Steel | 02.118.002 | Standalone | DE0018799 | Patients requiring fracture fixation or orthopaedic corrective surgery
Orthopaedics | Trauma - Extramedullary fixation | Locking/combination plate | Locking/combination plate - Tibia | Depuy Synthes | VA-LCP Medial Distal Tibial Plate 2.7/3.5, left, 4 holes, length 112 mm, Stainless Steel | 02.118.003 | Standalone | DE0018799 | Patients requiring fracture fixation or orthopaedic corrective surgery
Orthopaedics | Trauma - Extramedullary fixation | Locking/combination plate | Locking/combination plate - Tibia | Depuy Synthes | VA-LCP Medial Distal Tibial Plate 2.7/3.5, right, 6 holes, length 142 mm, Stainless Steel | 02.118.004 | Standalone | DE0018799 | Patients requiring fracture fixation or orthopaedic corrective surgery
Orthopaedics | Trauma - Extramedullary fixation | Locking/combination plate | Locking/combination plate - Tibia | Depuy Synthes | VA-LCP Medial Distal Tibial Plate 2.7/3.5, left, 6 holes, length 142 mm, Stainless Steel | 02.118.005 | Standalone | DE0018799 | Patients requiring fracture fixation or orthopaedic corrective surgery
Orthopaedics | Trauma - Extramedullary fixation | Locking/combination plate | Locking/combination plate - Tibia | Depuy Synthes | VA-LCP Medial Distal Tibial Plate 2.7/3.5, right, 8 holes, length 172 mm, Stainless Steel | 02.118.006 | Standalone | DE0018799 | Patients requiring fracture fixation or orthopaedic corrective surgery
Orthopaedics | Trauma - Extramedullary fixation | Locking/combination plate | Locking/combination plate - Tibia | Depuy Synthes | VA-LCP Medial Distal Tibial Plate 2.7/3.5, left, 8 holes, length 172 mm, Stainless Steel | 02.118.007 | Standalone | DE0018799 | Patients requiring fracture fixation or orthopaedic corrective surgery
Orthopaedics | Trauma - Extramedullary fixation | Locking/combination plate | Locking/combination plate - Tibia | Depuy Synthes | VA-LCP Medial Distal Tibial Plate 2.7/3.5, right, 10 holes, length 202 mm, Stainless Steel | 02.118.008 | Standalone | DE0018799 | Patients requiring fracture fixation or orthopaedic corrective surgery
Orthopaedics | Trauma - Extramedullary fixation | Locking/combination plate | Locking/combination plate - Tibia | Depuy Synthes | VA-LCP Medial Distal Tibial Plate 2.7/3.5, left, 10 holes, length 202 mm, Stainless Steel | 02.118.009 | Standalone | DE0018799 | Patients requiring fracture fixation or orthopaedic corrective surgery
Orthopaedics | Trauma - Extramedullary fixation | Locking/combination plate | Locking/combination plate - Tibia | Depuy Synthes | VA-LCP Medial Distal Tibial Plate 2.7/3.5, right, 12 holes, length 232 mm, Stainless Steel | 02.118.010 | Standalone | DE0018799 | Patients requiring fracture fixation or orthopaedic corrective surgery
Orthopaedics | Trauma - Extramedullary fixation | Locking/combination plate | Locking/combination plate - Tibia | Depuy Synthes | VA-LCP Medial Distal Tibial Plate 2.7/3.5, left, 12 holes, length 232 mm, Stainless Steel | 02.118.011 | Standalone | DE0018799 | Patients requiring fracture fixation or orthopaedic corrective surgery
Orthopaedics | Trauma - Extramedullary fixation | Locking/combination plate | Locking/combination plate - Tibia | Depuy Synthes | VA-LCP Medial Distal Tibial Plate 2.7/3.5, right, 14 holes, length 262 mm, Stainless Steel | 02.118.012 | Standalone | DE0018799 | Patients requiring fracture fixation or orthopaedic corrective surgery
Orthopaedics | Trauma - Extramedullary fixation | Locking/combination plate | Locking/combination plate - Tibia | Depuy Synthes | VA-LCP Medial Distal Tibial Plate 2.7/3.5, left, 14 holes, length 262 mm, Stainless Steel | 02.118.013 | Standalone | DE0018799 | Patients requiring fracture fixation or orthopaedic corrective surgery
Orthopaedics | Trauma - Extramedullary fixation | Locking/combination plate | Locking/combination plate - Tibia | Depuy Synthes | VA-LCP Medial Distal Tibial Plate 2.7/3.5, right, 16 holes, length 292 mm, Stainless Steel | 02.118.014 | Standalone | DE0018799 | Patients requiring fracture fixation or orthopaedic corrective surgery
Orthopaedics | Trauma - Extramedullary fixation | Locking/combination plate | Locking/combination plate - Tibia | Depuy Synthes | VA-LCP Medial Distal Tibial Plate 2.7/3.5, left, 16 holes, length 292 mm, Stainless Steel | 02.118.015 | Standalone | DE0018799 | Patients requiring fracture fixation or orthopaedic corrective surgery
Orthopaedics | Trauma - Extramedullary fixation | Locking/combination plate | Locking/combination plate - Tibia | Depuy Synthes | VA-LCP Anteromedial Distal Tibial Plate 2.7/3.5, right, 4 holes, length 112 mm, Stainless Steel | 02.118.102 | Standalone | DE0018799 | Patients requiring fracture fixation or orthopaedic corrective surgery
Orthopaedics | Trauma - Extramedullary fixation | Locking/combination plate | Locking/combination plate - Tibia | Depuy Synthes | VA-LCP Anteromedial Distal Tibial Plate 2.7/3.5, left, 4 holes, length 112 mm, Stainless Steel | 02.118.103 | Standalone | DE0018799 | Patients requiring fracture fixation or orthopaedic corrective surgery
Orthopaedics | Trauma - Extramedullary fixation | Locking/combination plate | Locking/combination plate - Tibia | Depuy Synthes | VA-LCP Anteromedial Distal Tibial Plate 2.7/3.5, right, 6 holes, length 142 mm, Stainless Steel | 02.118.104 | Standalone | DE0018799 | Patients requiring fracture fixation or orthopaedic corrective surgery
Orthopaedics | Trauma - Extramedullary fixation | Locking/combination plate | Locking/combination plate - Tibia | Depuy Synthes | VA-LCP Anteromedial Distal Tibial Plate 2.7/3.5, left, 6 holes, length 142 mm, Stainless Steel | 02.118.105 | Standalone | DE0018799 | Patients requiring fracture fixation or orthopaedic corrective surgery
Orthopaedics | Trauma - Extramedullary fixation | Locking/combination plate | Locking/combination plate - Tibia | Depuy Synthes | VA-LCP Anteromedial Distal Tibial Plate 2.7/3.5, right, 8 holes, length 172 mm, Stainless Steel | 02.118.106 | Standalone | DE0018799 | Patients requiring fracture fixation or orthopaedic corrective surgery
Orthopaedics | Trauma - Extramedullary fixation | Locking/combination plate | Locking/combination plate - Tibia | Depuy Synthes | VA-LCP Anteromedial Distal Tibial Plate 2.7/3.5, left, 8 holes, length 172 mm, Stainless Steel | 02.118.107 | Standalone | DE0018799 | Patients requiring fracture fixation or orthopaedic corrective surgery
Orthopaedics | Trauma - Extramedullary fixation | Locking/combination plate | Locking/combination plate - Tibia | Depuy Synthes | VA-LCP Anteromedial Distal Tibial Plate 2.7/3.5, right, 10 holes, length 202 mm, Stainless Steel | 02.118.108 | Standalone | DE0018799 | Patients requiring fracture fixation or orthopaedic corrective surgery
Orthopaedics | Trauma - Extramedullary fixation | Locking/combination plate | Locking/combination plate - Tibia | Depuy Synthes | VA-LCP Anteromedial Distal Tibial Plate 2.7/3.5, left, 10 holes, length 202 mm, Stainless Steel | 02.118.109 | Standalone | DE0018799 | Patients requiring fracture fixation or orthopaedic corrective surgery
Orthopaedics | Trauma - Extramedullary fixation | Locking/combination plate | Locking/combination plate - Tibia | Depuy Synthes | VA-LCP Anteromedial Distal Tibial Plate 2.7/3.5, right, 12 holes, length 232 mm, Stainless Steel | 02.118.110 | Standalone | DE0018799 | Patients requiring fracture fixation or orthopaedic corrective surgery
Orthopaedics | Trauma - Extramedullary fixation | Locking/combination plate | Locking/combination plate - Tibia | Depuy Synthes | VA-LCP Anteromedial Distal Tibial Plate 2.7/3.5, left, 12 holes, length 232 mm, Stainless Steel | 02.118.111 | Standalone | DE0018799 | Patients requiring fracture fixation or orthopaedic corrective surgery
Orthopaedics | Trauma - Extramedullary fixation | Locking/combination plate | Locking/combination plate - Tibia | Depuy Synthes | VA-LCP Anteromedial Distal Tibial Plate 2.7/3.5, right, 14 holes, length 262 mm, Stainless Steel | 02.118.112 | Standalone | DE0018799 | Patients requiring fracture fixation or orthopaedic corrective surgery
Orthopaedics | Trauma - Extramedullary fixation | Locking/combination plate | Locking/combination plate - Tibia | Depuy Synthes | VA-LCP Anteromedial Distal Tibial Plate 2.7/3.5, left, 14 holes, length 262 mm, Stainless Steel | 02.118.113 | Standalone | DE0018799 | Patients requiring fracture fixation or orthopaedic corrective surgery
Orthopaedics | Trauma - Extramedullary fixation | Locking/combination plate | Locking/combination plate - Tibia | Depuy Synthes | VA-LCP Anteromedial Distal Tibial Plate 2.7/3.5, right, 16 holes, length 292 mm, Stainless Steel | 02.118.114 | Standalone | DE0018799 | Patients requiring fracture fixation or orthopaedic corrective surgery
Orthopaedics | Trauma - Extramedullary fixation | Locking/combination plate | Locking/combination plate - Tibia | Depuy Synthes | VA-LCP Anteromedial Distal Tibial Plate 2.7/3.5, left, 16 holes, length 292 mm, Stainless Steel | 02.118.115 | Standalone | DE0018799 | Patients requiring fracture fixation or orthopaedic corrective surgery
Orthopaedics | Trauma - Extramedullary fixation | Locking/combination plate | Locking/combination plate - Tibia | Depuy Synthes | VA-LCP Anterolateral Distal Tibial Plate 2.7/3.5, right, 4 holes, length 82 mm, Stainless Steel | 02.118.202 | Standalone | DE0018799 | Patients requiring fracture fixation or orthopaedic corrective surgery
Orthopaedics | Trauma - Extramedullary fixation | Locking/combination plate | Locking/combination plate - Tibia | Depuy Synthes | VA-LCP Anterolateral Distal Tibial Plate 2.7/3.5, left, 4 holes, length 82 mm, Stainless Steel | 02.118.203 | Standalone | DE0018799 | Patients requiring fracture fixation or orthopaedic corrective surgery
Orthopaedics | Trauma - Extramedullary fixation | Locking/combination plate | Locking/combination plate - Tibia | Depuy Synthes | VA-LCP Anterolateral Distal Tibial Plate 2.7/3.5, right, 6 holes, length 112 mm, Stainless Steel | 02.118.204 | Standalone | DE0018799 | Patients requiring fracture fixation or orthopaedic corrective surgery
Orthopaedics | Trauma - Extramedullary fixation | Locking/combination plate | Locking/combination plate - Tibia | Depuy Synthes | VA-LCP Anterolateral Distal Tibial Plate 2.7/3.5, left, 6 holes, length 112 mm, Stainless Steel | 02.118.205 | Standalone | DE0018799 | Patients requiring fracture fixation or orthopaedic corrective surgery
Orthopaedics | Trauma - Extramedullary fixation | Locking/combination plate | Locking/combination plate - Tibia | Depuy Synthes | VA-LCP Anterolateral Distal Tibial Plate 2.7/3.5, right, 8 holes, length 142 mm, Stainless Steel | 02.118.206 | Standalone | DE0018799 | Patients requiring fracture fixation or orthopaedic corrective surgery
Orthopaedics | Trauma - Extramedullary fixation | Locking/combination plate | Locking/combination plate - Tibia | Depuy Synthes | VA-LCP Anterolateral Distal Tibial Plate 2.7/3.5, left, 8 holes, length 142 mm, Stainless Steel | 02.118.207 | Standalone | DE0018799 | Patients requiring fracture fixation or orthopaedic corrective surgery
Orthopaedics | Trauma - Extramedullary fixation | Locking/combination plate | Locking/combination plate - Tibia | Depuy Synthes | VA-LCP Anterolateral Distal Tibial Plate 2.7/3.5, right, 10 holes, length 172 mm, Stainless Steel | 02.118.208 | Standalone | DE0018799 | Patients requiring fracture fixation or orthopaedic corrective surgery
Orthopaedics | Trauma - Extramedullary fixation | Locking/combination plate | Locking/combination plate - Tibia | Depuy Synthes | VA-LCP Anterolateral Distal Tibial Plate 2.7/3.5, left, 10 holes, length 172 mm, Stainless Steel | 02.118.209 | Standalone | DE0018799 | Patients requiring fracture fixation or orthopaedic corrective surgery
Orthopaedics | Trauma - Extramedullary fixation | Locking/combination plate | Locking/combination plate - Tibia | Depuy Synthes | VA-LCP Anterolateral Distal Tibial Plate 2.7/3.5, right, 12 holes, length 202 mm, Stainless Steel | 02.118.210 | Standalone | DE0018799 | Patients requiring fracture fixation or orthopaedic corrective surgery
Orthopaedics | Trauma - Extramedullary fixation | Locking/combination plate | Locking/combination plate - Tibia | Depuy Synthes | VA-LCP Anterolateral Distal Tibial Plate 2.7/3.5, left, 12 holes, length 202 mm, Stainless Steel | 02.118.211 | Standalone | DE0018799 | Patients requiring fracture fixation or orthopaedic corrective surgery
Orthopaedics | Trauma - Extramedullary fixation | Locking/combination plate | Locking/combination plate - Tibia | Depuy Synthes | VA-LCP Anterolateral Distal Tibial Plate 2.7/3.5, right, 14 holes, length 232 mm, Stainless Steel | 02.118.212 | Standalone | DE0018799 | Patients requiring fracture fixation or orthopaedic corrective surgery
Orthopaedics | Trauma - Extramedullary fixation | Locking/combination plate | Locking/combination plate - Tibia | Depuy Synthes | VA-LCP Anterolateral Distal Tibial Plate 2.7/3.5, left, 14 holes, length 232 mm, Stainless Steel | 02.118.213 | Standalone | DE0018799 | Patients requiring fracture fixation or orthopaedic corrective surgery
Orthopaedics | Trauma - Extramedullary fixation | Locking/combination plate | Locking/combination plate - Tibia | Depuy Synthes | VA-LCP Anterolateral Distal Tibial Plate 2.7/3.5, right, 16 holes, length 262 mm, Stainless Steel | 02.118.214 | Standalone | DE0018799 | Patients requiring fracture fixation or orthopaedic corrective surgery
Orthopaedics | Trauma - Extramedullary fixation | Locking/combination plate | Locking/combination plate - Tibia | Depuy Synthes | VA-LCP Anterolateral Distal Tibial Plate 2.7/3.5, left, 16 holes, length 262 mm, Stainless Steel | 02.118.215 | Standalone | DE0018799 | Patients requiring fracture fixation or orthopaedic corrective surgery
Orthopaedics | Trauma - Extramedullary fixation | Locking/combination plate | Locking/combination plate - Tibia | Depuy Synthes | VA-LCP Posterolateral Distal Tibial L- Plate 2.7, right, 4 holes, length 72 mm, Stainless Steel | 02.118.302 | Standalone | DE0018799 | Patients requiring fracture fixation or orthopaedic corrective surgery
Orthopaedics | Trauma - Extramedullary fixation | Locking/combination plate | Locking/combination plate - Tibia | Depuy Synthes | VA-LCP Posterolateral Distal Tibial L- Plate 2.7, left, 4 holes, length 72 mm, Stainless Steel | 02.118.303 | Standalone | DE0018799 | Patients requiring fracture fixation or orthopaedic corrective surgery
Orthopaedics | Trauma - Extramedullary fixation | Locking/combination plate | Locking/combination plate - Tibia | Depuy Synthes | VA-LCP Posterolateral Distal Tibial L- Plate 2.7, right, 6 holes, length 90 mm, Stainless Steel | 02.118.304 | Standalone | DE0018799 | Patients requiring fracture fixation or orthopaedic corrective surgery
Orthopaedics | Trauma - Extramedullary fixation | Locking/combination plate | Locking/combination plate - Tibia | Depuy Synthes | VA-LCP Posterolateral Distal Tibial L- Plate 2.7, left, 6 holes, length 90 mm, Stainless Steel | 02.118.305 | Standalone | DE0018799 | Patients requiring fracture fixation or orthopaedic corrective surgery
Orthopaedics | Trauma - Extramedullary fixation | Locking/combination plate | Locking/combination plate - Tibia | Depuy Synthes | VA-LCP Posterolateral Distal Tibial T- Plate 2.7, 4 holes, length 72 mm, Stainless Steel | 02.118.306 | Standalone | DE0018799 | Patients requiring fracture fixation or orthopaedic corrective surgery
Orthopaedics | Trauma - Extramedullary fixation | Locking/combination plate | Locking/combination plate - Tibia | Depuy Synthes | VA-LCP Posterolateral Distal Tibial T- Plate 2.7, 6 holes, length 90 mm, Stainless Steel | 02.118.307 | Standalone | DE0018799 | Patients requiring fracture fixation or orthopaedic corrective surgery
Orthopaedics | Trauma - Extramedullary fixation | Locking/combination plate | Locking/combination plate - Fibula | Depuy Synthes | VA-LCP Lateral Distal Fibula Plate 2.7, right, 3 holes, length 79 mm, Stainless Steel | 02.118.400 | Standalone | DE0018799 | Patients requiring fracture fixation or orthopaedic corrective surgery
Orthopaedics | Trauma - Extramedullary fixation | Locking/combination plate | Locking/combination plate - Fibula | Depuy Synthes | VA-LCP Lateral Distal Fibula Plate 2.7, left, 3 holes, length 79 mm, Stainless Steel | 02.118.401 | Standalone | DE0018799 | Patients requiring fracture fixation or orthopaedic corrective surgery
Orthopaedics | Trauma - Extramedullary fixation | Locking/combination plate | Locking/combination plate - Fibula | Depuy Synthes | VA-LCP Lateral Distal Fibula Plate 2.7, right, 4 holes, length 92 mm, Stainless Steel | 02.118.402 | Standalone | DE0018799 | Patients requiring fracture fixation or orthopaedic corrective surgery
Orthopaedics | Trauma - Extramedullary fixation | Locking/combination plate | Locking/combination plate - Fibula | Depuy Synthes | VA-LCP Lateral Distal Fibula Plate 2.7, left, 4 holes, length 92 mm, Stainless Steel | 02.118.403 | Standalone | DE0018799 | Patients requiring fracture fixation or orthopaedic corrective surgery
Orthopaedics | Trauma - Extramedullary fixation | Locking/combination plate | Locking/combination plate - Fibula | Depuy Synthes | VA-LCP Lateral Distal Fibula Plate 2.7, right, 5 holes, length 105 mm, Stainless Steel | 02.118.404 | Standalone | DE0018799 | Patients requiring fracture fixation or orthopaedic corrective surgery
Orthopaedics | Trauma - Extramedullary fixation | Locking/combination plate | Locking/combination plate - Fibula | Depuy Synthes | VA-LCP Lateral Distal Fibula Plate 2.7, left, 5 holes, length 105 mm, Stainless Steel | 02.118.405 | Standalone | DE0018799 | Patients requiring fracture fixation or orthopaedic corrective surgery
Orthopaedics | Trauma - Extramedullary fixation | Locking/combination plate | Locking/combination plate - Fibula | Depuy Synthes | VA-LCP Lateral Distal Fibula Plate 2.7, right, 6 holes, length 118 mm, Stainless Steel | 02.118.406 | Standalone | DE0018799 | Patients requiring fracture fixation or orthopaedic corrective surgery
Orthopaedics | Trauma - Extramedullary fixation | Locking/combination plate | Locking/combination plate - Fibula | Depuy Synthes | VA-LCP Lateral Distal Fibula Plate 2.7, left, 6 holes, length 118 mm, Stainless Steel | 02.118.407 | Standalone | DE0018799 | Patients requiring fracture fixation or orthopaedic corrective surgery
Orthopaedics | Trauma - Extramedullary fixation | Locking/combination plate | Locking/combination plate - Fibula | Depuy Synthes | VA-LCP Lateral Distal Fibula Plate 2.7, right, 7 holes, length 131 mm, Stainless Steel | 02.118.408 | Standalone | DE0018799 | Patients requiring fracture fixation or orthopaedic corrective surgery
Orthopaedics | Trauma - Extramedullary fixation | Locking/combination plate | Locking/combination plate - Fibula | Depuy Synthes | VA-LCP Lateral Distal Fibula Plate 2.7, left, 7 holes, length 131 mm, Stainless Steel | 02.118.409 | Standalone | DE0018799 | Patients requiring fracture fixation or orthopaedic corrective surgery
Orthopaedics | Trauma - Extramedullary fixation | Locking/combination plate | Locking/combination plate - Fibula | Depuy Synthes | VA-LCP Lateral Distal Fibula Plate 2.7, right, 9 holes, length 157 mm, Stainless Steel | 02.118.410 | Standalone | DE0018799 | Patients requiring fracture fixation or orthopaedic corrective surgery
Orthopaedics | Trauma - Extramedullary fixation | Locking/combination plate | Locking/combination plate - Fibula | Depuy Synthes | VA-LCP Lateral Distal Fibula Plate 2.7, left, 9 holes, length 157 mm, Stainless Steel | 02.118.411 | Standalone | DE0018799 | Patients requiring fracture fixation or orthopaedic corrective surgery
Orthopaedics | Trauma - Extramedullary fixation | Locking/combination plate | Locking/combination plate - Fibula | Depuy Synthes | VA-LCP Lateral Distal Fibula Plate 2.7, right, 11 holes, length 183 mm, Stainless Steel | 02.118.412 | Standalone | DE0018799 | Patients requiring fracture fixation or orthopaedic corrective surgery
Orthopaedics | Trauma - Extramedullary fixation | Locking/combination plate | Locking/combination plate - Fibula | Depuy Synthes | VA-LCP Lateral Distal Fibula Plate 2.7, left, 11 holes, length 183 mm, Stainless Steel | 02.118.413 | Standalone | DE0018799 | Patients requiring fracture fixation or orthopaedic corrective surgery
Orthopaedics | Trauma - Extramedullary fixation | Locking/combination plate | Locking/combination plate - Fibula | Depuy Synthes | VA-LCP Lateral Distal Fibula Plate 2.7, right, 13 holes, length 209 mm, Stainless Steel | 02.118.414 | Standalone | DE0018799 | Patients requiring fracture fixation or orthopaedic corrective surgery
Orthopaedics | Trauma - Extramedullary fixation | Locking/combination plate | Locking/combination plate - Fibula | Depuy Synthes | VA-LCP Lateral Distal Fibula Plate 2.7, left, 13 holes, length 209 mm, Stainless Steel | 02.118.415 | Standalone | DE0018799 | Patients requiring fracture fixation or orthopaedic corrective surgery
Orthopaedics | Trauma - Extramedullary fixation | Locking/combination plate | Locking/combination plate - Fibula | Depuy Synthes | VA-LCP Lateral Distal Fibula Plate 2.7, right, 15 holes, length 235 mm, Stainless Steel | 02.118.416 | Standalone | DE0018799 | Patients requiring fracture fixation or orthopaedic corrective surgery
Orthopaedics | Trauma - Extramedullary fixation | Locking/combination plate | Locking/combination plate - Fibula | Depuy Synthes | VA-LCP Lateral Distal Fibula Plate 2.7, left, 15 holes, length 235 mm, Stainless Steel | 02.118.417 | Standalone | DE0018799 | Patients requiring fracture fixation or orthopaedic corrective surgery
Orthopaedics | Trauma - Extramedullary fixation | Plate accessories | Non-locking screw | Depuy Synthes | Low Profile Metaphyseal Compression Screw Stardrive D 2.7 mm, self- tapping, length 10 mm, Stainless Steel | 02.118.510 | Standalone | DE0009695 | Patients requiring fracture fixation or orthopaedic corrective surgery
Orthopaedics | Trauma - Extramedullary fixation | Plate accessories | Non-locking screw | Depuy Synthes | Low Profile Metaphyseal Compression Screw Stardrive D 2.7 mm, self- tapping, length 12 mm, Stainless Steel | 02.118.512 | Standalone | DE0009695 | Patients requiring fracture fixation or orthopaedic corrective surgery
Orthopaedics | Trauma - Extramedullary fixation | Plate accessories | Non-locking screw | Depuy Synthes | Low Profile Metaphyseal Compression Screw Stardrive D 2.7 mm, self- tapping, length 14 mm, Stainless Steel | 02.118.514 | Standalone | DE0009695 | Patients requiring fracture fixation or orthopaedic corrective surgery
Orthopaedics | Trauma - Extramedullary fixation | Plate accessories | Non-locking screw | Depuy Synthes | Low Profile Metaphyseal Compression Screw Stardrive D 2.7 mm, self- tapping, length 16 mm, Stainless Steel | 02.118.516 | Standalone | DE0009695 | Patients requiring fracture fixation or orthopaedic corrective surgery
Orthopaedics | Trauma - Extramedullary fixation | Plate accessories | Non-locking screw | Depuy Synthes | Low Profile Metaphyseal Compression Screw Stardrive D 2.7 mm, self- tapping, length 18 mm, Stainless Steel | 02.118.518 | Standalone | DE0009695 | Patients requiring fracture fixation or orthopaedic corrective surgery
Orthopaedics | Trauma - Extramedullary fixation | Plate accessories | Non-locking screw | Depuy Synthes | Low Profile Metaphyseal Compression Screw Stardrive D 2.7 mm, self- tapping, length 20 mm, Stainless Steel | 02.118.520 | Standalone | DE0009695 | Patients requiring fracture fixation or orthopaedic corrective surgery
Orthopaedics | Trauma - Extramedullary fixation | Plate accessories | Non-locking screw | Depuy Synthes | Low Profile Metaphyseal Compression Screw Stardrive D 2.7 mm, self- tapping, length 22 mm, Stainless Steel | 02.118.522 | Standalone | DE0009695 | Patients requiring fracture fixation or orthopaedic corrective surgery
Orthopaedics | Trauma - Extramedullary fixation | Plate accessories | Non-locking screw | Depuy Synthes | Low Profile Metaphyseal Compression Screw Stardrive D 2.7 mm, self- tapping, length 24 mm, Stainless Steel | 02.118.524 | Standalone | DE0009695 | Patients requiring fracture fixation or orthopaedic corrective surgery
Orthopaedics | Trauma - Extramedullary fixation | Plate accessories | Non-locking screw | Depuy Synthes | Low Profile Metaphyseal Compression Screw Stardrive D 2.7 mm, self- tapping, length 26 mm, Stainless Steel | 02.118.526 | Standalone | DE0009695 | Patients requiring fracture fixation or orthopaedic corrective surgery
Orthopaedics | Trauma - Extramedullary fixation | Plate accessories | Non-locking screw | Depuy Synthes | Low Profile Metaphyseal Compression Screw Stardrive D 2.7 mm, self- tapping, length 28 mm, Stainless Steel | 02.118.528 | Standalone | DE0009695 | Patients requiring fracture fixation or orthopaedic corrective surgery
Orthopaedics | Trauma - Extramedullary fixation | Plate accessories | Non-locking screw | Depuy Synthes | Low Profile Metaphyseal Compression Screw Stardrive D 2.7 mm, self- tapping, length 30 mm, Stainless Steel | 02.118.530 | Standalone | DE0009695 | Patients requiring fracture fixation or orthopaedic corrective surgery
Orthopaedics | Trauma - Extramedullary fixation | Plate accessories | Non-locking screw | Depuy Synthes | Low Profile Metaphyseal Compression Screw Stardrive D 2.7 mm, self- tapping, length 32 mm, Stainless Steel | 02.118.532 | Standalone | DE0009695 | Patients requiring fracture fixation or orthopaedic corrective surgery
Orthopaedics | Trauma - Extramedullary fixation | Plate accessories | Non-locking screw | Depuy Synthes | Low Profile Metaphyseal Compression Screw Stardrive D 2.7 mm, self- tapping, length 34 mm, Stainless Steel | 02.118.534 | Standalone | DE0009695 | Patients requiring fracture fixation or orthopaedic corrective surgery
Orthopaedics | Trauma - Extramedullary fixation | Plate accessories | Non-locking screw | Depuy Synthes | Low Profile Metaphyseal Compression Screw Stardrive D 2.7 mm, self- tapping, length 36 mm, Stainless Steel | 02.118.536 | Standalone | DE0009695 | Patients requiring fracture fixation or orthopaedic corrective surgery
Orthopaedics | Trauma - Extramedullary fixation | Plate accessories | Non-locking screw | Depuy Synthes | Low Profile Metaphyseal Compression Screw Stardrive D 2.7 mm, self- tapping, length 38 mm, Stainless Steel | 02.118.538 | Standalone | DE0009695 | Patients requiring fracture fixation or orthopaedic corrective surgery
Orthopaedics | Trauma - Extramedullary fixation | Plate accessories | Non-locking screw | Depuy Synthes | Low Profile Metaphyseal Compression Screw Stardrive D 2.7 mm, self- tapping, length 40 mm, Stainless Steel | 02.118.540 | Standalone | DE0009695 | Patients requiring fracture fixation or orthopaedic corrective surgery
Orthopaedics | Trauma - Extramedullary fixation | Plate accessories | Non-locking screw | Depuy Synthes | Low Profile Metaphyseal Compression Screw Stardrive D 2.7 mm, self- tapping, length 42 mm, Stainless Steel | 02.118.542 | Standalone | DE0009695 | Patients requiring fracture fixation or orthopaedic corrective surgery
Orthopaedics | Trauma - Extramedullary fixation | Plate accessories | Non-locking screw | Depuy Synthes | Low Profile Metaphyseal Compression Screw Stardrive D 2.7 mm, self- tapping, length 44 mm, Stainless Steel | 02.118.544 | Standalone | DE0009695 | Patients requiring fracture fixation or orthopaedic corrective surgery
Orthopaedics | Trauma - Extramedullary fixation | Plate accessories | Non-locking screw | Depuy Synthes | Low Profile Metaphyseal Compression Screw Stardrive D 2.7 mm, self- tapping, length 46 mm, Stainless Steel | 02.118.546 | Standalone | DE0009695 | Patients requiring fracture fixation or orthopaedic corrective surgery
Orthopaedics | Trauma - Extramedullary fixation | Plate accessories | Non-locking screw | Depuy Synthes | Low Profile Metaphyseal Compression Screw Stardrive D 2.7 mm, self- tapping, length 48 mm, Stainless Steel | 02.118.548 | Standalone | DE0009695 | Patients requiring fracture fixation or orthopaedic corrective surgery
Orthopaedics | Trauma - Extramedullary fixation | Plate accessories | Non-locking screw | Depuy Synthes | Low Profile Metaphyseal Compression Screw Stardrive D 2.7 mm, self- tapping, length 50 mm, Stainless Steel | 02.118.550 | Standalone | DE0009695 | Patients requiring fracture fixation or orthopaedic corrective surgery
Orthopaedics | Trauma - Extramedullary fixation | Plate accessories | Non-locking screw | Depuy Synthes | Low Profile Metaphyseal Compression Screw Stardrive D 2.7 mm, self- tapping, length 52 mm, Stainless Steel | 02.118.552 | Standalone | DE0009695 | Patients requiring fracture fixation or orthopaedic corrective surgery
Orthopaedics | Trauma - Extramedullary fixation | Plate accessories | Non-locking screw | Depuy Synthes | Low Profile Metaphyseal Compression Screw Stardrive D 2.7 mm, self- tapping, length 54 mm, Stainless Steel | 02.118.554 | Standalone | DE0009695 | Patients requiring fracture fixation or orthopaedic corrective surgery
Orthopaedics | Trauma - Extramedullary fixation | Plate accessories | Non-locking screw | Depuy Synthes | Low Profile Metaphyseal Compression Screw Stardrive D 2.7 mm, self- tapping, length 56 mm, Stainless Steel | 02.118.556 | Standalone | DE0009695 | Patients requiring fracture fixation or orthopaedic corrective surgery
Orthopaedics | Trauma - Extramedullary fixation | Plate accessories | Non-locking screw | Depuy Synthes | Low Profile Metaphyseal Compression Screw Stardrive D 2.7 mm, self- tapping, length 58 mm, Stainless Steel | 02.118.558 | Standalone | DE0009695 | Patients requiring fracture fixation or orthopaedic corrective surgery
Orthopaedics | Trauma - Extramedullary fixation | Plate accessories | Non-locking screw | Depuy Synthes | Low Profile Metaphyseal Compression Screw Stardrive D 2.7 mm, self- tapping, length 60 mm, Stainless Steel | 02.118.560 | Standalone | DE0009695 | Patients requiring fracture fixation or orthopaedic corrective surgery
Orthopaedics | Trauma - Extramedullary fixation | Plate accessories | Non-locking screw | Depuy Synthes | Low Profile Metaphyseal Compression Screw Stardrive D 2.7 mm, self- tapping, length 62 mm, Stainless Steel | 02.118.562 | Standalone | DE0009695 | Patients requiring fracture fixation or orthopaedic corrective surgery
Orthopaedics | Trauma - Extramedullary fixation | Plate accessories | Non-locking screw | Depuy Synthes | Low Profile Metaphyseal Compression Screw Stardrive D 2.7 mm, self- tapping, length 64 mm, Stainless Steel | 02.118.564 | Standalone | DE0009695 | Patients requiring fracture fixation or orthopaedic corrective surgery
Orthopaedics | Trauma - Extramedullary fixation | Plate accessories | Non-locking screw | Depuy Synthes | Low Profile Metaphyseal Compression Screw Stardrive D 2.7 mm, self- tapping, length 66 mm, Stainless Steel | 02.118.566 | Standalone | DE0009695 | Patients requiring fracture fixation or orthopaedic corrective surgery
Orthopaedics | Trauma - Extramedullary fixation | Plate accessories | Non-locking screw | Depuy Synthes | Low Profile Metaphyseal Compression Screw Stardrive D 2.7 mm, self- tapping, length 68 mm, Stainless Steel | 02.118.568 | Standalone | DE0009695 | Patients requiring fracture fixation or orthopaedic corrective surgery
Orthopaedics | Trauma - Extramedullary fixation | Plate accessories | Non-locking screw | Depuy Synthes | Low Profile Metaphyseal Compression Screw Stardrive D 2.7 mm, self- tapping, length 70 mm, Stainless Steel | 02.118.570 | Standalone | DE0009695 | Patients requiring fracture fixation or orthopaedic corrective surgery
Orthopaedics | Trauma - Extramedullary fixation | Locking/combination plate | Locking/combination plate - Tibia | Depuy Synthes | LCP Posterior Medial Proximal Tibial Plate 3.5, 1 hole, length 69 mm, Stainless Steel | 02.120.701 | Standalone | DE0019173 | Patients requiring fracture fixation or orthopaedic corrective surgery
Orthopaedics | Trauma - Extramedullary fixation | Locking/combination plate | Locking/combination plate - Tibia | Depuy Synthes | LCP Posterior Medial Proximal Tibial Plate 3.5, 2 holes, length 79 mm, Stainless Steel | 02.120.702 | Standalone | DE0019173 | Patients requiring fracture fixation or orthopaedic corrective surgery
Orthopaedics | Trauma - Extramedullary fixation | Locking/combination plate | Locking/combination plate - Tibia | Depuy Synthes | LCP Posterior Medial Proximal Tibial Plate 3.5, 4 holes, length 105 mm, Stainless Steel | 02.120.704 | Standalone | DE0019173 | Patients requiring fracture fixation or orthopaedic corrective surgery
Orthopaedics | Trauma - Extramedullary fixation | Locking/combination plate | Locking/combination plate - Tibia | Depuy Synthes | LCP Posterior Medial Proximal Tibial Plate 3.5, 6 holes, length 131 mm, Stainless Steel | 02.120.706 | Standalone | DE0019173 | Patients requiring fracture fixation or orthopaedic corrective surgery
Orthopaedics | Trauma - Extramedullary fixation | Locking/combination plate | Locking/combination plate - Tibia | Depuy Synthes | LCP Posterior Medial Proximal Tibial Plate 3.5, 8 holes, length 157 mm, Stainless Steel | 02.120.708 | Standalone | DE0019173 | Patients requiring fracture fixation or orthopaedic corrective surgery
Orthopaedics | Trauma - Extramedullary fixation | Locking/combination plate | Locking/combination plate - Tibia | Depuy Synthes | LCP Posterior Medial Proximal Tibial Plate 3.5, 10 holes, length 183 mm, Stainless Steel | 02.120.710 | Standalone | DE0019173 | Patients requiring fracture fixation or orthopaedic corrective surgery
Orthopaedics | Trauma - Extramedullary fixation | Locking/combination plate | Locking/combination plate - Humerus | Depuy Synthes | LCP Proximal Humeral Plate 3.5, periarticular, right, 2 holes, length 91 mm, Stainless Steel | 02.123.020 | Standalone | DE0009455 | Patients requiring fracture fixation or orthopaedic corrective surgery
Orthopaedics | Trauma - Extramedullary fixation | Locking/combination plate | Locking/combination plate - Humerus | Depuy Synthes | LCP Proximal Humeral Plate 3.5, periarticular, left, 2 holes, length 91 mm, Stainless Steel | 02.123.021 | Standalone | DE0009455 | Patients requiring fracture fixation or orthopaedic corrective surgery
Orthopaedics | Trauma - Extramedullary fixation | Locking/combination plate | Locking/combination plate - Humerus | Depuy Synthes | LCP Proximal Humeral Plate 3.5, periarticular, right, 4 holes, length 127 mm, Stainless Steel | 02.123.022 | Standalone | DE0009455 | Patients requiring fracture fixation or orthopaedic corrective surgery
Orthopaedics | Trauma - Extramedullary fixation | Locking/combination plate | Locking/combination plate - Humerus | Depuy Synthes | LCP Proximal Humeral Plate 3.5, periarticular, left, 4 holes, length 127 mm, Stainless Steel | 02.123.023 | Standalone | DE0009455 | Patients requiring fracture fixation or orthopaedic corrective surgery
Orthopaedics | Trauma - Extramedullary fixation | Locking/combination plate | Locking/combination plate - Humerus | Depuy Synthes | LCP Proximal Humeral Plate 3.5, periarticular, right, 6 holes, length 163 mm, Stainless Steel | 02.123.024 | Standalone | DE0009455 | Patients requiring fracture fixation or orthopaedic corrective surgery
Orthopaedics | Trauma - Extramedullary fixation | Locking/combination plate | Locking/combination plate - Humerus | Depuy Synthes | LCP Proximal Humeral Plate 3.5, periarticular, left, 6 holes, length 163 mm, Stainless Steel | 02.123.025 | Standalone | DE0009455 | Patients requiring fracture fixation or orthopaedic corrective surgery
Orthopaedics | Trauma - Extramedullary fixation | Locking/combination plate | Locking/combination plate - Humerus | Depuy Synthes | LCP Proximal Humeral Plate 3.5, periarticular, right, 8 holes, length 199 mm, Stainless Steel | 02.123.026 | Standalone | DE0009455 | Patients requiring fracture fixation or orthopaedic corrective surgery
Orthopaedics | Trauma - Extramedullary fixation | Locking/combination plate | Locking/combination plate - Humerus | Depuy Synthes | LCP Proximal Humeral Plate 3.5, periarticular, left, 8 holes, length 199 mm, Stainless Steel | 02.123.027 | Standalone | DE0009455 | Patients requiring fracture fixation or orthopaedic corrective surgery
Orthopaedics | Trauma - Extramedullary fixation | Locking/combination plate | Locking/combination plate - Humerus | Depuy Synthes | LCP Proximal Humeral Plate 3.5, periarticular, right, 10 holes, length 235 mm, Stainless Steel, sterile | 02.123.028S | Standalone | DE0009455 | Patients requiring fracture fixation or orthopaedic corrective surgery
Orthopaedics | Trauma - Extramedullary fixation | Locking/combination plate | Locking/combination plate - Humerus | Depuy Synthes | LCP Proximal Humeral Plate 3.5, periarticular, left, 10 holes, length 235 mm, Stainless Steel, sterile | 02.123.029S | Standalone | DE0009455 | Patients requiring fracture fixation or orthopaedic corrective surgery
Orthopaedics | Trauma - Extramedullary fixation | Locking/combination plate | Locking/combination plate - Humerus | Depuy Synthes | LCP Proximal Humeral Plate 3.5, periarticular, right, 12 holes, length 271 mm, Stainless Steel, sterile | 02.123.030S | Standalone | DE0009455 | Patients requiring fracture fixation or orthopaedic corrective surgery
Orthopaedics | Trauma - Extramedullary fixation | Locking/combination plate | Locking/combination plate - Humerus | Depuy Synthes | LCP Proximal Humeral Plate 3.5, periarticular, left, 12 holes, length 271 mm, Stainless Steel, sterile | 02.123.031S | Standalone | DE0009455 | Patients requiring fracture fixation or orthopaedic corrective surgery
Orthopaedics | Trauma - Extramedullary fixation | Locking/combination plate | Locking/combination plate - Humerus | Depuy Synthes | LCP Proximal Humeral Plate 3.5, periarticular, right, 14 holes, length 307 mm, Stainless Steel, sterile | 02.123.032S | Standalone | DE0009455 | Patients requiring fracture fixation or orthopaedic corrective surgery
Orthopaedics | Trauma - Extramedullary fixation | Locking/combination plate | Locking/combination plate - Humerus | Depuy Synthes | LCP Proximal Humeral Plate 3.5, periarticular, left, 14 holes, length 307 mm, Stainless Steel, sterile | 02.123.033S | Standalone | DE0009455 | Patients requiring fracture fixation or orthopaedic corrective surgery
Orthopaedics | Trauma - Extramedullary fixation | Locking/combination plate | Locking/combination plate - Humerus | Depuy Synthes | LCP Proximal Humeral Plate 3.5, periarticular, right, 3 holes, length 109 mm, Stainless Steel | 02.123.040 | Standalone | DE0009455 | Patients requiring fracture fixation or orthopaedic corrective surgery
Orthopaedics | Trauma - Extramedullary fixation | Locking/combination plate | Locking/combination plate - Humerus | Depuy Synthes | LCP Proximal Humeral Plate 3.5, periarticular, left, 3 holes, length 109 mm, Stainless Steel | 02.123.041 | Standalone | DE0009455 | Patients requiring fracture fixation or orthopaedic corrective surgery
Orthopaedics | Trauma - Extramedullary fixation | Locking/combination plate | Locking/combination plate - Humerus | Depuy Synthes | LCP Proximal Humeral Plate 3.5, periarticular, right, 5 holes, length 145 mm, Stainless Steel | 02.123.042 | Standalone | DE0009455 | Patients requiring fracture fixation or orthopaedic corrective surgery
Orthopaedics | Trauma - Extramedullary fixation | Locking/combination plate | Locking/combination plate - Humerus | Depuy Synthes | LCP Proximal Humeral Plate 3.5, periarticular, left, 5 holes, length 145 mm, Stainless Steel | 02.123.043 | Standalone | DE0009455 | Patients requiring fracture fixation or orthopaedic corrective surgery
Orthopaedics | Trauma - Extramedullary fixation | Locking/combination plate | Locking/combination plate - Tibia | Depuy Synthes | LCP Proximal Tibial Plate 3.5, Low Bend, right, 4 holes, length 76 mm, Stainless Steel | 02.124.200 | Standalone | DE0006552 | Patients requiring fracture fixation or orthopaedic corrective surgery
Orthopaedics | Trauma - Extramedullary fixation | Locking/combination plate | Locking/combination plate - Tibia | Depuy Synthes | LCP Prox. Tibial Plate 3.5, left, 4 ho., L 76mm SST | 02.124.201 | Standalone | DE0006552 | Patients requiring fracture fixation or orthopaedic corrective surgery
Orthopaedics | Trauma - Extramedullary fixation | Locking/combination plate | Locking/combination plate - Tibia | Depuy Synthes | LCP Prox. Tibial Plate 3.5, right, 6 ho., L 102mm SST | 02.124.204 | Standalone | DE0006552 | Patients requiring fracture fixation or orthopaedic corrective surgery
Orthopaedics | Trauma - Extramedullary fixation | Locking/combination plate | Locking/combination plate - Tibia | Depuy Synthes | LCP Prox. Tibial Plate 3.5, left, 6 ho., L 102mm SST | 02.124.205 | Standalone | DE0006552 | Patients requiring fracture fixation or orthopaedic corrective surgery
Orthopaedics | Trauma - Extramedullary fixation | Locking/combination plate | Locking/combination plate - Tibia | Depuy Synthes | LCP Prox. Tibial Plate 3.5, right, 8 ho., L 128mm SST | 02.124.208 | Standalone | DE0006552 | Patients requiring fracture fixation or orthopaedic corrective surgery
Orthopaedics | Trauma - Extramedullary fixation | Locking/combination plate | Locking/combination plate - Tibia | Depuy Synthes | LCP Prox. Tibial Plate 3.5, left, 8 ho., L 128mm SST | 02.124.209 | Standalone | DE0006552 | Patients requiring fracture fixation or orthopaedic corrective surgery
Orthopaedics | Trauma - Extramedullary fixation | Locking/combination plate | Locking/combination plate - Tibia | Depuy Synthes | LCP Prox. Tibial Plate 3.5, right, 10 ho., L 154mm SST | 02.124.212 | Standalone | DE0006552 | Patients requiring fracture fixation or orthopaedic corrective surgery
Orthopaedics | Trauma - Extramedullary fixation | Locking/combination plate | Locking/combination plate - Tibia | Depuy Synthes | LCP Prox. Tibial Plate 3.5, left, 10 ho., L 154mm SST | 02.124.213 | Standalone | DE0006552 | Patients requiring fracture fixation or orthopaedic corrective surgery
Orthopaedics | Trauma - Extramedullary fixation | Locking/combination plate | Locking/combination plate - Tibia | Depuy Synthes | LCP Prox. Tibial Plate 3.5, right, 12 ho., L 180mm SST | 02.124.216 | Standalone | DE0006552 | Patients requiring fracture fixation or orthopaedic corrective surgery
Orthopaedics | Trauma - Extramedullary fixation | Locking/combination plate | Locking/combination plate - Tibia | Depuy Synthes | LCP Prox. Tibial Plate 3.5, left, 12 ho., L 180mm SST | 02.124.217 | Standalone | DE0006552 | Patients requiring fracture fixation or orthopaedic corrective surgery
Orthopaedics | Trauma - Extramedullary fixation | Locking/combination plate | Locking/combination plate - Tibia | Depuy Synthes | LCP Prox. Tibial Plate 3.5, right, 14 ho., L 206mm SST | 02.124.220 | Standalone | DE0006552 | Patients requiring fracture fixation or orthopaedic corrective surgery
Orthopaedics | Trauma - Extramedullary fixation | Locking/combination plate | Locking/combination plate - Tibia | Depuy Synthes | LCP Prox. Tibial Plate 3.5, left, 14 ho., L 206mm SST | 02.124.221 | Standalone | DE0006552 | Patients requiring fracture fixation or orthopaedic corrective surgery
Orthopaedics | Trauma - Extramedullary fixation | Locking/combination plate | Locking/combination plate - Tibia | Depuy Synthes | LCP Prox. Tibial Plate 3.5, right, 16 ho., L 232mm SST | 02.124.224 | Standalone | DE0006552 | Patients requiring fracture fixation or orthopaedic corrective surgery
Orthopaedics | Trauma - Extramedullary fixation | Locking/combination plate | Locking/combination plate - Tibia | Depuy Synthes | LCP Prox. Tibial Plate 3.5, left, 16 ho., L 232mm SST | 02.124.225 | Standalone | DE0006552 | Patients requiring fracture fixation or orthopaedic corrective surgery
Orthopaedics | Trauma - Extramedullary fixation | Locking/combination plate | Locking/combination plate - Tibia | Depuy Synthes | VA-LCP Proximal Tibial Plate 3.5, Large Bend, left, 4 holes, length 87 mm, Stainless Steel | 02.127.311 | Standalone | DE0012106 | Patients requiring fracture fixation or orthopaedic corrective surgery
Orthopaedics | Trauma - Extramedullary fixation | Plate accessories | Non-locking screw | Depuy Synthes | Cortex Screw Stardrive D 1.3 mm, self-tapping, length 4 mm, Stainless Steel | 02.130.004 | Standalone | DE0018975 | Patients requiring fracture fixation or orthopaedic corrective surgery
Orthopaedics | Trauma - Extramedullary fixation | Plate accessories | Non-locking screw | Depuy Synthes | Cortex Screw Stardrive D 1.3 mm, self-tapping, length 5 mm, Stainless Steel | 02.130.005 | Standalone | DE0018975 | Patients requiring fracture fixation or orthopaedic corrective surgery
Orthopaedics | Trauma - Extramedullary fixation | Plate accessories | Non-locking screw | Depuy Synthes | Cortex Screw Stardrive D 1.3 mm, self-tapping, length 6 mm, Stainless Steel | 02.130.006 | Standalone | DE0018975 | Patients requiring fracture fixation or orthopaedic corrective surgery
Orthopaedics | Trauma - Extramedullary fixation | Plate accessories | Non-locking screw | Depuy Synthes | Cortex Screw Stardrive D 1.3 mm, self-tapping, length 7 mm, Stainless Steel | 02.130.007 | Standalone | DE0018975 | Patients requiring fracture fixation or orthopaedic corrective surgery
Orthopaedics | Trauma - Extramedullary fixation | Plate accessories | Non-locking screw | Depuy Synthes | Cortex Screw Stardrive D 1.3 mm, self-tapping, length 8 mm, Stainless Steel | 02.130.008 | Standalone | DE0018975 | Patients requiring fracture fixation or orthopaedic corrective surgery
Orthopaedics | Trauma - Extramedullary fixation | Plate accessories | Non-locking screw | Depuy Synthes | Cortex Screw Stardrive D 1.3 mm, self-tapping, length 9 mm, Stainless Steel | 02.130.009 | Standalone | DE0018975 | Patients requiring fracture fixation or orthopaedic corrective surgery
Orthopaedics | Trauma - Extramedullary fixation | Plate accessories | Non-locking screw | Depuy Synthes | Cortex Screw Stardrive D 1.3 mm, self-tapping, length 10 mm, Stainless Steel | 02.130.010 | Standalone | DE0018975 | Patients requiring fracture fixation or orthopaedic corrective surgery
Orthopaedics | Trauma - Extramedullary fixation | Plate accessories | Non-locking screw | Depuy Synthes | Cortex Screw Stardrive D 1.3 mm, self-tapping, length 11 mm, Stainless Steel | 02.130.011 | Standalone | DE0018975 | Patients requiring fracture fixation or orthopaedic corrective surgery
Orthopaedics | Trauma - Extramedullary fixation | Plate accessories | Non-locking screw | Depuy Synthes | Cortex Screw Stardrive D 1.3 mm, self-tapping, length 12 mm, Stainless Steel | 02.130.012 | Standalone | DE0018975 | Patients requiring fracture fixation or orthopaedic corrective surgery
Orthopaedics | Trauma - Extramedullary fixation | Plate accessories | Non-locking screw | Depuy Synthes | Cortex Screw Stardrive D 1.3 mm, self-tapping, length 13 mm, Stainless Steel | 02.130.013 | Standalone | DE0018975 | Patients requiring fracture fixation or orthopaedic corrective surgery
Orthopaedics | Trauma - Extramedullary fixation | Plate accessories | Non-locking screw | Depuy Synthes | Cortex Screw Stardrive D 1.3 mm, self-tapping, length 14 mm, Stainless Steel | 02.130.014 | Standalone | DE0018975 | Patients requiring fracture fixation or orthopaedic corrective surgery
Orthopaedics | Trauma - Extramedullary fixation | Plate accessories | Non-locking screw | Depuy Synthes | Cortex Screw Stardrive D 1.3 mm, self-tapping, length 15 mm, Stainless Steel | 02.130.015 | Standalone | DE0018975 | Patients requiring fracture fixation or orthopaedic corrective surgery
Orthopaedics | Trauma - Extramedullary fixation | Plate accessories | Non-locking screw | Depuy Synthes | Cortex Screw Stardrive D 1.3 mm, self-tapping, length 16 mm, Stainless Steel | 02.130.016 | Standalone | DE0018975 | Patients requiring fracture fixation or orthopaedic corrective surgery
Orthopaedics | Trauma - Extramedullary fixation | Plate accessories | Non-locking screw | Depuy Synthes | Cortex Screw Stardrive D 1.3 mm, self-tapping, length 18 mm, Stainless Steel | 02.130.018 | Standalone | DE0018975 | Patients requiring fracture fixation or orthopaedic corrective surgery
Orthopaedics | Trauma - Extramedullary fixation | Plate accessories | Locking screw | Depuy Synthes | Locking Screw Stardrive D 1.3 mm, self-tapping, length 4 mm, Stainless Steel | 02.130.104 | Standalone | DE0018975 | Patients requiring fracture fixation or orthopaedic corrective surgery
Orthopaedics | Trauma - Extramedullary fixation | Plate accessories | Locking screw | Depuy Synthes | Locking Screw Stardrive D 1.3 mm, self-tapping, length 5 mm, Stainless Steel | 02.130.105 | Standalone | DE0018975 | Patients requiring fracture fixation or orthopaedic corrective surgery
Orthopaedics | Trauma - Extramedullary fixation | Plate accessories | Locking screw | Depuy Synthes | Locking Screw Stardrive D 1.3 mm, self-tapping, length 6 mm, Stainless Steel | 02.130.106 | Standalone | DE0018975 | Patients requiring fracture fixation or orthopaedic corrective surgery
Orthopaedics | Trauma - Extramedullary fixation | Plate accessories | Locking screw | Depuy Synthes | Locking Screw Stardrive D 1.3 mm, self-tapping, length 7 mm, Stainless Steel | 02.130.107 | Standalone | DE0018975 | Patients requiring fracture fixation or orthopaedic corrective surgery
Orthopaedics | Trauma - Extramedullary fixation | Plate accessories | Locking screw | Depuy Synthes | Locking Screw Stardrive D 1.3 mm, self-tapping, length 8 mm, Stainless Steel | 02.130.108 | Standalone | DE0018975 | Patients requiring fracture fixation or orthopaedic corrective surgery
Orthopaedics | Trauma - Extramedullary fixation | Plate accessories | Locking screw | Depuy Synthes | Locking Screw Stardrive D 1.3 mm, self-tapping, length 9 mm, Stainless Steel | 02.130.109 | Standalone | DE0018975 | Patients requiring fracture fixation or orthopaedic corrective surgery
Orthopaedics | Trauma - Extramedullary fixation | Plate accessories | Locking screw | Depuy Synthes | Locking Screw Stardrive D 1.3 mm, self-tapping, length 10 mm, Stainless Steel | 02.130.110 | Standalone | DE0018975 | Patients requiring fracture fixation or orthopaedic corrective surgery
Orthopaedics | Trauma - Extramedullary fixation | Plate accessories | Locking screw | Depuy Synthes | Locking Screw Stardrive D 1.3 mm, self-tapping, length 11 mm, Stainless Steel | 02.130.111 | Standalone | DE0018975 | Patients requiring fracture fixation or orthopaedic corrective surgery
Orthopaedics | Trauma - Extramedullary fixation | Plate accessories | Locking screw | Depuy Synthes | Locking Screw Stardrive D 1.3 mm, self-tapping, length 12 mm, Stainless Steel | 02.130.112 | Standalone | DE0018975 | Patients requiring fracture fixation or orthopaedic corrective surgery
Orthopaedics | Trauma - Extramedullary fixation | Plate accessories | Locking screw | Depuy Synthes | Locking Screw Stardrive D 1.3 mm, self-tapping, length 13 mm, Stainless Steel | 02.130.113 | Standalone | DE0018975 | Patients requiring fracture fixation or orthopaedic corrective surgery
Orthopaedics | Trauma - Extramedullary fixation | Plate accessories | Locking screw | Depuy Synthes | Locking Screw Stardrive D 1.3 mm, self-tapping, length 14 mm, Stainless Steel | 02.130.114 | Standalone | DE0018975 | Patients requiring fracture fixation or orthopaedic corrective surgery
Orthopaedics | Trauma - Extramedullary fixation | Plate accessories | Locking screw | Depuy Synthes | Locking Screw Stardrive D 1.3 mm, self-tapping, length 15 mm, Stainless Steel | 02.130.115 | Standalone | DE0018975 | Patients requiring fracture fixation or orthopaedic corrective surgery
Orthopaedics | Trauma - Extramedullary fixation | Plate accessories | Locking screw | Depuy Synthes | Locking Screw Stardrive D 1.3 mm, self-tapping, length 16 mm, Stainless Steel | 02.130.116 | Standalone | DE0018975 | Patients requiring fracture fixation or orthopaedic corrective surgery
Orthopaedics | Trauma - Extramedullary fixation | Plate accessories | Locking screw | Depuy Synthes | Locking Screw Stardrive D 1.3 mm, self-tapping, length 18 mm, Stainless Steel | 02.130.118 | Standalone | DE0018975 | Patients requiring fracture fixation or orthopaedic corrective surgery
Orthopaedics | Trauma - Extramedullary fixation | Locking/combination plate | Locking/combination plate - Hand | Depuy Synthes | Locking Plate 1.3, 6 holes, straight, length 24 mm, Stainless Steel | 02.130.150 | Standalone | DE0018975 | Patients requiring fracture fixation or orthopaedic corrective surgery
Orthopaedics | Trauma - Extramedullary fixation | Locking/combination plate | Locking/combination plate - Hand | Depuy Synthes | Locking Plate 1.3, 6 holes, straight, length 24 mm, Stainless Steel Sterile | 02.130.150S | Standalone | DE0018974 | Patients requiring fracture fixation or orthopaedic corrective surgery
Orthopaedics | Trauma - Extramedullary fixation | Locking/combination plate | Locking/combination plate - Hand | Depuy Synthes | Locking Plate 1.3, 12 holes, straight, length 48 mm, Stainless Steel | 02.130.151 | Standalone | DE0018975 | Patients requiring fracture fixation or orthopaedic corrective surgery
Orthopaedics | Trauma - Extramedullary fixation | Locking/combination plate | Locking/combination plate - Hand | Depuy Synthes | Locking Plate 1.3, 12 holes, straight, length 48 mm, Stainless Steel Sterile | 02.130.151S | Standalone | DE0018974 | Patients requiring fracture fixation or orthopaedic corrective surgery
Orthopaedics | Trauma - Extramedullary fixation | Locking/combination plate | Locking/combination plate - Hand | Depuy Synthes | Locking T-Plate 1.3, head 3 holes, shaft 5 holes, length 26 mm, Stainless Steel | 02.130.152 | Standalone | DE0018975 | Patients requiring fracture fixation or orthopaedic corrective surgery
Orthopaedics | Trauma - Extramedullary fixation | Locking/combination plate | Locking/combination plate - Hand | Depuy Synthes | Locking T-Plate 1.3, head 3 holes, shaft 5 holes, length 26 mm, Stainless Steel Sterile | 02.130.152S | Standalone | DE0018974 | Patients requiring fracture fixation or orthopaedic corrective surgery
Orthopaedics | Trauma - Extramedullary fixation | Locking/combination plate | Locking/combination plate - Hand | Depuy Synthes | Locking Y-Plate 1.3, head 3 holes, shaft 5 holes, length 27 mm, Stainless Steel | 02.130.153 | Standalone | DE0018975 | Patients requiring fracture fixation or orthopaedic corrective surgery
Orthopaedics | Trauma - Extramedullary fixation | Locking/combination plate | Locking/combination plate - Hand | Depuy Synthes | Locking Y-Plate 1.3, head 3 holes, shaft 5 holes, length 27 mm, Stainless Steel Sterile | 02.130.153S | Standalone | DE0018974 | Patients requiring fracture fixation or orthopaedic corrective surgery
Orthopaedics | Trauma - Extramedullary fixation | Locking/combination plate | Locking/combination plate - Hand | Depuy Synthes | Locking Phalangeal Base Plate 1.3, head 2 holes, shaft 5 holes, length 26 mm, Stainless Steel | 02.130.154 | Standalone | DE0018975 | Patients requiring fracture fixation or orthopaedic corrective surgery
Orthopaedics | Trauma - Extramedullary fixation | Locking/combination plate | Locking/combination plate - Hand | Depuy Synthes | Locking Phalangeal Head Plate 1.3, right, length 22 mm, Stainless Steel | 02.130.156 | Standalone | DE0018975 | Patients requiring fracture fixation or orthopaedic corrective surgery
Orthopaedics | Trauma - Extramedullary fixation | Locking/combination plate | Locking/combination plate - Hand | Depuy Synthes | Locking Phalangeal Head Plate 1.3, left, length 22 mm, Stainless Steel | 02.130.157 | Standalone | DE0018975 | Patients requiring fracture fixation or orthopaedic corrective surgery
Orthopaedics | Trauma - Extramedullary fixation | Locking/combination plate | Locking/combination plate - Hand | Depuy Synthes | Locking Strut Plate 1.3, 8 holes, oblique-angled, right, length 19 mm, Stainless Steel | 02.130.158 | Standalone | DE0018975 | Patients requiring fracture fixation or orthopaedic corrective surgery
Orthopaedics | Trauma - Extramedullary fixation | Locking/combination plate | Locking/combination plate - Hand | Depuy Synthes | Locking Strut Plate 1.3, 8 holes, oblique-angled, left, length 19 mm, Stainless Steel | 02.130.159 | Standalone | DE0018975 | Patients requiring fracture fixation or orthopaedic corrective surgery
Orthopaedics | Trauma - Extramedullary fixation | Locking/combination plate | Locking/combination plate - Hand | Depuy Synthes | Locking Web Plate 1.3, 14 holes, length 29 mm, Stainless Steel | 02.130.161 | Standalone | DE0018975 | Patients requiring fracture fixation or orthopaedic corrective surgery
Orthopaedics | Trauma - Extramedullary fixation | Plate accessories | Locking screw | Depuy Synthes | VA Locking Screw Stardrive D 1.5 mm, self-tapping, length 4 mm, Stainless Steel | 02.130.204 | Standalone | DE0018975 | Patients requiring fracture fixation or orthopaedic corrective surgery
Orthopaedics | Trauma - Extramedullary fixation | Plate accessories | Locking screw | Depuy Synthes | VA Locking Screw Stardrive D 1.5 mm, self-tapping, length 5 mm, Stainless Steel | 02.130.205 | Standalone | DE0018975 | Patients requiring fracture fixation or orthopaedic corrective surgery
Orthopaedics | Trauma - Extramedullary fixation | Plate accessories | Locking screw | Depuy Synthes | VA Locking Screw Stardrive D 1.5 mm, self-tapping, length 6 mm, Stainless Steel | 02.130.206 | Standalone | DE0018975 | Patients requiring fracture fixation or orthopaedic corrective surgery
Orthopaedics | Trauma - Extramedullary fixation | Plate accessories | Locking screw | Depuy Synthes | VA Locking Screw Stardrive D 1.5 mm, self-tapping, length 7 mm, Stainless Steel | 02.130.207 | Standalone | DE0018975 | Patients requiring fracture fixation or orthopaedic corrective surgery
Orthopaedics | Trauma - Extramedullary fixation | Plate accessories | Locking screw | Depuy Synthes | VA Locking Screw Stardrive D 1.5 mm, self-tapping, length 8 mm, Stainless Steel | 02.130.208 | Standalone | DE0018975 | Patients requiring fracture fixation or orthopaedic corrective surgery
Orthopaedics | Trauma - Extramedullary fixation | Plate accessories | Locking screw | Depuy Synthes | VA Locking Screw Stardrive D 1.5 mm, self-tapping, length 9 mm, Stainless Steel | 02.130.209 | Standalone | DE0018975 | Patients requiring fracture fixation or orthopaedic corrective surgery
Orthopaedics | Trauma - Extramedullary fixation | Plate accessories | Locking screw | Depuy Synthes | VA Locking Screw Stardrive D 1.5 mm, self-tapping, length 10 mm, Stainless Steel | 02.130.210 | Standalone | DE0018975 | Patients requiring fracture fixation or orthopaedic corrective surgery
Orthopaedics | Trauma - Extramedullary fixation | Plate accessories | Locking screw | Depuy Synthes | VA Locking Screw Stardrive D 1.5 mm, self-tapping, length 11 mm, Stainless Steel | 02.130.211 | Standalone | DE0018975 | Patients requiring fracture fixation or orthopaedic corrective surgery
Orthopaedics | Trauma - Extramedullary fixation | Plate accessories | Locking screw | Depuy Synthes | VA Locking Screw Stardrive D 1.5 mm, self-tapping, length 12 mm, Stainless Steel | 02.130.212 | Standalone | DE0018975 | Patients requiring fracture fixation or orthopaedic corrective surgery
Orthopaedics | Trauma - Extramedullary fixation | Plate accessories | Locking screw | Depuy Synthes | VA Locking Screw Stardrive D 1.5 mm, self-tapping, length 13 mm, Stainless Steel | 02.130.213 | Standalone | DE0018975 | Patients requiring fracture fixation or orthopaedic corrective surgery
Orthopaedics | Trauma - Extramedullary fixation | Plate accessories | Locking screw | Depuy Synthes | VA Locking Screw Stardrive D 1.5 mm, self-tapping, length 14 mm, Stainless Steel | 02.130.214 | Standalone | DE0018975 | Patients requiring fracture fixation or orthopaedic corrective surgery
Orthopaedics | Trauma - Extramedullary fixation | Plate accessories | Locking screw | Depuy Synthes | VA Locking Screw Stardrive D 1.5 mm, self-tapping, length 15 mm, Stainless Steel | 02.130.215 | Standalone | DE0018975 | Patients requiring fracture fixation or orthopaedic corrective surgery
Orthopaedics | Trauma - Extramedullary fixation | Plate accessories | Locking screw | Depuy Synthes | VA Locking Screw Stardrive D 1.5 mm, self-tapping, length 16 mm, Stainless Steel | 02.130.216 | Standalone | DE0018975 | Patients requiring fracture fixation or orthopaedic corrective surgery
Orthopaedics | Trauma - Extramedullary fixation | Plate accessories | Locking screw | Depuy Synthes | VA Locking Screw Stardrive D 1.5 mm, self-tapping, length 18 mm, Stainless Steel | 02.130.218 | Standalone | DE0018975 | Patients requiring fracture fixation or orthopaedic corrective surgery
Orthopaedics | Trauma - Extramedullary fixation | Plate accessories | Locking screw | Depuy Synthes | VA Locking Screw Stardrive D 1.5 mm, self-tapping, length 20 mm, Stainless Steel | 02.130.220 | Standalone | DE0018975 | Patients requiring fracture fixation or orthopaedic corrective surgery
Orthopaedics | Trauma - Extramedullary fixation | Plate accessories | Locking screw | Depuy Synthes | VA Locking Screw Stardrive D 1.5 mm, self-tapping, length 22 mm, Stainless Steel | 02.130.222 | Standalone | DE0018975 | Patients requiring fracture fixation or orthopaedic corrective surgery
Orthopaedics | Trauma - Extramedullary fixation | Plate accessories | Locking screw | Depuy Synthes | VA Locking Screw Stardrive D 1.5 mm, self-tapping, length 24 mm, Stainless Steel | 02.130.224 | Standalone | DE0018975 | Patients requiring fracture fixation or orthopaedic corrective surgery
Orthopaedics | Trauma - Extramedullary fixation | Locking/combination plate | Locking/combination plate - Hand | Depuy Synthes | VA Locking Plate 1.5, 6 holes, straight, length 28 mm, Stainless Steel | 02.130.250 | Standalone | DE0018975 | Patients requiring fracture fixation or orthopaedic corrective surgery
Orthopaedics | Trauma - Extramedullary fixation | Locking/combination plate | Locking/combination plate - Hand | Depuy Synthes | VA Locking Plate 1.5, 12 holes, straight, length 57 mm, Stainless Steel | 02.130.251 | Standalone | DE0018975 | Patients requiring fracture fixation or orthopaedic corrective surgery
Orthopaedics | Trauma - Extramedullary fixation | Locking/combination plate | Locking/combination plate - Hand | Depuy Synthes | VA Locking T-Plate 1.5, head 3 holes, shaft 7 holes, length 40 mm, Stainless Steel | 02.130.252 | Standalone | DE0018975 | Patients requiring fracture fixation or orthopaedic corrective surgery
Orthopaedics | Trauma - Extramedullary fixation | Locking/combination plate | Locking/combination plate - Hand | Depuy Synthes | VA Locking Y-Plate 1.5, head 3 holes, shaft 7 holes, length 42 mm, Stainless Steel | 02.130.253 | Standalone | DE0018975 | Patients requiring fracture fixation or orthopaedic corrective surgery
Orthopaedics | Trauma - Extramedullary fixation | Locking/combination plate | Locking/combination plate - Hand | Depuy Synthes | VA Locking Phalangeal Base Plate 1.5, head 2 holes, shaft 6 holes, length 36 mm, Stainless Steel | 02.130.254 | Standalone | DE0018975 | Patients requiring fracture fixation or orthopaedic corrective surgery
Orthopaedics | Trauma - Extramedullary fixation | Locking/combination plate | Locking/combination plate - Hand | Depuy Synthes | VA Locking Condylar Plate 1.5, head 2 holes, shaft 6 holes, length 36 mm, Stainless Steel | 02.130.255 | Standalone | DE0018975 | Patients requiring fracture fixation or orthopaedic corrective surgery
Orthopaedics | Trauma - Extramedullary fixation | Locking/combination plate | Locking/combination plate - Hand | Depuy Synthes | VA Locking Phalangeal Head Plate 1.5, right, length 26 mm, Stainless Steel | 02.130.256 | Standalone | DE0018975 | Patients requiring fracture fixation or orthopaedic corrective surgery
Orthopaedics | Trauma - Extramedullary fixation | Locking/combination plate | Locking/combination plate - Hand | Depuy Synthes | VA Locking Phalangeal Head Plate 1.5, left, length 26 mm, Stainless Steel | 02.130.257 | Standalone | DE0018975 | Patients requiring fracture fixation or orthopaedic corrective surgery
Orthopaedics | Trauma - Extramedullary fixation | Locking/combination plate | Locking/combination plate - Hand | Depuy Synthes | VA Locking Strut Plate 1.5, 8 holes, oblique-angled, right, length 23 mm, Stainless Steel | 02.130.258 | Standalone | DE0018975 | Patients requiring fracture fixation or orthopaedic corrective surgery
Orthopaedics | Trauma - Extramedullary fixation | Locking/combination plate | Locking/combination plate - Hand | Depuy Synthes | VA Locking Strut Plate 1.5, 8 holes, oblique-angled, left, length 23 mm, Stainless Steel | 02.130.259 | Standalone | DE0018975 | Patients requiring fracture fixation or orthopaedic corrective surgery
Orthopaedics | Trauma - Extramedullary fixation | Locking/combination plate | Locking/combination plate - Hand | Depuy Synthes | VA Locking Strut Plate 1.5, 12 holes, rectangular, length 36 mm, Stainless Steel | 02.130.260 | Standalone | DE0018975 | Patients requiring fracture fixation or orthopaedic corrective surgery
Orthopaedics | Trauma - Extramedullary fixation | Locking/combination plate | Locking/combination plate - Hand | Depuy Synthes | VA Locking Web Plate 1.5, 14 holes, length 33 mm, Stainless Steel | 02.130.261 | Standalone | DE0018975 | Patients requiring fracture fixation or orthopaedic corrective surgery
Orthopaedics | Trauma - Extramedullary fixation | Locking/combination plate | Locking/combination plate - Hand | Depuy Synthes | VA Locking Strut Plate 1.5, 4 holes, rectangular, length 11 mm, Stainless Steel | 02.130.262 | Standalone | DE0018975 | Patients requiring fracture fixation or orthopaedic corrective surgery
Orthopaedics | Trauma - Extramedullary fixation | Locking/combination plate | Locking/combination plate - Hand | Depuy Synthes | VA Locking Plate 1.5, for Metacarpal I, dorsal, length 29 mm, Stainless Steel | 02.130.263 | Standalone | DE0018975 | Patients requiring fracture fixation or orthopaedic corrective surgery
Orthopaedics | Trauma - Extramedullary fixation | Locking/combination plate | Locking/combination plate - Hand | Depuy Synthes | VA Locking Plate 1.5, for Metacarpal I, lateral, right, Stainless Steel | 02.130.264 | Standalone | DE0018975 | Patients requiring fracture fixation or orthopaedic corrective surgery
Orthopaedics | Trauma - Extramedullary fixation | Locking/combination plate | Locking/combination plate - Hand | Depuy Synthes | VA Locking Plate 1.5, for Metacarpal I, lateral, left, Stainless Steel | 02.130.265 | Standalone | DE0018975 | Patients requiring fracture fixation or orthopaedic corrective surgery
Orthopaedics | Trauma - Extramedullary fixation | Locking/combination plate | Locking/combination plate - Hand | Depuy Synthes | VA Locking Rotation Correction Plate 1.5, head 2 holes, shaft 6 holes, length 33 mm, Stainless Steel | 02.130.266 | Standalone | DE0018975 | Patients requiring fracture fixation or orthopaedic corrective surgery
Orthopaedics | Trauma - Extramedullary fixation | Locking/combination plate | Locking/combination plate - Hand | Depuy Synthes | VA Locking Rotation Correction Fracture Plate 1.5, length 32 mm, Stainless Steel | 02.130.267 | Standalone | DE0018975 | Patients requiring fracture fixation or orthopaedic corrective surgery
Orthopaedics | Trauma - Extramedullary fixation | Locking/combination plate | Locking/combination plate - Hand | Depuy Synthes | VA Locking Metacarpal Neck Plate 1.5, length 30 mm, Stainless Steel | 02.130.268 | Standalone | DE0018975 | Patients requiring fracture fixation or orthopaedic corrective surgery
Orthopaedics | Trauma - Extramedullary fixation | Locking/combination plate | Locking/combination plate - Hand | Depuy Synthes | VA Locking Plate 2.0, 6 holes, straight, length 35 mm, Stainless Steel | 02.130.350 | Standalone | DE0018975 | Patients requiring fracture fixation or orthopaedic corrective surgery
Orthopaedics | Trauma - Extramedullary fixation | Locking/combination plate | Locking/combination plate - Hand | Depuy Synthes | VA Locking Plate 2.0, 12 holes, straight, length 71 mm, Stainless Steel | 02.130.351 | Standalone | DE0018975 | Patients requiring fracture fixation or orthopaedic corrective surgery
Orthopaedics | Trauma - Extramedullary fixation | Locking/combination plate | Locking/combination plate - Hand | Depuy Synthes | VA Locking T-Plate 2.0, head 3 holes, shaft 7 holes, length 50 mm, Stainless Steel | 02.130.352 | Standalone | DE0018975 | Patients requiring fracture fixation or orthopaedic corrective surgery
Orthopaedics | Trauma - Extramedullary fixation | Locking/combination plate | Locking/combination plate - Hand | Depuy Synthes | VA Locking Y-Plate 2.0, head 3 holes, shaft 7 holes, length 52 mm, Stainless Steel | 02.130.353 | Standalone | DE0018975 | Patients requiring fracture fixation or orthopaedic corrective surgery
Orthopaedics | Trauma - Extramedullary fixation | Locking/combination plate | Locking/combination plate - Hand | Depuy Synthes | VA Locking Phalangeal Base Plate 2.0, head 2 holes, shaft 6 holes, length 44 mm, Stainless Steel | 02.130.354 | Standalone | DE0018975 | Patients requiring fracture fixation or orthopaedic corrective surgery
Orthopaedics | Trauma - Extramedullary fixation | Locking/combination plate | Locking/combination plate - Hand | Depuy Synthes | VA Locking Condylar Plate 2.0, head 2 holes, shaft 6 holes, length 44 mm, Stainless Steel | 02.130.355 | Standalone | DE0018975 | Patients requiring fracture fixation or orthopaedic corrective surgery
Orthopaedics | Trauma - Extramedullary fixation | Locking/combination plate | Locking/combination plate - Hand | Depuy Synthes | VA Locking Strut Plate 2.0, 12 holes, rectangular, length 45 mm, Stainless Steel | 02.130.360 | Standalone | DE0018975 | Patients requiring fracture fixation or orthopaedic corrective surgery
Orthopaedics | Trauma - Extramedullary fixation | Locking/combination plate | Locking/combination plate - Hand | Depuy Synthes | VA Locking Strut Plate 2.0, 4 holes, rectangular, length 13 mm, Stainless Steel | 02.130.362 | Standalone | DE0018975 | Patients requiring fracture fixation or orthopaedic corrective surgery
Orthopaedics | Trauma - Extramedullary fixation | Locking/combination plate | Locking/combination plate - Hand | Depuy Synthes | VA Locking Plate 2.0, for Metacarpal I, dorsal, length 32 mm, Stainless Steel | 02.130.363 | Standalone | DE0018975 | Patients requiring fracture fixation or orthopaedic corrective surgery
Orthopaedics | Trauma - Extramedullary fixation | Locking/combination plate | Locking/combination plate - Hand | Depuy Synthes | VA Locking Rotation Correction Plate 2.0, 2 + 6 holes, length 41 mm, Stainless Steel | 02.130.366 | Standalone | DE0018975 | Patients requiring fracture fixation or orthopaedic corrective surgery
Orthopaedics | Trauma - Extramedullary fixation | Locking/combination plate | Locking/combination plate - Hand | Depuy Synthes | VA Locking Rotation Correction Fracture Plate 2.0, length 42 mm, Stainless Steel | 02.130.367 | Standalone | DE0018975 | Patients requiring fracture fixation or orthopaedic corrective surgery
Orthopaedics | Trauma - Extramedullary fixation | Plate accessories | Non-locking screw | Depuy Synthes | Cortex Screw Stardrive D 3.5mm, L 12mm | 02.200.012 | Standalone | DE0007388 | Patients requiring fracture fixation or orthopaedic corrective surgery
Orthopaedics | Trauma - Extramedullary fixation | Plate accessories | Non-locking screw | Depuy Synthes | Cortex Screw Stardrive D 3.5mm, L 14mm | 02.200.014 | Standalone | DE0007388 | Patients requiring fracture fixation or orthopaedic corrective surgery
Orthopaedics | Trauma - Extramedullary fixation | Plate accessories | Non-locking screw | Depuy Synthes | Cortex Screw Stardrive D 3.5mm, L 16mm | 02.200.016 | Standalone | DE0006552 | Patients requiring fracture fixation or orthopaedic corrective surgery
Orthopaedics | Trauma - Extramedullary fixation | Plate accessories | Non-locking screw | Depuy Synthes | Cortex Screw Stardrive D 3.5mm, L 547.501Dm | 02.200.018 | Standalone | DE0006552 | Patients requiring fracture fixation or orthopaedic corrective surgery
Orthopaedics | Trauma - Extramedullary fixation | Plate accessories | Non-locking screw | Depuy Synthes | Cortex Screw Stardrive D 3.5mm, L 20mm | 02.200.020 | Standalone | DE0006552 | Patients requiring fracture fixation or orthopaedic corrective surgery
Orthopaedics | Trauma - Extramedullary fixation | Plate accessories | Non-locking screw | Depuy Synthes | Cortex Screw Stardrive D 3.5mm, L 669.167Dm | 02.200.022 | Standalone | DE0006552 | Patients requiring fracture fixation or orthopaedic corrective surgery
Orthopaedics | Trauma - Extramedullary fixation | Plate accessories | Non-locking screw | Depuy Synthes | Cortex Screw Stardrive D 3.5mm, L 24mm | 02.200.024 | Standalone | DE0006552 | Patients requiring fracture fixation or orthopaedic corrective surgery
Orthopaedics | Trauma - Extramedullary fixation | Plate accessories | Non-locking screw | Depuy Synthes | Cortex Screw Stardrive D 3.5mm, L 28mm | 02.200.028 | Standalone | DE0006552 | Patients requiring fracture fixation or orthopaedic corrective surgery
Orthopaedics | Trauma - Extramedullary fixation | Plate accessories | Non-locking screw | Depuy Synthes | Cortex Screw Stardrive D 3.5mm, L 912.501Dm | 02.200.030 | Standalone | DE0006552 | Patients requiring fracture fixation or orthopaedic corrective surgery
Orthopaedics | Trauma - Extramedullary fixation | Plate accessories | Locking screw | Depuy Synthes | Cannulated Locking Screw D 5.0mm, L 912.501Dm | 02.205.030 | Standalone | DE0006552 | Patients requiring fracture fixation or orthopaedic corrective surgery
Orthopaedics | Trauma - Extramedullary fixation | Plate accessories | Locking screw | Depuy Synthes | Cannulated Locking Screw D 5.0mm, L 35mm | 02.205.035 | Standalone | DE0006552 | Patients requiring fracture fixation or orthopaedic corrective surgery
Orthopaedics | Trauma - Extramedullary fixation | Plate accessories | Locking screw | Depuy Synthes | Cannulated Locking Screw D 5.0mm, L 40mm | 02.205.040 | Standalone | DE0006552 | Patients requiring fracture fixation or orthopaedic corrective surgery
Orthopaedics | Trauma - Extramedullary fixation | Plate accessories | Locking screw | Depuy Synthes | Cannulated Locking Screw D 5.0mm, L 45mm | 02.205.045 | Standalone | DE0006552 | Patients requiring fracture fixation or orthopaedic corrective surgery
Orthopaedics | Trauma - Extramedullary fixation | Plate accessories | Locking screw | Depuy Synthes | Cannulated Locking Screw D 5.0mm, L 50mm | 02.205.050 | Standalone | DE0006552 | Patients requiring fracture fixation or orthopaedic corrective surgery
Orthopaedics | Trauma - Extramedullary fixation | Plate accessories | Locking screw | Depuy Synthes | Cannulated Locking Screw D 5.0mm, L 55mm | 02.205.055 | Standalone | DE0006552 | Patients requiring fracture fixation or orthopaedic corrective surgery
Orthopaedics | Trauma - Extramedullary fixation | Plate accessories | Locking screw | Depuy Synthes | Cannulated Locking Screw D 5.0mm, L 60mm | 02.205.060 | Standalone | DE0006552 | Patients requiring fracture fixation or orthopaedic corrective surgery
Orthopaedics | Trauma - Extramedullary fixation | Plate accessories | Locking screw | Depuy Synthes | Cannulated Locking Screw D 5.0mm, L 65mm | 02.205.065 | Standalone | DE0006552 | Patients requiring fracture fixation or orthopaedic corrective surgery
Orthopaedics | Trauma - Extramedullary fixation | Plate accessories | Locking screw | Depuy Synthes | Cannulated Locking Screw D 5.0mm, L 70mm | 02.205.070 | Standalone | DE0006552 | Patients requiring fracture fixation or orthopaedic corrective surgery
Orthopaedics | Trauma - Extramedullary fixation | Plate accessories | Locking screw | Depuy Synthes | Cannulated Locking Screw D 5.0mm, L 75mm | 02.205.075 | Standalone | DE0006552 | Patients requiring fracture fixation or orthopaedic corrective surgery
Orthopaedics | Trauma - Extramedullary fixation | Plate accessories | Locking screw | Depuy Synthes | Cannulated Locking Screw D 5.0mm, L 80mm | 02.205.080 | Standalone | DE0006552 | Patients requiring fracture fixation or orthopaedic corrective surgery
Orthopaedics | Trauma - Extramedullary fixation | Plate accessories | Locking screw | Depuy Synthes | Cannulated Locking Screw D 5.0mm, L 85mm | 02.205.085 | Standalone | DE0006552 | Patients requiring fracture fixation or orthopaedic corrective surgery
Orthopaedics | Trauma - Extramedullary fixation | Plate accessories | Locking screw | Depuy Synthes | Cannulated Locking Screw D 5.0mm, L 90mm | 02.205.090 | Standalone | DE0006552 | Patients requiring fracture fixation or orthopaedic corrective surgery
Orthopaedics | Trauma - Extramedullary fixation | Plate accessories | Locking screw | Depuy Synthes | Cannulated Locking Screw D 5.0mm, L 95mm | 02.205.095 | Standalone | DE0006552 | Patients requiring fracture fixation or orthopaedic corrective surgery
Orthopaedics | Trauma - Extramedullary fixation | Plate accessories | Locking screw | Depuy Synthes | Cannulated Locking Screw D 5.0mm, L 100mm | 02.205.100 | Standalone | DE0006552 | Patients requiring fracture fixation or orthopaedic corrective surgery
Orthopaedics | Trauma - Extramedullary fixation | Plate accessories | Locking screw | Depuy Synthes | Cannulated Locking Screw D 5.0mm, L 105mm | 02.205.105 | Standalone | DE0006552 | Patients requiring fracture fixation or orthopaedic corrective surgery
Orthopaedics | Trauma - Extramedullary fixation | Plate accessories | Locking screw | Depuy Synthes | Cannulated Locking Screw D 5.0mm, L 110mm | 02.205.110 | Standalone | DE0006552 | Patients requiring fracture fixation or orthopaedic corrective surgery
Orthopaedics | Trauma - Extramedullary fixation | Plate accessories | Locking screw | Depuy Synthes | Cannulated Locking Screw D 5.0mm, L 1456.25Dm | 02.205.115 | Standalone | DE0006552 | Patients requiring fracture fixation or orthopaedic corrective surgery
Orthopaedics | Trauma - Extramedullary fixation | Plate accessories | Locking screw | Depuy Synthes | Cannulated Locking Screw D 5.0mm, L 120mm | 02.205.120 | Standalone | DE0006552 | Patients requiring fracture fixation or orthopaedic corrective surgery
Orthopaedics | Trauma - Extramedullary fixation | Plate accessories | Locking screw | Depuy Synthes | Cannulated Locking Screw D 5.0mm, L 1760.418Dm | 02.205.125 | Standalone | DE0006552 | Patients requiring fracture fixation or orthopaedic corrective surgery
Orthopaedics | Trauma - Extramedullary fixation | Plate accessories | Locking screw | Depuy Synthes | Cannulated Locking Screw D 5.0mm, L 1912.501Dm | 02.205.130 | Standalone | DE0006552 | Patients requiring fracture fixation or orthopaedic corrective surgery
Orthopaedics | Trauma - Extramedullary fixation | Plate accessories | Non-locking screw | Depuy Synthes | Cannulated Conical Screw D 5.0mm, L 40mm | 02.205.240 | Standalone | DE0006552 | Patients requiring fracture fixation or orthopaedic corrective surgery
Orthopaedics | Trauma - Extramedullary fixation | Plate accessories | Non-locking screw | Depuy Synthes | Cannulated Conical Screw D 5.0mm, L 45mm | 02.205.245 | Standalone | DE0006552 | Patients requiring fracture fixation or orthopaedic corrective surgery
Orthopaedics | Trauma - Extramedullary fixation | Plate accessories | Non-locking screw | Depuy Synthes | Cannulated Conical Screw D 5.0mm, L 50mm | 02.205.250 | Standalone | DE0006552 | Patients requiring fracture fixation or orthopaedic corrective surgery
Orthopaedics | Trauma - Extramedullary fixation | Plate accessories | Non-locking screw | Depuy Synthes | Cannulated Conical Screw D 5.0mm, L 55mm | 02.205.255 | Standalone | DE0006552 | Patients requiring fracture fixation or orthopaedic corrective surgery
Orthopaedics | Trauma - Extramedullary fixation | Plate accessories | Non-locking screw | Depuy Synthes | Cannulated Conical Screw D 5.0mm, L 60mm | 02.205.260 | Standalone | DE0006552 | Patients requiring fracture fixation or orthopaedic corrective surgery
Orthopaedics | Trauma - Extramedullary fixation | Plate accessories | Non-locking screw | Depuy Synthes | Cannulated Conical Screw D 5.0mm, L 65mm | 02.205.265 | Standalone | DE0006552 | Patients requiring fracture fixation or orthopaedic corrective surgery
Orthopaedics | Trauma - Extramedullary fixation | Plate accessories | Non-locking screw | Depuy Synthes | Cannulated Conical Screw D 5.0mm, L 70mm | 02.205.270 | Standalone | DE0006552 | Patients requiring fracture fixation or orthopaedic corrective surgery
Orthopaedics | Trauma - Extramedullary fixation | Plate accessories | Non-locking screw | Depuy Synthes | Cannulated Conical Screw D 5.0mm, L 75mm | 02.205.275 | Standalone | DE0006552 | Patients requiring fracture fixation or orthopaedic corrective surgery
Orthopaedics | Trauma - Extramedullary fixation | Plate accessories | Non-locking screw | Depuy Synthes | Cannulated Conical Screw D 5.0mm, L 80mm | 02.205.280 | Standalone | DE0006552 | Patients requiring fracture fixation or orthopaedic corrective surgery
Orthopaedics | Trauma - Extramedullary fixation | Plate accessories | Non-locking screw | Depuy Synthes | Cannulated Conical Screw D 5.0mm, L 85mm | 02.205.285 | Standalone | DE0006552 | Patients requiring fracture fixation or orthopaedic corrective surgery
Orthopaedics | Trauma - Extramedullary fixation | Plate accessories | Non-locking screw | Depuy Synthes | Cannulated Conical Screw D 5.0mm, L 90mm | 02.205.290 | Standalone | DE0006552 | Patients requiring fracture fixation or orthopaedic corrective surgery
Orthopaedics | Trauma - Extramedullary fixation | Plate accessories | Non-locking screw | Depuy Synthes | Cannulated Conical Screw D 5.0mm, L 95mm | 02.205.295 | Standalone | DE0006552 | Patients requiring fracture fixation or orthopaedic corrective surgery
Orthopaedics | Trauma - Extramedullary fixation | Plate accessories | Non-locking screw | Depuy Synthes | Low Profile Cortex Screw Stardrive D 3.5 mm, self-tapping, length 10 mm, Stainless Steel | 02.206.210 | Standalone | DE0018020 | Patients requiring fracture fixation or orthopaedic corrective surgery
Orthopaedics | Trauma - Extramedullary fixation | Plate accessories | Non-locking screw | Depuy Synthes | Low Profile Cortex Screw Stardrive D 3.5 mm, self-tapping, length 12mm, Stainless Steel | 02.206.212 | Standalone | DE0018020 | Patients requiring fracture fixation or orthopaedic corrective surgery
Orthopaedics | Trauma - Extramedullary fixation | Plate accessories | Non-locking screw | Depuy Synthes | Low Profile Cortex Screw Stardrive D 3.5 mm, self-tapping, length 14 mm, Stainless Steel | 02.206.214 | Standalone | DE0018020 | Patients requiring fracture fixation or orthopaedic corrective surgery
Orthopaedics | Trauma - Extramedullary fixation | Plate accessories | Non-locking screw | Depuy Synthes | Low Profile Cortex Screw Stardrive D 3.5 mm, self-tapping, length 16 mm, Stainless Steel | 02.206.216 | Standalone | DE0018020 | Patients requiring fracture fixation or orthopaedic corrective surgery
Orthopaedics | Trauma - Extramedullary fixation | Plate accessories | Non-locking screw | Depuy Synthes | Low Profile Cortex Screw Stardrive D 3.5 mm, self-tapping, length 18 mm, Stainless Steel | 02.206.218 | Standalone | DE0018020 | Patients requiring fracture fixation or orthopaedic corrective surgery
Orthopaedics | Trauma - Extramedullary fixation | Plate accessories | Non-locking screw | Depuy Synthes | Low Profile Cortex Screw Stardrive D 3.5 mm, self-tapping, length 20 mm, Stainless Steel | 02.206.220 | Standalone | DE0018020 | Patients requiring fracture fixation or orthopaedic corrective surgery
Orthopaedics | Trauma - Extramedullary fixation | Plate accessories | Non-locking screw | Depuy Synthes | Low Profile Cortex Screw Stardrive D 3.5 mm, self-tapping, length 22 mm, Stainless Steel | 02.206.222 | Standalone | DE0018020 | Patients requiring fracture fixation or orthopaedic corrective surgery
Orthopaedics | Trauma - Extramedullary fixation | Plate accessories | Non-locking screw | Depuy Synthes | Low Profile Cortex Screw Stardrive D 3.5 mm, self-tapping, length 24 mm, Stainless Steel | 02.206.224 | Standalone | DE0018020 | Patients requiring fracture fixation or orthopaedic corrective surgery
Orthopaedics | Trauma - Extramedullary fixation | Plate accessories | Non-locking screw | Depuy Synthes | Low Profile Cortex Screw Stardrive D 3.5 mm, self-tapping, length 26 mm, Stainless Steel | 02.206.226 | Standalone | DE0018020 | Patients requiring fracture fixation or orthopaedic corrective surgery
Orthopaedics | Trauma - Extramedullary fixation | Plate accessories | Non-locking screw | Depuy Synthes | Low Profile Cortex Screw Stardrive D 3.5 mm, self-tapping, length 28 mm, Stainless Steel | 02.206.228 | Standalone | DE0018020 | Patients requiring fracture fixation or orthopaedic corrective surgery
Orthopaedics | Trauma - Extramedullary fixation | Plate accessories | Non-locking screw | Depuy Synthes | Low Profile Cortex Screw Stardrive D 3.5 mm, self-tapping, length 30 mm, Stainless Steel | 02.206.230 | Standalone | DE0018020 | Patients requiring fracture fixation or orthopaedic corrective surgery
Orthopaedics | Trauma - Extramedullary fixation | Plate accessories | Non-locking screw | Depuy Synthes | Low Profile Cortex Screw Stardrive D 3.5 mm, self-tapping, length 32 mm, Stainless Steel | 02.206.232 | Standalone | DE0018020 | Patients requiring fracture fixation or orthopaedic corrective surgery
Orthopaedics | Trauma - Extramedullary fixation | Plate accessories | Non-locking screw | Depuy Synthes | Low Profile Cortex Screw Stardrive D 3.5 mm, self-tapping, length 34 mm, Stainless Steel | 02.206.234 | Standalone | DE0018020 | Patients requiring fracture fixation or orthopaedic corrective surgery
Orthopaedics | Trauma - Extramedullary fixation | Plate accessories | Non-locking screw | Depuy Synthes | Low Profile Cortex Screw Stardrive D 3.5 mm, self-tapping, length 36 mm, Stainless Steel | 02.206.236 | Standalone | DE0018020 | Patients requiring fracture fixation or orthopaedic corrective surgery
Orthopaedics | Trauma - Extramedullary fixation | Plate accessories | Non-locking screw | Depuy Synthes | Low Profile Cortex Screw Stardrive D 3.5 mm, self-tapping, length 38 mm, Stainless Steel | 02.206.238 | Standalone | DE0018020 | Patients requiring fracture fixation or orthopaedic corrective surgery
Orthopaedics | Trauma - Extramedullary fixation | Plate accessories | Non-locking screw | Depuy Synthes | Low Profile Cortex Screw Stardrive D 3.5 mm, self-tapping, length 40 mm, Stainless Steel | 02.206.240 | Standalone | DE0018020 | Patients requiring fracture fixation or orthopaedic corrective surgery
Orthopaedics | Trauma - Extramedullary fixation | Plate accessories | Non-locking screw | Depuy Synthes | Low Profile Cortex Screw Stardrive D 3.5 mm, self-tapping, length 42 mm, Stainless Steel | 02.206.242 | Standalone | DE0018020 | Patients requiring fracture fixation or orthopaedic corrective surgery
Orthopaedics | Trauma - Extramedullary fixation | Plate accessories | Non-locking screw | Depuy Synthes | Low Profile Cortex Screw Stardrive D 3.5 mm, self-tapping, length 44 mm, Stainless Steel | 02.206.244 | Standalone | DE0018020 | Patients requiring fracture fixation or orthopaedic corrective surgery
Orthopaedics | Trauma - Extramedullary fixation | Plate accessories | Non-locking screw | Depuy Synthes | Low Profile Cortex Screw Stardrive D 3.5 mm, self-tapping, length 45 mm, Stainless Steel | 02.206.245 | Standalone | DE0018020 | Patients requiring fracture fixation or orthopaedic corrective surgery
Orthopaedics | Trauma - Extramedullary fixation | Plate accessories | Non-locking screw | Depuy Synthes | Low Profile Cortex Screw Stardrive D 3.5 mm, self-tapping, length 46 mm, Stainless Steel | 02.206.246 | Standalone | DE0018020 | Patients requiring fracture fixation or orthopaedic corrective surgery
Orthopaedics | Trauma - Extramedullary fixation | Plate accessories | Non-locking screw | Depuy Synthes | Low Profile Cortex Screw Stardrive D 3.5 mm, self-tapping, length 48 mm, Stainless Steel | 02.206.248 | Standalone | DE0018020 | Patients requiring fracture fixation or orthopaedic corrective surgery
Orthopaedics | Trauma - Extramedullary fixation | Plate accessories | Non-locking screw | Depuy Synthes | Low Profile Cortex Screw Stardrive D 3.5 mm, self-tapping, length 50 mm, Stainless Steel | 02.206.250 | Standalone | DE0018020 | Patients requiring fracture fixation or orthopaedic corrective surgery
Orthopaedics | Trauma - Extramedullary fixation | Plate accessories | Non-locking screw | Depuy Synthes | Low Profile Cortex Screw Stardrive D 3.5 mm, self-tapping, length 52 mm, Stainless Steel | 02.206.252 | Standalone | DE0018020 | Patients requiring fracture fixation or orthopaedic corrective surgery
Orthopaedics | Trauma - Extramedullary fixation | Plate accessories | Non-locking screw | Depuy Synthes | Low Profile Cortex Screw Stardrive D 3.5 mm, self-tapping, length 54 mm, Stainless Steel | 02.206.254 | Standalone | DE0018020 | Patients requiring fracture fixation or orthopaedic corrective surgery
Orthopaedics | Trauma - Extramedullary fixation | Plate accessories | Non-locking screw | Depuy Synthes | Low Profile Cortex Screw Stardrive D 3.5 mm, self-tapping, length 56 mm, Stainless Steel | 02.206.256 | Standalone | DE0018020 | Patients requiring fracture fixation or orthopaedic corrective surgery
Orthopaedics | Trauma - Extramedullary fixation | Plate accessories | Non-locking screw | Depuy Synthes | Low Profile Cortex Screw Stardrive D 3.5 mm, self-tapping, length 58 mm, Stainless Steel | 02.206.258 | Standalone | DE0018020 | Patients requiring fracture fixation or orthopaedic corrective surgery
Orthopaedics | Trauma - Extramedullary fixation | Plate accessories | Non-locking screw | Depuy Synthes | Low Profile Cortex Screw Stardrive D 3.5 mm, self-tapping, length 60 mm, Stainless Steel | 02.206.260 | Standalone | DE0018020 | Patients requiring fracture fixation or orthopaedic corrective surgery
Orthopaedics | Trauma - Extramedullary fixation | Plate accessories | Non-locking screw | Depuy Synthes | Cannulated Conical Screw D 7.3mm, L 50mm | 02.207.250 | Standalone | DE0006552 | Patients requiring fracture fixation or orthopaedic corrective surgery
Orthopaedics | Trauma - Extramedullary fixation | Plate accessories | Non-locking screw | Depuy Synthes | Cannulated Conical Screw D 7.3mm, L 55mm | 02.207.255 | Standalone | DE0006552 | Patients requiring fracture fixation or orthopaedic corrective surgery
Orthopaedics | Trauma - Extramedullary fixation | Plate accessories | Non-locking screw | Depuy Synthes | Cannulated Conical Screw D 7.3mm, L 60mm | 02.207.260 | Standalone | DE0006552 | Patients requiring fracture fixation or orthopaedic corrective surgery
Orthopaedics | Trauma - Extramedullary fixation | Plate accessories | Non-locking screw | Depuy Synthes | Cannulated Conical Screw D 7.3mm, L 65mm | 02.207.265 | Standalone | DE0006552 | Patients requiring fracture fixation or orthopaedic corrective surgery
Orthopaedics | Trauma - Extramedullary fixation | Plate accessories | Non-locking screw | Depuy Synthes | Cannulated Conical Screw D 7.3mm, L 70mm | 02.207.270 | Standalone | DE0006552 | Patients requiring fracture fixation or orthopaedic corrective surgery
Orthopaedics | Trauma - Extramedullary fixation | Plate accessories | Non-locking screw | Depuy Synthes | Cannulated Conical Screw D 7.3mm, L 75mm | 02.207.275 | Standalone | DE0006552 | Patients requiring fracture fixation or orthopaedic corrective surgery
Orthopaedics | Trauma - Extramedullary fixation | Plate accessories | Non-locking screw | Depuy Synthes | Cannulated Conical Screw D 7.3mm, L 80mm | 02.207.280 | Standalone | DE0006552 | Patients requiring fracture fixation or orthopaedic corrective surgery
Orthopaedics | Trauma - Extramedullary fixation | Plate accessories | Non-locking screw | Depuy Synthes | Cannulated Conical Screw D 7.3mm, L 85mm | 02.207.285 | Standalone | DE0006552 | Patients requiring fracture fixation or orthopaedic corrective surgery
Orthopaedics | Trauma - Extramedullary fixation | Plate accessories | Non-locking screw | Depuy Synthes | Cannulated Conical Screw D 7.3mm, L 90mm | 02.207.290 | Standalone | DE0006552 | Patients requiring fracture fixation or orthopaedic corrective surgery
Orthopaedics | Trauma - Extramedullary fixation | Plate accessories | Non-locking screw | Depuy Synthes | Cannulated Conical Screw D 7.3mm, L 95mm | 02.207.295 | Standalone | DE0006552 | Patients requiring fracture fixation or orthopaedic corrective surgery
Orthopaedics | Trauma - Extramedullary fixation | Plate accessories | Non-locking screw | Depuy Synthes | Cannulated Conical Screw D 7.3 mm, short thread, length 50 mm, Stainless Steel | 02.207.450 | Standalone | DE0006552 | Patients requiring fracture fixation or orthopaedic corrective surgery
Orthopaedics | Trauma - Extramedullary fixation | Plate accessories | Non-locking screw | Depuy Synthes | Cannulated Conical Screw D 7.3 mm, short thread, length 55 mm, Stainless Steel | 02.207.455 | Standalone | DE0006552 | Patients requiring fracture fixation or orthopaedic corrective surgery
Orthopaedics | Trauma - Extramedullary fixation | Plate accessories | Non-locking screw | Depuy Synthes | Cannulated Conical Screw D 7.3 mm, short thread, length 60 mm, Stainless Steel | 02.207.460 | Standalone | DE0006552 | Patients requiring fracture fixation or orthopaedic corrective surgery
Orthopaedics | Trauma - Extramedullary fixation | Plate accessories | Non-locking screw | Depuy Synthes | Cannulated Conical Screw D 7.3 mm, short thread, length 65 mm, Stainless Steel | 02.207.465 | Standalone | DE0006552 | Patients requiring fracture fixation or orthopaedic corrective surgery
Orthopaedics | Trauma - Extramedullary fixation | Plate accessories | Non-locking screw | Depuy Synthes | Cannulated Conical Screw D 7.3 mm, short thread, length 70 mm, Stainless Steel | 02.207.470 | Standalone | DE0006552 | Patients requiring fracture fixation or orthopaedic corrective surgery
Orthopaedics | Trauma - Extramedullary fixation | Plate accessories | Non-locking screw | Depuy Synthes | Cannulated Conical Screw D 7.3 mm, short thread, length 75 mm, Stainless Steel | 02.207.475 | Standalone | DE0006552 | Patients requiring fracture fixation or orthopaedic corrective surgery
Orthopaedics | Trauma - Extramedullary fixation | Plate accessories | Non-locking screw | Depuy Synthes | Cannulated Conical Screw D 7.3 mm, short thread, length 80 mm, Stainless Steel | 02.207.480 | Standalone | DE0006552 | Patients requiring fracture fixation or orthopaedic corrective surgery
Orthopaedics | Trauma - Extramedullary fixation | Plate accessories | Non-locking screw | Depuy Synthes | Cannulated Conical Screw D 7.3 mm, short thread, length 85 mm, Stainless Steel | 02.207.485 | Standalone | DE0006552 | Patients requiring fracture fixation or orthopaedic corrective surgery
Orthopaedics | Trauma - Extramedullary fixation | Plate accessories | Non-locking screw | Depuy Synthes | Cannulated Conical Screw D 7.3 mm, short thread, length 90 mm, Stainless Steel | 02.207.490 | Standalone | DE0006552 | Patients requiring fracture fixation or orthopaedic corrective surgery
Orthopaedics | Trauma - Extramedullary fixation | Plate accessories | Non-locking screw | Depuy Synthes | Cannulated Conical Screw D 7.3 mm, short thread, length 95 mm, Stainless Steel | 02.207.495 | Standalone | DE0006552 | Patients requiring fracture fixation or orthopaedic corrective surgery
Orthopaedics | Trauma - Extramedullary fixation | Locking/combination plate | Locking/combination plate - Foot/ankle | Depuy Synthes | VA-Locking Calcaneal Plate 2.7, small, right | 02.211.400 | Standalone | DE0018855 | Patients requiring fracture fixation or orthopaedic corrective surgery
Orthopaedics | Trauma - Extramedullary fixation | Locking/combination plate | Locking/combination plate - Foot/ankle | Depuy Synthes | VA-Locking Calcaneal Plate 2.7, small, left | 02.211.401 | Standalone | DE0018855 | Patients requiring fracture fixation or orthopaedic corrective surgery
Orthopaedics | Trauma - Extramedullary fixation | Locking/combination plate | Locking/combination plate - Foot/ankle | Depuy Synthes | VA-Locking Calcaneal Plate 2.7, medium, length 64 mm, right, Stainless Steel | 02.211.402 | Standalone | DE0018855 | Patients requiring fracture fixation or orthopaedic corrective surgery
Orthopaedics | Trauma - Extramedullary fixation | Locking/combination plate | Locking/combination plate - Foot/ankle | Depuy Synthes | VA-Locking Calcaneal Plate 2.7, medium, length 64 mm, left, Stainless Steel | 02.211.403 | Standalone | DE0018855 | Patients requiring fracture fixation or orthopaedic corrective surgery
Orthopaedics | Trauma - Extramedullary fixation | Locking/combination plate | Locking/combination plate - Foot/ankle | Depuy Synthes | VA-Locking Calcaneal Plate 2.7, large, length 70 mm, right, Stainless Steel | 02.211.404 | Standalone | DE0018855 | Patients requiring fracture fixation or orthopaedic corrective surgery
Orthopaedics | Trauma - Extramedullary fixation | Locking/combination plate | Locking/combination plate - Foot/ankle | Depuy Synthes | VA-Locking Calcaneal Plate 2.7, large, length 70 mm, left, Stainless Steel | 02.211.405 | Standalone | DE0018855 | Patients requiring fracture fixation or orthopaedic corrective surgery
Orthopaedics | Trauma - Extramedullary fixation | Locking/combination plate | Locking/combination plate - Foot/ankle | Depuy Synthes | VA-Locking Calcaneal Plate 2.7, medium, length 64 mm, right, with Tabs, Stainless Steel | 02.211.406 | Standalone | DE0018855 | Patients requiring fracture fixation or orthopaedic corrective surgery
Orthopaedics | Trauma - Extramedullary fixation | Locking/combination plate | Locking/combination plate - Foot/ankle | Depuy Synthes | VA-Locking Calcaneal Plate 2.7, medium, length 64 mm, left, with Tabs, Stainless Steel | 02.211.407 | Standalone | DE0018855 | Patients requiring fracture fixation or orthopaedic corrective surgery
Orthopaedics | Trauma - Extramedullary fixation | Locking/combination plate | Locking/combination plate - Foot/ankle | Depuy Synthes | VA-Locking Calcaneal Plate 2.7, large, length 70 mm, right, with Tabs, Stainless Steel | 02.211.408 | Standalone | DE0018855 | Patients requiring fracture fixation or orthopaedic corrective surgery
Orthopaedics | Trauma - Extramedullary fixation | Locking/combination plate | Locking/combination plate - Foot/ankle | Depuy Synthes | VA-Locking Calcaneal Plate 2.7, large, length 70 mm, left, with Tabs, Stainless Steel | 02.211.409 | Standalone | DE0018855 | Patients requiring fracture fixation or orthopaedic corrective surgery
Orthopaedics | Trauma - Extramedullary fixation | Locking/combination plate | Locking/combination plate - Foot/ankle | Depuy Synthes | VA Locking Anterolateral Calcaneal Plate 2.7 SST | 02.211.410 | Standalone | DE0018855 | Patients requiring fracture fixation or orthopaedic corrective surgery
Orthopaedics | Trauma - Extramedullary fixation | Locking/combination plate | Locking/combination plate - Foot/ankle | Depuy Synthes | VA Locking Anterolateral Calcaneal Plate 2.7 | 02.211.411 | Standalone | DE0018855 | Patients requiring fracture fixation or orthopaedic corrective surgery
Orthopaedics | Trauma - Extramedullary fixation | Locking/combination plate | Locking/combination plate - Foot/ankle | Depuy Synthes | VA Locking Anterolateral Calcaneal Plate 2.7 | 02.211.412 | Standalone | DE0018855 | Patients requiring fracture fixation or orthopaedic corrective surgery
Orthopaedics | Trauma - Extramedullary fixation | Locking/combination plate | Locking/combination plate - Foot/ankle | Depuy Synthes | VA Locking Anterolateral Calcaneal Plate 2.7 | 02.211.413 | Standalone | DE0018855 | Patients requiring fracture fixation or orthopaedic corrective surgery
Orthopaedics | Trauma - Extramedullary fixation | Plate accessories | Non-locking screw | Depuy Synthes | Cortex Screw Stardrive D 1.5 mm, self-tapping, length 4 mm, Stainless Steel | 02.214.104 | Standalone | DE0018975 | Patients requiring fracture fixation or orthopaedic corrective surgery
Orthopaedics | Trauma - Extramedullary fixation | Plate accessories | Non-locking screw | Depuy Synthes | Cortex Screw Stardrive D 1.5 mm, self-tapping, length 5 mm, Stainless Steel | 02.214.105 | Standalone | DE0018975 | Patients requiring fracture fixation or orthopaedic corrective surgery
Orthopaedics | Trauma - Extramedullary fixation | Plate accessories | Non-locking screw | Depuy Synthes | Cortex Screw Stardrive D 1.5mm, self-tapp., L 6mm | 02.214.106 | Standalone | DE0018975 | Patients requiring fracture fixation or orthopaedic corrective surgery
Orthopaedics | Trauma - Extramedullary fixation | Plate accessories | Non-locking screw | Depuy Synthes | Cortex Screw Stardrive D 1.5mm, self-tapp., L 7mm | 02.214.107 | Standalone | DE0018975 | Patients requiring fracture fixation or orthopaedic corrective surgery
Orthopaedics | Trauma - Extramedullary fixation | Plate accessories | Non-locking screw | Depuy Synthes | Cortex Screw Stardrive D 1.5mm, self-tapp., L 8mm | 02.214.108 | Standalone | DE0018975 | Patients requiring fracture fixation or orthopaedic corrective surgery
Orthopaedics | Trauma - Extramedullary fixation | Plate accessories | Non-locking screw | Depuy Synthes | Cortex Screw Stardrive D 1.5mm, self-tapp., L 9mm | 02.214.109 | Standalone | DE0018975 | Patients requiring fracture fixation or orthopaedic corrective surgery
Orthopaedics | Trauma - Extramedullary fixation | Plate accessories | Non-locking screw | Depuy Synthes | Cortex Screw Stardrive D 1.5mm, self-tapp., L 10mm | 02.214.110 | Standalone | DE0018975 | Patients requiring fracture fixation or orthopaedic corrective surgery
Orthopaedics | Trauma - Extramedullary fixation | Plate accessories | Non-locking screw | Depuy Synthes | Cortex Screw Stardrive D 1.5mm, self-tapp., L 11mm | 02.214.111 | Standalone | DE0018975 | Patients requiring fracture fixation or orthopaedic corrective surgery
Orthopaedics | Trauma - Extramedullary fixation | Plate accessories | Non-locking screw | Depuy Synthes | Cortex Screw Stardrive D 1.5mm, self-tapp., L 12mm | 02.214.112 | Standalone | DE0018975 | Patients requiring fracture fixation or orthopaedic corrective surgery
Orthopaedics | Trauma - Extramedullary fixation | Plate accessories | Non-locking screw | Depuy Synthes | Cortex Screw Stardrive D 1.5mm, self-tapp., L 13mm | 02.214.113 | Standalone | DE0018975 | Patients requiring fracture fixation or orthopaedic corrective surgery
Orthopaedics | Trauma - Extramedullary fixation | Plate accessories | Non-locking screw | Depuy Synthes | Cortex Screw Stardrive D 1.5mm, self-tapp., L 14mm | 02.214.114 | Standalone | DE0018975 | Patients requiring fracture fixation or orthopaedic corrective surgery
Orthopaedics | Trauma - Extramedullary fixation | Plate accessories | Non-locking screw | Depuy Synthes | Cortex Screw Stardrive D 1.5mm, self-tapp., L15mm | 02.214.115 | Standalone | DE0018975 | Patients requiring fracture fixation or orthopaedic corrective surgery
Orthopaedics | Trauma - Extramedullary fixation | Plate accessories | Non-locking screw | Depuy Synthes | Cortex Screw Stardrive D 1.5mm, self-tapp., L 16mm | 02.214.116 | Standalone | DE0018975 | Patients requiring fracture fixation or orthopaedic corrective surgery
Orthopaedics | Trauma - Extramedullary fixation | Plate accessories | Non-locking screw | Depuy Synthes | Cortex Screw Stardrive D 1.5mm, self-tapp., L 18mm | 02.214.118 | Standalone | DE0018975 | Patients requiring fracture fixation or orthopaedic corrective surgery
Orthopaedics | Trauma - Extramedullary fixation | Plate accessories | Non-locking screw | Depuy Synthes | Cortex Screw Stardrive D 1.5mm, self-tapp., L 20mm | 02.214.120 | Standalone | DE0018975 | Patients requiring fracture fixation or orthopaedic corrective surgery
Orthopaedics | Trauma - Extramedullary fixation | Plate accessories | Non-locking screw | Depuy Synthes | Cortex Screw Stardrive D 1.5mm, self-tapp., L22mm | 02.214.122 | Standalone | DE0018975 | Patients requiring fracture fixation or orthopaedic corrective surgery
Orthopaedics | Trauma - Extramedullary fixation | Plate accessories | Non-locking screw | Depuy Synthes | Cortex Screw Stardrive D 1.5mm, self-tapp., L 24mm | 02.214.124 | Standalone | DE0018975 | Patients requiring fracture fixation or orthopaedic corrective surgery
Orthopaedics | Trauma - Extramedullary fixation | Plate accessories | Cerclage positioning pin/Cerclage button | Depuy Synthes | Cerclage Eye f/Screws D 4.5mm | 02.221.003.05 | Package | DE0006552 | Patients requiring fracture fixation or orthopaedic corrective surgery
Orthopaedics | Trauma - Extramedullary fixation | Plate accessories | Dynamic hip and condylar screw system accessories | Depuy Synthes | DHS Blade D 12.5mm, L 65mm | 02.224.065S | Standalone | DE0009032 | Patients requiring fracture fixation or orthopaedic corrective surgery
Orthopaedics | Trauma - Extramedullary fixation | Plate accessories | Dynamic hip and condylar screw system accessories | Depuy Synthes | DHS Blade D 12.5mm, L 70mm | 02.224.070S | Standalone | DE0009032 | Patients requiring fracture fixation or orthopaedic corrective surgery
Orthopaedics | Trauma - Extramedullary fixation | Plate accessories | Dynamic hip and condylar screw system accessories | Depuy Synthes | DHS Blade D 12.5mm, L 75mm | 02.224.075S | Standalone | DE0009032 | Patients requiring fracture fixation or orthopaedic corrective surgery
Orthopaedics | Trauma - Extramedullary fixation | Plate accessories | Dynamic hip and condylar screw system accessories | Depuy Synthes | DHS Blade D 12.5mm, L 80mm | 02.224.080S | Standalone | DE0009032 | Patients requiring fracture fixation or orthopaedic corrective surgery
Orthopaedics | Trauma - Extramedullary fixation | Plate accessories | Dynamic hip and condylar screw system accessories | Depuy Synthes | DHS Blade D 12.5mm, L 85mm | 02.224.085S | Standalone | DE0009032 | Patients requiring fracture fixation or orthopaedic corrective surgery
Orthopaedics | Trauma - Extramedullary fixation | Plate accessories | Dynamic hip and condylar screw system accessories | Depuy Synthes | DHS Blade D 12.5mm, L 90mm | 02.224.090S | Standalone | DE0009032 | Patients requiring fracture fixation or orthopaedic corrective surgery
Orthopaedics | Trauma - Extramedullary fixation | Plate accessories | Dynamic hip and condylar screw system accessories | Depuy Synthes | DHS Blade D 12.5mm, L 95mm | 02.224.095S | Standalone | DE0009032 | Patients requiring fracture fixation or orthopaedic corrective surgery
Orthopaedics | Trauma - Extramedullary fixation | Plate accessories | Dynamic hip and condylar screw system accessories | Depuy Synthes | DHS Blade D 12.5mm, L 100mm | 02.224.100S | Standalone | DE0009032 | Patients requiring fracture fixation or orthopaedic corrective surgery
Orthopaedics | Trauma - Extramedullary fixation | Plate accessories | Dynamic hip and condylar screw system accessories | Depuy Synthes | DHS Blade D 12.5mm, L 105mm | 02.224.105S | Standalone | DE0009032 | Patients requiring fracture fixation or orthopaedic corrective surgery
Orthopaedics | Trauma - Extramedullary fixation | Plate accessories | Dynamic hip and condylar screw system accessories | Depuy Synthes | DHS Blade D 12.5mm, L 110mm | 02.224.110S | Standalone | DE0009032 | Patients requiring fracture fixation or orthopaedic corrective surgery
Orthopaedics | Trauma - Extramedullary fixation | Plate accessories | Dynamic hip and condylar screw system accessories | Depuy Synthes | DHS Blade D 12.5mm, L 1456.25Dm | 02.224.115S | Standalone | DE0009032 | Patients requiring fracture fixation or orthopaedic corrective surgery
Orthopaedics | Trauma - Extramedullary fixation | Plate accessories | Dynamic hip and condylar screw system accessories | Depuy Synthes | DHS Blade D 12.5mm, L 120mm | 02.224.120S | Standalone | DE0009032 | Patients requiring fracture fixation or orthopaedic corrective surgery
Orthopaedics | Trauma - Extramedullary fixation | Plate accessories | Dynamic hip and condylar screw system accessories | Depuy Synthes | DHS Blade D 12.5mm, L 1760.418Dm | 02.224.125S | Standalone | DE0009032 | Patients requiring fracture fixation or orthopaedic corrective surgery
Orthopaedics | Trauma - Extramedullary fixation | Plate accessories | Dynamic hip and condylar screw system accessories | Depuy Synthes | DHS Blade D 12.5mm, L 1912.501Dm | 02.224.130S | Standalone | DE0009032 | Patients requiring fracture fixation or orthopaedic corrective surgery
Orthopaedics | Trauma - Extramedullary fixation | Locking/combination plate | Locking/combination plate - Femur | Depuy Synthes | LCP DHS Plate 135DEG, 2 holes, L 38/60mm | 02.224.222 | Standalone | DE0009032 | Patients requiring fracture fixation or orthopaedic corrective surgery
Orthopaedics | Trauma - Extramedullary fixation | Locking/combination plate | Locking/combination plate - Femur | Depuy Synthes | LCP DHS Plate 135DEG, 3 holes, L 38/76mm | 02.224.223 | Standalone | DE0009032 | Patients requiring fracture fixation or orthopaedic corrective surgery
Orthopaedics | Trauma - Extramedullary fixation | Locking/combination plate | Locking/combination plate - Femur | Depuy Synthes | LCP DHS Plate 135DEG, 4 holes, L 38/92mm | 02.224.224 | Standalone | DE0009032 | Patients requiring fracture fixation or orthopaedic corrective surgery
Orthopaedics | Trauma - Extramedullary fixation | Locking/combination plate | Locking/combination plate - Femur | Depuy Synthes | LCP DHS Plate 135DEG, 5 holes, L 38/108mm | 02.224.225 | Standalone | DE0009032 | Patients requiring fracture fixation or orthopaedic corrective surgery
Orthopaedics | Trauma - Extramedullary fixation | Locking/combination plate | Locking/combination plate - Femur | Depuy Synthes | LCP DHS Plate 135DEG, 6 holes, L 38/124mm | 02.224.226 | Standalone | DE0009032 | Patients requiring fracture fixation or orthopaedic corrective surgery
Orthopaedics | Trauma - Extramedullary fixation | Plate accessories | Cerclage positioning pin/Cerclage button | Depuy Synthes | Positioning Pin f/VA 5.0 cruciform | 02.231.022 | Standalone | DE0011112 | Patients requiring fracture fixation or orthopaedic corrective surgery
Orthopaedics | Trauma - Extramedullary fixation | Plate accessories | Locking screw | Depuy Synthes | VA Cannulated Locking Screw D 5.0mm, L 20mm | 02.231.620 | Standalone | DE0011112 | Patients requiring fracture fixation or orthopaedic corrective surgery
Orthopaedics | Trauma - Extramedullary fixation | Plate accessories | Locking screw | Depuy Synthes | VA Cannulated Locking Screw D 5.0mm, L 25mm | 02.231.625 | Standalone | DE0011112 | Patients requiring fracture fixation or orthopaedic corrective surgery
Orthopaedics | Trauma - External fixator | Ring external fixator accessories | Ring external fixator - Clamp | Depuy Synthes | WIRE BOLT OFFSET MR-SAFE | 03.311.051 | Standalone |  | Patients requiring fracture fixation or orthopaedic corrective surgery
Orthopaedics | Trauma - External fixator | Ring external fixator accessories | Ring external fixator - Rod/bar/tube | Depuy Synthes | THREAD-ROD SLOTTED L60 MR-SAFE | 03.311.106 | Standalone |  | Patients requiring fracture fixation or orthopaedic corrective surgery
Orthopaedics | Trauma - External fixator | Ring external fixator accessories | Ring external fixator - Rod/bar/tube | Depuy Synthes | THREAD-ROD SLOTTED L80 MR-SAFE | 03.311.108 | Standalone |  | Patients requiring fracture fixation or orthopaedic corrective surgery
Orthopaedics | Trauma - External fixator | Ring external fixator accessories | Ring external fixator - Rod/bar/tube | Depuy Synthes | THREAD-ROD SLOTTED L100 MR-SAFE | 03.311.110 | Standalone |  | Patients requiring fracture fixation or orthopaedic corrective surgery
Orthopaedics | Trauma - External fixator | Ring external fixator accessories | Ring external fixator - Rod/bar/tube | Depuy Synthes | THREAD-ROD L120 MR-SAFE | 03.311.112 | Standalone |  | Patients requiring fracture fixation or orthopaedic corrective surgery
Orthopaedics | Trauma - External fixator | Ring external fixator accessories | Ring external fixator - Rod/bar/tube | Depuy Synthes | THREAD-ROD L150 MR-SAFE | 03.311.115 | Standalone |  | Patients requiring fracture fixation or orthopaedic corrective surgery
Orthopaedics | Trauma - External fixator | Ring external fixator accessories | Ring external fixator - Rod/bar/tube | Depuy Synthes | THREAD-ROD L200 MR-SAFE | 03.311.120 | Standalone |  | Patients requiring fracture fixation or orthopaedic corrective surgery
Orthopaedics | Trauma - External fixator | Ring external fixator accessories | Ring external fixator - Rod/bar/tube | Depuy Synthes | THREAD-ROD L250 MR-SAFE | 03.311.125 | Standalone |  | Patients requiring fracture fixation or orthopaedic corrective surgery
Orthopaedics | Trauma - External fixator | Ring external fixator | Femoral arch | Depuy Synthes | TI Femoral Arch Plate 180MM Diameter, 90 degrees | 03.311.391 | Standalone |  | Patients requiring fracture fixation or orthopaedic corrective surgery
Orthopaedics | Trauma - External fixator | Ring external fixator | Partial ring | Depuy Synthes | MAXFRAME BRIDGING PL F/5/8 RING D 150 AL | 03.312.350 | Standalone |  | Patients requiring fracture fixation or orthopaedic corrective surgery
Orthopaedics | Trauma - External fixator | Ring external fixator | Partial ring | Depuy Synthes | MAXFRAME BRIDGING PL F/5/8 RING D 180 AL | 03.312.380 | Standalone |  | Patients requiring fracture fixation or orthopaedic corrective surgery
Orthopaedics | Trauma - External fixator | Ring external fixator | Partial ring | Depuy Synthes | MAXFRAME BRIDGING PL F/5/8 RING D 210 AL | 03.312.410 | Standalone |  | Patients requiring fracture fixation or orthopaedic corrective surgery
Orthopaedics | Trauma - External fixator | Ring external fixator accessories | Ring external fixator - Clamp | Depuy Synthes | MAXFRAME SHOULDER BOLT F/RING D8 | 03.312.830 | Standalone |  | Patients requiring fracture fixation or orthopaedic corrective surgery
Orthopaedics | Trauma - Intramedullary fixation | Nail accessories | Nail end cap/set screw | Depuy Synthes | Expert End Cap, solid, extension 0mm | 04.001.000S | Standalone | DE0006667 | Patients requiring fracture fixation or orthopaedic corrective surgery
Orthopaedics | Trauma - Intramedullary fixation | Nail accessories | Nail end cap/set screw | Depuy Synthes | Expert End Cap, solid, extension 5mm | 04.001.001S | Standalone | DE0006667 | Patients requiring fracture fixation or orthopaedic corrective surgery
Orthopaedics | Trauma - Intramedullary fixation | Nail accessories | Nail end cap/set screw | Depuy Synthes | Expert End Cap, solid, extension 10mm | 04.001.002S | Standalone | DE0006667 | Patients requiring fracture fixation or orthopaedic corrective surgery
Orthopaedics | Trauma - Intramedullary fixation | Nail accessories | Nail end cap/set screw | Depuy Synthes | Expert End Cap, solid, extension 15mm | 04.001.003S | Standalone | DE0006667 | Patients requiring fracture fixation or orthopaedic corrective surgery
Orthopaedics | Trauma - Intramedullary fixation | Nail accessories | Nail end cap/set screw | Depuy Synthes | Expert End Cap, f/Locking Screw, extension 0mm | 04.001.007S | Standalone | DE0006667 | Patients requiring fracture fixation or orthopaedic corrective surgery
Orthopaedics | Trauma - Intramedullary fixation | Nail accessories | Nail end cap/set screw | Depuy Synthes | Expert End Cap, f/Locking Screw, extension 5mm | 04.001.008S | Standalone | DE0006667 | Patients requiring fracture fixation or orthopaedic corrective surgery
Orthopaedics | Trauma - Intramedullary fixation | Nail accessories | Nail end cap/set screw | Depuy Synthes | Expert End Cap, f/Locking Screw, extension 10mm | 04.001.009S | Standalone | DE0006667 | Patients requiring fracture fixation or orthopaedic corrective surgery
Orthopaedics | Trauma - Intramedullary fixation | Nail accessories | Nail end cap/set screw | Depuy Synthes | Expert End Cap, f/Locking Screw, extension 15mm | 04.001.010S | Standalone | DE0006667 | Patients requiring fracture fixation or orthopaedic corrective surgery
Orthopaedics | Trauma - Intramedullary fixation | Nail accessories | Nail end cap/set screw | Depuy Synthes | Expert End Cap D 12.0mm, cannulated, 0mm | 04.003.000S | Standalone | DE0007059 | Patients requiring fracture fixation or orthopaedic corrective surgery
Orthopaedics | Trauma - Intramedullary fixation | Nail accessories | Nail end cap/set screw | Depuy Synthes | Expert End Cap D 12.0mm, 5mm | 04.003.001S | Standalone | DE0007059 | Patients requiring fracture fixation or orthopaedic corrective surgery
Orthopaedics | Trauma - Intramedullary fixation | Nail accessories | Nail end cap/set screw | Depuy Synthes | Expert End Cap D 12.0mm, 10mm | 04.003.002S | Standalone | DE0007059 | Patients requiring fracture fixation or orthopaedic corrective surgery
Orthopaedics | Trauma - Intramedullary fixation | Nail accessories | Nail end cap/set screw | Depuy Synthes | Expert End Cap D 12.0mm, 456.25Dm | 04.003.003S | Standalone | DE0007059 | Patients requiring fracture fixation or orthopaedic corrective surgery
Orthopaedics | Trauma - Intramedullary fixation | Nail accessories | Nail end cap/set screw | Depuy Synthes | Expert End Cap D 12.0mm, 20mm | 04.003.004S | Standalone | DE0007059 | Patients requiring fracture fixation or orthopaedic corrective surgery
Orthopaedics | Trauma - Intramedullary fixation | Nail accessories | Nail end cap/set screw | Depuy Synthes | Expert End Cap f/Tibial Nails D 8.0-13.0mm | 04.004.000S | Standalone | DE0006575 | Patients requiring fracture fixation or orthopaedic corrective surgery
Orthopaedics | Trauma - Intramedullary fixation | Nail accessories | Nail end cap/set screw | Depuy Synthes | Expert End Cap, extension 5mm | 04.004.001S | Standalone | DE0006575 | Patients requiring fracture fixation or orthopaedic corrective surgery
Orthopaedics | Trauma - Intramedullary fixation | Nail accessories | Nail end cap/set screw | Depuy Synthes | Expert End Cap, extension 10mm | 04.004.002S | Standalone | DE0006575 | Patients requiring fracture fixation or orthopaedic corrective surgery
Orthopaedics | Trauma - Intramedullary fixation | Nail accessories | Nail end cap/set screw | Depuy Synthes | Expert End Cap, extension 15mm | 04.004.003S | Standalone | DE0006575 | Patients requiring fracture fixation or orthopaedic corrective surgery
Orthopaedics | Trauma - Intramedullary fixation | Nail | Nail - Tibia - Without antibiotic coating | Depuy Synthes | Expert Tibial Nail D 8.0mm, cannulated, L 255mm | 04.004.231S | Standalone | DE0006575 | Patients requiring fracture fixation or orthopaedic corrective surgery
Orthopaedics | Trauma - Intramedullary fixation | Nail | Nail - Tibia - Without antibiotic coating | Depuy Synthes | Expert Tibial Nail D 8.0mm, cannulated, L 270mm | 04.004.234S | Standalone | DE0006575 | Patients requiring fracture fixation or orthopaedic corrective surgery
Orthopaedics | Trauma - Intramedullary fixation | Nail | Nail - Tibia - Without antibiotic coating | Depuy Synthes | Expert Tibial Nail D 8.0mm, cannulated, L 285mm | 04.004.237S | Standalone | DE0006575 | Patients requiring fracture fixation or orthopaedic corrective surgery
Orthopaedics | Trauma - Intramedullary fixation | Nail | Nail - Tibia - Without antibiotic coating | Depuy Synthes | Expert Tibial Nail D 8.0mm, cannulated, L 300mm | 04.004.240S | Standalone | DE0006575 | Patients requiring fracture fixation or orthopaedic corrective surgery
Orthopaedics | Trauma - Intramedullary fixation | Nail | Nail - Tibia - Without antibiotic coating | Depuy Synthes | Expert Tibial Nail D 8.0mm, cannulated, L 3456.25Dm | 04.004.243S | Standalone | DE0006575 | Patients requiring fracture fixation or orthopaedic corrective surgery
Orthopaedics | Trauma - Intramedullary fixation | Nail | Nail - Tibia - Without antibiotic coating | Depuy Synthes | Expert Tibial Nail D 8.0mm, cannulated, L 3912.501Dm | 04.004.246S | Standalone | DE0006575 | Patients requiring fracture fixation or orthopaedic corrective surgery
Orthopaedics | Trauma - Intramedullary fixation | Nail | Nail - Tibia - Without antibiotic coating | Depuy Synthes | Expert Tibial Nail D 8.0mm, cannulated, L 345mm | 04.004.249S | Standalone | DE0006575 | Patients requiring fracture fixation or orthopaedic corrective surgery
Orthopaedics | Trauma - Intramedullary fixation | Nail | Nail - Tibia - Without antibiotic coating | Depuy Synthes | Expert Tibial Nail D 8.0mm, cannulated, L 360mm | 04.004.252S | Standalone | DE0006575 | Patients requiring fracture fixation or orthopaedic corrective surgery
Orthopaedics | Trauma - Intramedullary fixation | Nail | Nail - Tibia - Without antibiotic coating | Depuy Synthes | Expert Tibial Nail D 8.0mm, cannulated, L 375mm | 04.004.255S | Standalone | DE0006575 | Patients requiring fracture fixation or orthopaedic corrective surgery
Orthopaedics | Trauma - Intramedullary fixation | Nail | Nail - Tibia - Without antibiotic coating | Depuy Synthes | Expert Tibial Nail D 8.0mm, cannulated, L 390mm | 04.004.258S | Standalone | DE0006575 | Patients requiring fracture fixation or orthopaedic corrective surgery
Orthopaedics | Trauma - Intramedullary fixation | Nail | Nail - Tibia - Without antibiotic coating | Depuy Synthes | Expert Tibial Nail D 8.0mm, cannulated, L 405mm | 04.004.261S | Standalone | DE0006575 | Patients requiring fracture fixation or orthopaedic corrective surgery
Orthopaedics | Trauma - Intramedullary fixation | Nail | Nail - Tibia - Without antibiotic coating | Depuy Synthes | Expert Tibial Nail D 8.0mm, cannulated, L 420mm | 04.004.264S | Standalone | DE0006575 | Patients requiring fracture fixation or orthopaedic corrective surgery
Orthopaedics | Trauma - Intramedullary fixation | Nail | Nail - Tibia - Without antibiotic coating | Depuy Synthes | Expert Tibial Nail D 9.0mm, cannulated, L 255mm | 04.004.331S | Standalone | DE0006575 | Patients requiring fracture fixation or orthopaedic corrective surgery
Orthopaedics | Trauma - Intramedullary fixation | Nail | Nail - Tibia - Without antibiotic coating | Depuy Synthes | Expert Tibial Nail D 9.0mm, cannulated, L 270mm | 04.004.334S | Standalone | DE0006575 | Patients requiring fracture fixation or orthopaedic corrective surgery
Orthopaedics | Trauma - Intramedullary fixation | Nail | Nail - Tibia - Without antibiotic coating | Depuy Synthes | Expert Tibial Nail D 9.0mm, cannulated, L 285mm | 04.004.337S | Standalone | DE0006575 | Patients requiring fracture fixation or orthopaedic corrective surgery
Orthopaedics | Trauma - Intramedullary fixation | Nail | Nail - Tibia - Without antibiotic coating | Depuy Synthes | Expert Tibial Nail D 9.0mm, cannulated, L 300mm | 04.004.340S | Standalone | DE0006575 | Patients requiring fracture fixation or orthopaedic corrective surgery
Orthopaedics | Trauma - Intramedullary fixation | Nail | Nail - Tibia - Without antibiotic coating | Depuy Synthes | Expert Tibial Nail D 9.0mm, cannulated, L 315mm | 04.004.343S | Standalone | DE0006575 | Patients requiring fracture fixation or orthopaedic corrective surgery
Orthopaedics | Trauma - Intramedullary fixation | Nail | Nail - Tibia - Without antibiotic coating | Depuy Synthes | Expert Tibial Nail D 9.0mm, cannulated, L 330mm | 04.004.346S | Standalone | DE0006575 | Patients requiring fracture fixation or orthopaedic corrective surgery
Orthopaedics | Trauma - Intramedullary fixation | Nail | Nail - Tibia - Without antibiotic coating | Depuy Synthes | Expert Tibial Nail D 9.0mm, cannulated, L 360mm | 04.004.352S | Standalone | DE0006575 | Patients requiring fracture fixation or orthopaedic corrective surgery
Orthopaedics | Trauma - Intramedullary fixation | Nail | Nail - Tibia - Without antibiotic coating | Depuy Synthes | Expert Tibial Nail D 9.0mm, cannulated, L 375mm | 04.004.355S | Standalone | DE0006575 | Patients requiring fracture fixation or orthopaedic corrective surgery
Orthopaedics | Trauma - Intramedullary fixation | Nail | Nail - Tibia - Without antibiotic coating | Depuy Synthes | Expert Tibial Nail D 9.0mm, cannulated, L 390mm | 04.004.358S | Standalone | DE0006575 | Patients requiring fracture fixation or orthopaedic corrective surgery
Orthopaedics | Trauma - Intramedullary fixation | Nail | Nail - Tibia - Without antibiotic coating | Depuy Synthes | Expert Tibial Nail D 9.0mm, cannulated, L 405mm | 04.004.361S | Standalone | DE0006575 | Patients requiring fracture fixation or orthopaedic corrective surgery
Orthopaedics | Trauma - Intramedullary fixation | Nail | Nail - Tibia - Without antibiotic coating | Depuy Synthes | Expert Tibial Nail D 9.0mm, cannulated, L 420mm | 04.004.364S | Standalone | DE0006575 | Patients requiring fracture fixation or orthopaedic corrective surgery
Orthopaedics | Trauma - Intramedullary fixation | Nail | Nail - Tibia - Without antibiotic coating | Depuy Synthes | Expert Tibial Nail D 9.0mm, cannulated, L 435mm | 04.004.367S | Standalone | DE0006575 | Patients requiring fracture fixation or orthopaedic corrective surgery
Orthopaedics | Trauma - Intramedullary fixation | Nail | Nail - Tibia - Without antibiotic coating | Depuy Synthes | Expert Tibial Nail D 9.0mm, cannulated, L 450mm | 04.004.370S | Standalone | DE0006575 | Patients requiring fracture fixation or orthopaedic corrective surgery
Orthopaedics | Trauma - Intramedullary fixation | Nail | Nail - Tibia - Without antibiotic coating | Depuy Synthes | Expert Tibial Nail D 9.0mm, cannulated, L 465mm | 04.004.373S | Standalone | DE0006575 | Patients requiring fracture fixation or orthopaedic corrective surgery
Orthopaedics | Trauma - Intramedullary fixation | Nail | Nail - Tibia - Without antibiotic coating | Depuy Synthes | Expert Tibial Nail D 10.0mm, cannulated, L 255mm | 04.004.431S | Standalone | DE0006575 | Patients requiring fracture fixation or orthopaedic corrective surgery
Orthopaedics | Trauma - Intramedullary fixation | Nail | Nail - Tibia - Without antibiotic coating | Depuy Synthes | Expert Tibial Nail D 10.0mm, cannulated, L 270mm | 04.004.434S | Standalone | DE0006575 | Patients requiring fracture fixation or orthopaedic corrective surgery
Orthopaedics | Trauma - Intramedullary fixation | Nail | Nail - Tibia - Without antibiotic coating | Depuy Synthes | Expert Tibial Nail D 10.0mm, cannulated, L 285mm | 04.004.437S | Standalone | DE0006575 | Patients requiring fracture fixation or orthopaedic corrective surgery
Orthopaedics | Trauma - Intramedullary fixation | Nail | Nail - Tibia - Without antibiotic coating | Depuy Synthes | Expert Tibial Nail D 10.0mm, cannulated, L 300mm | 04.004.440S | Standalone | DE0006575 | Patients requiring fracture fixation or orthopaedic corrective surgery
Orthopaedics | Trauma - Intramedullary fixation | Nail | Nail - Tibia - Without antibiotic coating | Depuy Synthes | Expert Tibial Nail D 10.0mm, cannulated, L 3456.25Dm | 04.004.443S | Standalone | DE0006575 | Patients requiring fracture fixation or orthopaedic corrective surgery
Orthopaedics | Trauma - Intramedullary fixation | Nail | Nail - Tibia - Without antibiotic coating | Depuy Synthes | Expert Tibial Nail D 10.0mm, cannulated, L 3912.501Dm | 04.004.446S | Standalone | DE0006575 | Patients requiring fracture fixation or orthopaedic corrective surgery
Orthopaedics | Trauma - Intramedullary fixation | Nail | Nail - Tibia - Without antibiotic coating | Depuy Synthes | Expert Tibial Nail D 10.0mm, cannulated, L 345mm | 04.004.449S | Standalone | DE0006575 | Patients requiring fracture fixation or orthopaedic corrective surgery
Orthopaedics | Trauma - Intramedullary fixation | Nail | Nail - Tibia - Without antibiotic coating | Depuy Synthes | Expert Tibial Nail D 10.0mm, cannulated, L 360mm | 04.004.452S | Standalone | DE0006575 | Patients requiring fracture fixation or orthopaedic corrective surgery
Orthopaedics | Trauma - Intramedullary fixation | Nail | Nail - Tibia - Without antibiotic coating | Depuy Synthes | Expert Tibial Nail D 10.0mm, cannulated, L 375mm | 04.004.455S | Standalone | DE0006575 | Patients requiring fracture fixation or orthopaedic corrective surgery
Orthopaedics | Trauma - Intramedullary fixation | Nail | Nail - Tibia - Without antibiotic coating | Depuy Synthes | Expert Tibial Nail D 10.0mm, cannulated, L 390mm | 04.004.458S | Standalone | DE0006575 | Patients requiring fracture fixation or orthopaedic corrective surgery
Orthopaedics | Trauma - Intramedullary fixation | Nail | Nail - Tibia - Without antibiotic coating | Depuy Synthes | Expert Tibial Nail D 10.0mm, cannulated, L 405mm | 04.004.461S | Standalone | DE0006575 | Patients requiring fracture fixation or orthopaedic corrective surgery
Orthopaedics | Trauma - Intramedullary fixation | Nail | Nail - Tibia - Without antibiotic coating | Depuy Synthes | Expert Tibial Nail D 10.0mm, cannulated, L 420mm | 04.004.464S | Standalone | DE0006575 | Patients requiring fracture fixation or orthopaedic corrective surgery
Orthopaedics | Trauma - Intramedullary fixation | Nail | Nail - Tibia - Without antibiotic coating | Depuy Synthes | Expert Tibial Nail D 10.0mm, cannulated, L 435mm | 04.004.467S | Standalone | DE0006575 | Patients requiring fracture fixation or orthopaedic corrective surgery
Orthopaedics | Trauma - Intramedullary fixation | Nail | Nail - Tibia - Without antibiotic coating | Depuy Synthes | Expert Tibial Nail D 10.0mm, cannulated, L 450mm | 04.004.470S | Standalone | DE0006575 | Patients requiring fracture fixation or orthopaedic corrective surgery
Orthopaedics | Trauma - Intramedullary fixation | Nail | Nail - Tibia - Without antibiotic coating | Depuy Synthes | Expert Tibial Nail D 10.0mm, cannulated, L 465mm | 04.004.473S | Standalone | DE0006575 | Patients requiring fracture fixation or orthopaedic corrective surgery
Orthopaedics | Trauma - Intramedullary fixation | Nail | Nail - Tibia - Without antibiotic coating | Depuy Synthes | Expert Tibial Nail D 11.0mm, cannulated, L 255mm | 04.004.531S | Standalone | DE0006575 | Patients requiring fracture fixation or orthopaedic corrective surgery
Orthopaedics | Trauma - Intramedullary fixation | Nail | Nail - Tibia - Without antibiotic coating | Depuy Synthes | Expert Tibial Nail D 11.0mm, cannulated, L 270mm | 04.004.534S | Standalone | DE0006575 | Patients requiring fracture fixation or orthopaedic corrective surgery
Orthopaedics | Trauma - Intramedullary fixation | Nail | Nail - Tibia - Without antibiotic coating | Depuy Synthes | Expert Tibial Nail D 11.0mm, cannulated, L 285mm | 04.004.537S | Standalone | DE0006575 | Patients requiring fracture fixation or orthopaedic corrective surgery
Orthopaedics | Trauma - Intramedullary fixation | Nail | Nail - Tibia - Without antibiotic coating | Depuy Synthes | Expert Tibial Nail D 11.0mm, cannulated, L 300mm | 04.004.540S | Standalone | DE0006575 | Patients requiring fracture fixation or orthopaedic corrective surgery
Orthopaedics | Trauma - Intramedullary fixation | Nail | Nail - Tibia - Without antibiotic coating | Depuy Synthes | Expert Tibial Nail D 11.0mm, cannulated, L 3456.25Dm | 04.004.543S | Standalone | DE0006575 | Patients requiring fracture fixation or orthopaedic corrective surgery
Orthopaedics | Trauma - Intramedullary fixation | Nail | Nail - Tibia - Without antibiotic coating | Depuy Synthes | Expert Tibial Nail D 11.0mm, cannulated, L 3912.501Dm | 04.004.546S | Standalone | DE0006575 | Patients requiring fracture fixation or orthopaedic corrective surgery
Orthopaedics | Trauma - Intramedullary fixation | Nail | Nail - Tibia - Without antibiotic coating | Depuy Synthes | Expert Tibial Nail D 11.0mm, cannulated, L 360mm | 04.004.552S | Standalone | DE0006575 | Patients requiring fracture fixation or orthopaedic corrective surgery
Orthopaedics | Trauma - Intramedullary fixation | Nail | Nail - Tibia - Without antibiotic coating | Depuy Synthes | Expert Tibial Nail D 11.0mm, cannulated, L 375mm | 04.004.555S | Standalone | DE0006575 | Patients requiring fracture fixation or orthopaedic corrective surgery
Orthopaedics | Trauma - Intramedullary fixation | Nail | Nail - Tibia - Without antibiotic coating | Depuy Synthes | Expert Tibial Nail D 11.0mm, cannulated, L 390mm | 04.004.558S | Standalone | DE0006575 | Patients requiring fracture fixation or orthopaedic corrective surgery
Orthopaedics | Trauma - Intramedullary fixation | Nail | Nail - Tibia - Without antibiotic coating | Depuy Synthes | Expert Tibial Nail D 11.0mm, cannulated, L 405mm | 04.004.561S | Standalone | DE0006575 | Patients requiring fracture fixation or orthopaedic corrective surgery
Orthopaedics | Trauma - Intramedullary fixation | Nail | Nail - Tibia - Without antibiotic coating | Depuy Synthes | Expert Tibial Nail D 11.0mm, cannulated, L 420mm | 04.004.564S | Standalone | DE0006575 | Patients requiring fracture fixation or orthopaedic corrective surgery
Orthopaedics | Trauma - Intramedullary fixation | Nail | Nail - Tibia - Without antibiotic coating | Depuy Synthes | Expert Tibial Nail D 11.0mm, cannulated, L 435mm | 04.004.567S | Standalone | DE0006575 | Patients requiring fracture fixation or orthopaedic corrective surgery
Orthopaedics | Trauma - Intramedullary fixation | Nail | Nail - Tibia - Without antibiotic coating | Depuy Synthes | Expert Tibial Nail D 11.0mm, cannulated, L 450mm | 04.004.570S | Standalone | DE0006575 | Patients requiring fracture fixation or orthopaedic corrective surgery
Orthopaedics | Trauma - Intramedullary fixation | Nail | Nail - Tibia - Without antibiotic coating | Depuy Synthes | Expert Tibial Nail D 11.0mm, cannulated, L 465mm | 04.004.573S | Standalone | DE0006575 | Patients requiring fracture fixation or orthopaedic corrective surgery
Orthopaedics | Trauma - Intramedullary fixation | Nail | Nail - Tibia - Without antibiotic coating | Depuy Synthes | Expert Tibial Nail D 12.0mm, cannulated, L 255mm | 04.004.631S | Standalone | DE0006575 | Patients requiring fracture fixation or orthopaedic corrective surgery
Orthopaedics | Trauma - Intramedullary fixation | Nail | Nail - Tibia - Without antibiotic coating | Depuy Synthes | Expert Tibial Nail D 12.0mm, cannulated, L 270mm | 04.004.634S | Standalone | DE0006575 | Patients requiring fracture fixation or orthopaedic corrective surgery
Orthopaedics | Trauma - Intramedullary fixation | Nail | Nail - Tibia - Without antibiotic coating | Depuy Synthes | Expert Tibial Nail D 12.0mm, cannulated, L 285mm | 04.004.637S | Standalone | DE0006575 | Patients requiring fracture fixation or orthopaedic corrective surgery
Orthopaedics | Trauma - Intramedullary fixation | Nail | Nail - Tibia - Without antibiotic coating | Depuy Synthes | Expert Tibial Nail D 12.0mm, cannulated, L 300mm | 04.004.640S | Standalone | DE0006575 | Patients requiring fracture fixation or orthopaedic corrective surgery
Orthopaedics | Trauma - Intramedullary fixation | Nail | Nail - Tibia - Without antibiotic coating | Depuy Synthes | Expert Tibial Nail D 12.0mm, cannulated, L 315mm | 04.004.643S | Standalone | DE0006575 | Patients requiring fracture fixation or orthopaedic corrective surgery
Orthopaedics | Trauma - Intramedullary fixation | Nail | Nail - Tibia - Without antibiotic coating | Depuy Synthes | Expert Tibial Nail D 12.0mm, cannulated, L 330mm | 04.004.646S | Standalone | DE0006575 | Patients requiring fracture fixation or orthopaedic corrective surgery
Orthopaedics | Trauma - Intramedullary fixation | Nail | Nail - Tibia - Without antibiotic coating | Depuy Synthes | Expert Tibial Nail D 12.0mm, cannulated, L 345mm | 04.004.649S | Standalone | DE0006575 | Patients requiring fracture fixation or orthopaedic corrective surgery
Orthopaedics | Trauma - Intramedullary fixation | Nail | Nail - Tibia - Without antibiotic coating | Depuy Synthes | Expert Tibial Nail D 12.0mm, cannulated, L 360mm | 04.004.652S | Standalone | DE0006575 | Patients requiring fracture fixation or orthopaedic corrective surgery
Orthopaedics | Trauma - Intramedullary fixation | Nail | Nail - Tibia - Without antibiotic coating | Depuy Synthes | Expert Tibial Nail D 12.0mm, cannulated, L 375mm | 04.004.655S | Standalone | DE0006575 | Patients requiring fracture fixation or orthopaedic corrective surgery
Orthopaedics | Trauma - Intramedullary fixation | Nail | Nail - Tibia - Without antibiotic coating | Depuy Synthes | Expert Tibial Nail D 12.0mm, cannulated, L 390mm | 04.004.658S | Standalone | DE0006575 | Patients requiring fracture fixation or orthopaedic corrective surgery
Orthopaedics | Trauma - Intramedullary fixation | Nail | Nail - Tibia - Without antibiotic coating | Depuy Synthes | Expert Tibial Nail D 12.0mm, cannulated, L 405mm | 04.004.661S | Standalone | DE0006575 | Patients requiring fracture fixation or orthopaedic corrective surgery
Orthopaedics | Trauma - Intramedullary fixation | Nail | Nail - Tibia - Without antibiotic coating | Depuy Synthes | Expert Tibial Nail D 12.0mm, cannulated, L 420mm | 04.004.664S | Standalone | DE0006575 | Patients requiring fracture fixation or orthopaedic corrective surgery
Orthopaedics | Trauma - Intramedullary fixation | Nail | Nail - Tibia - Without antibiotic coating | Depuy Synthes | Expert Tibial Nail D 12.0mm, cannulated, L 435mm | 04.004.667S | Standalone | DE0006575 | Patients requiring fracture fixation or orthopaedic corrective surgery
Orthopaedics | Trauma - Intramedullary fixation | Nail | Nail - Tibia - Without antibiotic coating | Depuy Synthes | Expert Tibial Nail D 12.0mm, cannulated, L 450mm | 04.004.670S | Standalone | DE0006575 | Patients requiring fracture fixation or orthopaedic corrective surgery
Orthopaedics | Trauma - Intramedullary fixation | Nail | Nail - Tibia - Without antibiotic coating | Depuy Synthes | Expert Tibial Nail D 12.0mm, cannulated, L 465mm | 04.004.673S | Standalone | DE0006575 | Patients requiring fracture fixation or orthopaedic corrective surgery
Orthopaedics | Trauma - Intramedullary fixation | Nail | Nail - Tibia - Without antibiotic coating | Depuy Synthes | Expert Tibial Nail D 13.0mm, cannulated, L 255mm | 04.004.731S | Standalone | DE0006575 | Patients requiring fracture fixation or orthopaedic corrective surgery
Orthopaedics | Trauma - Intramedullary fixation | Nail | Nail - Tibia - Without antibiotic coating | Depuy Synthes | Expert Tibial Nail D 13.0mm, cannulated, L 270mm | 04.004.734S | Standalone | DE0006575 | Patients requiring fracture fixation or orthopaedic corrective surgery
Orthopaedics | Trauma - Intramedullary fixation | Nail | Nail - Tibia - Without antibiotic coating | Depuy Synthes | Expert Tibial Nail D 13.0mm, cannulated, L 285mm | 04.004.737S | Standalone | DE0006575 | Patients requiring fracture fixation or orthopaedic corrective surgery
Orthopaedics | Trauma - Intramedullary fixation | Nail | Nail - Tibia - Without antibiotic coating | Depuy Synthes | Expert Tibial Nail D 13.0mm, cannulated, L 300mm | 04.004.740S | Standalone | DE0006575 | Patients requiring fracture fixation or orthopaedic corrective surgery
Orthopaedics | Trauma - Intramedullary fixation | Nail | Nail - Tibia - Without antibiotic coating | Depuy Synthes | Expert Tibial Nail D 13.0mm, cannulated, L 315mm | 04.004.743S | Standalone | DE0006575 | Patients requiring fracture fixation or orthopaedic corrective surgery
Orthopaedics | Trauma - Intramedullary fixation | Nail | Nail - Tibia - Without antibiotic coating | Depuy Synthes | Expert Tibial Nail D 13.0mm, cannulated, L 330mm | 04.004.746S | Standalone | DE0006575 | Patients requiring fracture fixation or orthopaedic corrective surgery
Orthopaedics | Trauma - Intramedullary fixation | Nail | Nail - Tibia - Without antibiotic coating | Depuy Synthes | Expert Tibial Nail D 13.0mm, cannulated, L 345mm | 04.004.749S | Standalone | DE0006575 | Patients requiring fracture fixation or orthopaedic corrective surgery
Orthopaedics | Trauma - Intramedullary fixation | Nail | Nail - Tibia - Without antibiotic coating | Depuy Synthes | Expert Tibial Nail D 13.0mm, cannulated, L 360mm | 04.004.752S | Standalone | DE0006575 | Patients requiring fracture fixation or orthopaedic corrective surgery
Orthopaedics | Trauma - Intramedullary fixation | Nail | Nail - Tibia - Without antibiotic coating | Depuy Synthes | Expert Tibial Nail D 13.0mm, cannulated, L 375mm | 04.004.755S | Standalone | DE0006575 | Patients requiring fracture fixation or orthopaedic corrective surgery
Orthopaedics | Trauma - Intramedullary fixation | Nail | Nail - Tibia - Without antibiotic coating | Depuy Synthes | Expert Tibial Nail D 13.0mm, cannulated, L 390mm | 04.004.758S | Standalone | DE0006575 | Patients requiring fracture fixation or orthopaedic corrective surgery
Orthopaedics | Trauma - Intramedullary fixation | Nail | Nail - Tibia - Without antibiotic coating | Depuy Synthes | Expert Tibial Nail D 13.0mm, cannulated, L 405mm | 04.004.761S | Standalone | DE0006575 | Patients requiring fracture fixation or orthopaedic corrective surgery
Orthopaedics | Trauma - Intramedullary fixation | Nail | Nail - Tibia - Without antibiotic coating | Depuy Synthes | Expert Tibial Nail D 13.0mm, cannulated, L 420mm | 04.004.764S | Standalone | DE0006575 | Patients requiring fracture fixation or orthopaedic corrective surgery
Orthopaedics | Trauma - Intramedullary fixation | Nail | Nail - Tibia - Without antibiotic coating | Depuy Synthes | Expert Tibial Nail D 13.0mm, cannulated, L 435mm | 04.004.767S | Standalone | DE0006575 | Patients requiring fracture fixation or orthopaedic corrective surgery
Orthopaedics | Trauma - Intramedullary fixation | Nail | Nail - Tibia - Without antibiotic coating | Depuy Synthes | Expert Tibial Nail D 13.0mm, cannulated, L 450mm | 04.004.770S | Standalone | DE0006575 | Patients requiring fracture fixation or orthopaedic corrective surgery
Orthopaedics | Trauma - Intramedullary fixation | Nail | Nail - Tibia - Without antibiotic coating | Depuy Synthes | Expert Tibial Nail D 13.0mm, cannulated, L 465mm | 04.004.773S | Standalone | DE0006575 | Patients requiring fracture fixation or orthopaedic corrective surgery
Orthopaedics | Trauma - Intramedullary fixation | Nail accessories | Interlocking screw | Depuy Synthes | Locking Screw Stardrive D 4.0mm, L 18mm, f/Medullary Nails, Sterile | 04.005.408S | Standalone | DE0006575 | Patients requiring fracture fixation or orthopaedic corrective surgery
Orthopaedics | Trauma - Intramedullary fixation | Nail accessories | Interlocking screw | Depuy Synthes | Locking Screw Stardrive D 4.0mm, L 20mm, f/Medullary Nails, Sterile | 04.005.410S | Standalone | DE0006575 | Patients requiring fracture fixation or orthopaedic corrective surgery
Orthopaedics | Trauma - Intramedullary fixation | Nail accessories | Interlocking screw | Depuy Synthes | Locking Screw Stardrive D 4.0mm, L 22mm, f/Medullary Nails, Sterile | 04.005.412S | Standalone | DE0006575 | Patients requiring fracture fixation or orthopaedic corrective surgery
Orthopaedics | Trauma - Intramedullary fixation | Nail accessories | Interlocking screw | Depuy Synthes | Locking Screw Stardrive D 4.0mm, L 24mm, f/Medullary Nails, Sterile | 04.005.414S | Standalone | DE0006575 | Patients requiring fracture fixation or orthopaedic corrective surgery
Orthopaedics | Trauma - Intramedullary fixation | Nail accessories | Interlocking screw | Depuy Synthes | Locking Screw Stardrive D 4.0mm, L 26mm, f/Medullary Nails, Sterile | 04.005.416S | Standalone | DE0006575 | Patients requiring fracture fixation or orthopaedic corrective surgery
Orthopaedics | Trauma - Intramedullary fixation | Nail accessories | Interlocking screw | Depuy Synthes | Locking Screw Stardrive D 4.0mm, L 28mm, f/Medullary Nails, Sterile | 04.005.418S | Standalone | DE0006575 | Patients requiring fracture fixation or orthopaedic corrective surgery
Orthopaedics | Trauma - Intramedullary fixation | Nail accessories | Interlocking screw | Depuy Synthes | Locking Screw Stardrive D 4.0mm, L 30mm, f/Medullary Nails, Sterile | 04.005.420S | Standalone | DE0006575 | Patients requiring fracture fixation or orthopaedic corrective surgery
Orthopaedics | Trauma - Intramedullary fixation | Nail accessories | Interlocking screw | Depuy Synthes | Locking Screw Stardrive D 4.0mm, L 32mm, f/Medullary Nails, Sterile | 04.005.422S | Standalone | DE0006575 | Patients requiring fracture fixation or orthopaedic corrective surgery
Orthopaedics | Trauma - Intramedullary fixation | Nail accessories | Interlocking screw | Depuy Synthes | Locking Screw Stardrive D 4.0mm, L 34mm, f/Medullary Nails, Sterile | 04.005.424S | Standalone | DE0006575 | Patients requiring fracture fixation or orthopaedic corrective surgery
Orthopaedics | Trauma - Intramedullary fixation | Nail accessories | Interlocking screw | Depuy Synthes | Locking Screw Stardrive D 4.0mm, L 36mm, f/Medullary Nails, Sterile | 04.005.426S | Standalone | DE0006575 | Patients requiring fracture fixation or orthopaedic corrective surgery
Orthopaedics | Trauma - Intramedullary fixation | Nail accessories | Interlocking screw | Depuy Synthes | Locking Screw Stardrive D 4.0mm, L 38mm, f/Medullary Nails, Sterile | 04.005.428S | Standalone | DE0006575 | Patients requiring fracture fixation or orthopaedic corrective surgery
Orthopaedics | Trauma - Intramedullary fixation | Nail accessories | Interlocking screw | Depuy Synthes | Locking Screw Stardrive D 4.0mm, L 40mm, f/Medullary Nails, Sterile | 04.005.430S | Standalone | DE0006575 | Patients requiring fracture fixation or orthopaedic corrective surgery
Orthopaedics | Trauma - Intramedullary fixation | Nail accessories | Interlocking screw | Depuy Synthes | Locking Screw Stardrive D 4.0mm, L 42mm, f/Medullary Nails, Sterile | 04.005.432S | Standalone | DE0006575 | Patients requiring fracture fixation or orthopaedic corrective surgery
Orthopaedics | Trauma - Intramedullary fixation | Nail accessories | Interlocking screw | Depuy Synthes | Locking Screw Stardrive D 4.0mm, L 44mm, f/Medullary Nails, Sterile | 04.005.434S | Standalone | DE0006575 | Patients requiring fracture fixation or orthopaedic corrective surgery
Orthopaedics | Trauma - Intramedullary fixation | Nail accessories | Interlocking screw | Depuy Synthes | Locking Screw Stardrive D 4.0mm, L 46mm, f/Medullary Nails, Sterile | 04.005.436S | Standalone | DE0006575 | Patients requiring fracture fixation or orthopaedic corrective surgery
Orthopaedics | Trauma - Intramedullary fixation | Nail accessories | Interlocking screw | Depuy Synthes | Locking Screw Stardrive D 4.0mm, L 48mm, f/Medullary Nails, Sterile | 04.005.438S | Standalone | DE0006575 | Patients requiring fracture fixation or orthopaedic corrective surgery
Orthopaedics | Trauma - Intramedullary fixation | Nail accessories | Interlocking screw | Depuy Synthes | Locking Screw Stardrive D 4.0mm, L 50mm, f/Medullary Nails, Sterile | 04.005.440S | Standalone | DE0006575 | Patients requiring fracture fixation or orthopaedic corrective surgery
Orthopaedics | Trauma - Intramedullary fixation | Nail accessories | Interlocking screw | Depuy Synthes | Locking Screw Stardrive D 4.0mm, L 52mm, f/Medullary Nails, Sterile | 04.005.442S | Standalone | DE0006575 | Patients requiring fracture fixation or orthopaedic corrective surgery
Orthopaedics | Trauma - Intramedullary fixation | Nail accessories | Interlocking screw | Depuy Synthes | Locking Screw Stardrive D 4.0mm, L 54mm, f/Medullary Nails, Sterile | 04.005.444S | Standalone | DE0006575 | Patients requiring fracture fixation or orthopaedic corrective surgery
Orthopaedics | Trauma - Intramedullary fixation | Nail accessories | Interlocking screw | Depuy Synthes | Locking Screw Stardrive D 4.0mm, L 58mm, f/Medullary Nails, Sterile | 04.005.448S | Standalone | DE0006575 | Patients requiring fracture fixation or orthopaedic corrective surgery
Orthopaedics | Trauma - Intramedullary fixation | Nail accessories | Interlocking screw | Depuy Synthes | Locking Screw Stardrive D 4.0mm, L 60mm, f/Medullary Nails, Sterile | 04.005.450S | Standalone | DE0006575 | Patients requiring fracture fixation or orthopaedic corrective surgery
Orthopaedics | Trauma - Intramedullary fixation | Nail accessories | Interlocking screw | Depuy Synthes | Locking Screw Stardrive D 4.0mm, L 62mm, f/Medullary Nails, Sterile | 04.005.452S | Standalone | DE0006575 | Patients requiring fracture fixation or orthopaedic corrective surgery
Orthopaedics | Trauma - Intramedullary fixation | Nail accessories | Interlocking screw | Depuy Synthes | Locking Screw Stardrive D 4.0mm, L 64mm, f/Medullary Nails, Sterile | 04.005.454S | Standalone | DE0006575 | Patients requiring fracture fixation or orthopaedic corrective surgery
Orthopaedics | Trauma - Intramedullary fixation | Nail accessories | Interlocking screw | Depuy Synthes | Locking Screw Stardrive D 4.0mm, L 68mm, f/Medullary Nails, Sterile | 04.005.458S | Standalone | DE0006575 | Patients requiring fracture fixation or orthopaedic corrective surgery
Orthopaedics | Trauma - Intramedullary fixation | Nail accessories | Interlocking screw | Depuy Synthes | Locking Screw Stardrive D 4.0mm, L 72mm | 04.005.462S | Standalone | DE0006575 | Patients requiring fracture fixation or orthopaedic corrective surgery
Orthopaedics | Trauma - Intramedullary fixation | Nail accessories | Interlocking screw | Depuy Synthes | Locking Screw Stardrive D 4.0mm, L 74mm | 04.005.464S | Standalone | DE0006575 | Patients requiring fracture fixation or orthopaedic corrective surgery
Orthopaedics | Trauma - Intramedullary fixation | Nail accessories | Interlocking screw | Depuy Synthes | Locking Screw Stardrive D 4.0mm, L 76mm | 04.005.466S | Standalone | DE0006575 | Patients requiring fracture fixation or orthopaedic corrective surgery
Orthopaedics | Trauma - Intramedullary fixation | Nail accessories | Interlocking screw | Depuy Synthes | Locking Screw Stardrive D 4.0mm, L 78mm | 04.005.468S | Standalone | DE0006575 | Patients requiring fracture fixation or orthopaedic corrective surgery
Orthopaedics | Trauma - Intramedullary fixation | Nail accessories | Interlocking screw | Depuy Synthes | Locking Screw Stardrive D 4.0mm, L 80mm | 04.005.470S | Standalone | DE0006575 | Patients requiring fracture fixation or orthopaedic corrective surgery
Orthopaedics | Trauma - Intramedullary fixation | Nail accessories | Interlocking screw | Depuy Synthes | Locking Screw D 5.0mm, L 26mm, f/Medullary Nails | 04.005.516S | Standalone | DE0006575 | Patients requiring fracture fixation or orthopaedic corrective surgery
Orthopaedics | Trauma - Intramedullary fixation | Nail accessories | Interlocking screw | Depuy Synthes | Locking Screw D 5.0mm, L 28mm, f/Medullary Nails | 04.005.518 | Standalone | DE0006953 | Patients requiring fracture fixation or orthopaedic corrective surgery
Orthopaedics | Trauma - Intramedullary fixation | Nail accessories | Interlocking screw | Depuy Synthes | Locking Screw Stardrive D 5.0mm, L 28mm, f/Medullary Nails, Sterile | 04.005.518S | Standalone | DE0006575 | Patients requiring fracture fixation or orthopaedic corrective surgery
Orthopaedics | Trauma - Intramedullary fixation | Nail accessories | Interlocking screw | Depuy Synthes | Locking Screw D 5.0mm, L 912.501Dm, f/Medullary Nails | 04.005.520 | Standalone | DE0006953 | Patients requiring fracture fixation or orthopaedic corrective surgery
Orthopaedics | Trauma - Intramedullary fixation | Nail accessories | Interlocking screw | Depuy Synthes | Locking Screw Stardrive D 5.0mm, L 30mm, f/Medullary Nails, Sterile | 04.005.520S | Standalone | DE0006575 | Patients requiring fracture fixation or orthopaedic corrective surgery
Orthopaedics | Trauma - Intramedullary fixation | Nail accessories | Interlocking screw | Depuy Synthes | Locking Screw D 5.0mm, L 32mm, f/Medullary Nails | 04.005.522 | Standalone | DE0006953 | Patients requiring fracture fixation or orthopaedic corrective surgery
Orthopaedics | Trauma - Intramedullary fixation | Nail accessories | Interlocking screw | Depuy Synthes | Locking Screw Stardrive D 5.0mm, L 32mm, f/Medullary Nails, Sterile | 04.005.522S | Standalone | DE0006575 | Patients requiring fracture fixation or orthopaedic corrective surgery
Orthopaedics | Trauma - Intramedullary fixation | Nail accessories | Interlocking screw | Depuy Synthes | Locking Screw D 5.0mm, L 1034.17Dm, f/Medullary Nails | 04.005.524 | Standalone | DE0006953 | Patients requiring fracture fixation or orthopaedic corrective surgery
Orthopaedics | Trauma - Intramedullary fixation | Nail accessories | Interlocking screw | Depuy Synthes | Locking Screw Stardrive D 5.0mm, L 34mm, f/Medullary Nails, Sterile | 04.005.524S | Standalone | DE0006575 | Patients requiring fracture fixation or orthopaedic corrective surgery
Orthopaedics | Trauma - Intramedullary fixation | Nail accessories | Interlocking screw | Depuy Synthes | Locking Screw Stardrive D 5.0mm, L 36mm | 04.005.526 | Standalone | DE0006953 | Patients requiring fracture fixation or orthopaedic corrective surgery
Orthopaedics | Trauma - Intramedullary fixation | Nail accessories | Interlocking screw | Depuy Synthes | Locking Screw D 5.0mm, L 36mm, f/Medullary Nails | 04.005.526S | Standalone | DE0006575 | Patients requiring fracture fixation or orthopaedic corrective surgery
Orthopaedics | Trauma - Intramedullary fixation | Nail accessories | Interlocking screw | Depuy Synthes | Locking Screw Stardrive D 5.0mm, L 38mm | 04.005.528 | Standalone | DE0006953 | Patients requiring fracture fixation or orthopaedic corrective surgery
Orthopaedics | Trauma - Intramedullary fixation | Nail accessories | Interlocking screw | Depuy Synthes | Locking Screw D 5.0mm, L 38mm, f/Medullary Nails | 04.005.528S | Standalone | DE0006575 | Patients requiring fracture fixation or orthopaedic corrective surgery
Orthopaedics | Trauma - Intramedullary fixation | Nail accessories | Interlocking screw | Depuy Synthes | Locking Screw Stardrive D 5.0mm, L 40mm | 04.005.530 | Standalone | DE0006953 | Patients requiring fracture fixation or orthopaedic corrective surgery
Orthopaedics | Trauma - Intramedullary fixation | Nail accessories | Interlocking screw | Depuy Synthes | Locking Screw D 5.0mm, L 40mm, f/Medullary Nails | 04.005.530S | Standalone | DE0006575 | Patients requiring fracture fixation or orthopaedic corrective surgery
Orthopaedics | Trauma - Intramedullary fixation | Nail accessories | Interlocking screw | Depuy Synthes | Locking Screw Stardrive D 5.0mm, L 42mm | 04.005.532 | Standalone | DE0006953 | Patients requiring fracture fixation or orthopaedic corrective surgery
Orthopaedics | Trauma - Intramedullary fixation | Nail accessories | Interlocking screw | Depuy Synthes | Locking Screw D 5.0mm, L 42mm, f/Medullary Nails | 04.005.532S | Standalone | DE0006575 | Patients requiring fracture fixation or orthopaedic corrective surgery
Orthopaedics | Trauma - Intramedullary fixation | Nail accessories | Interlocking screw | Depuy Synthes | Locking Screw Stardrive D 5.0mm, L 44mm | 04.005.534 | Standalone | DE0006953 | Patients requiring fracture fixation or orthopaedic corrective surgery
Orthopaedics | Trauma - Intramedullary fixation | Nail accessories | Interlocking screw | Depuy Synthes | Locking Screw D 5.0mm, L 44mm, f/Medullary Nails | 04.005.534S | Standalone | DE0006575 | Patients requiring fracture fixation or orthopaedic corrective surgery
Orthopaedics | Trauma - Intramedullary fixation | Nail accessories | Interlocking screw | Depuy Synthes | Locking Screw Stardrive D 5.0mm, L 46mm | 04.005.536 | Standalone | DE0006953 | Patients requiring fracture fixation or orthopaedic corrective surgery
Orthopaedics | Trauma - Intramedullary fixation | Nail accessories | Interlocking screw | Depuy Synthes | Locking Screw D 5.0mm, L 46mm, f/Medullary Nails | 04.005.536S | Standalone | DE0006575 | Patients requiring fracture fixation or orthopaedic corrective surgery
Orthopaedics | Trauma - Intramedullary fixation | Nail accessories | Interlocking screw | Depuy Synthes | Locking Screw Stardrive D 5.0mm, L 48mm | 04.005.538 | Standalone | DE0006953 | Patients requiring fracture fixation or orthopaedic corrective surgery
Orthopaedics | Trauma - Intramedullary fixation | Nail accessories | Interlocking screw | Depuy Synthes | Locking Screw D 5.0mm, L 48mm, f/Medullary Nails | 04.005.538S | Standalone | DE0006575 | Patients requiring fracture fixation or orthopaedic corrective surgery
Orthopaedics | Trauma - Intramedullary fixation | Nail accessories | Interlocking screw | Depuy Synthes | Locking Screw Stardrive D 5.0mm, L 50mm | 04.005.540 | Standalone | DE0006953 | Patients requiring fracture fixation or orthopaedic corrective surgery
Orthopaedics | Trauma - Intramedullary fixation | Nail accessories | Interlocking screw | Depuy Synthes | Locking Screw D 5.0mm, L 50mm, f/Medullary Nails | 04.005.540S | Standalone | DE0006575 | Patients requiring fracture fixation or orthopaedic corrective surgery
Orthopaedics | Trauma - Intramedullary fixation | Nail accessories | Interlocking screw | Depuy Synthes | Locking Screw Stardrive D 5.0mm, L 52mm | 04.005.542 | Standalone | DE0006953 | Patients requiring fracture fixation or orthopaedic corrective surgery
Orthopaedics | Trauma - Intramedullary fixation | Nail accessories | Interlocking screw | Depuy Synthes | Locking Screw D 5.0mm, L 52mm, f/Medullary Nails | 04.005.542S | Standalone | DE0006575 | Patients requiring fracture fixation or orthopaedic corrective surgery
Orthopaedics | Trauma - Intramedullary fixation | Nail accessories | Interlocking screw | Depuy Synthes | Locking Screw Stardrive D 5.0mm, L 54mm | 04.005.544 | Standalone | DE0006953 | Patients requiring fracture fixation or orthopaedic corrective surgery
Orthopaedics | Trauma - Intramedullary fixation | Nail accessories | Interlocking screw | Depuy Synthes | Locking Screw D 5.0mm, L 54mm, f/Medullary Nails | 04.005.544S | Standalone | DE0006575 | Patients requiring fracture fixation or orthopaedic corrective surgery
Orthopaedics | Trauma - Intramedullary fixation | Nail accessories | Interlocking screw | Depuy Synthes | Locking Screw Stardrive D 5.0mm, L 56mm | 04.005.546 | Standalone | DE0006953 | Patients requiring fracture fixation or orthopaedic corrective surgery
Orthopaedics | Trauma - Intramedullary fixation | Nail accessories | Interlocking screw | Depuy Synthes | Locking Screw D 5.0mm, L 56mm, f/Medullary Nails | 04.005.546S | Standalone | DE0006575 | Patients requiring fracture fixation or orthopaedic corrective surgery
Orthopaedics | Trauma - Intramedullary fixation | Nail accessories | Interlocking screw | Depuy Synthes | Locking Screw Stardrive D 5.0mm, L 58mm | 04.005.548 | Standalone | DE0006953 | Patients requiring fracture fixation or orthopaedic corrective surgery
Orthopaedics | Trauma - Intramedullary fixation | Nail accessories | Interlocking screw | Depuy Synthes | Locking Screw D 5.0mm, L 58mm, f/Medullary Nails | 04.005.548S | Standalone | DE0006575 | Patients requiring fracture fixation or orthopaedic corrective surgery
Orthopaedics | Trauma - Intramedullary fixation | Nail accessories | Interlocking screw | Depuy Synthes | Locking Screw Stardrive D 5.0mm, L 60mm | 04.005.550 | Standalone | DE0006953 | Patients requiring fracture fixation or orthopaedic corrective surgery
Orthopaedics | Trauma - Intramedullary fixation | Nail accessories | Interlocking screw | Depuy Synthes | Locking Screw D 5.0mm, L 60mm, f/Medullary Nails | 04.005.550S | Standalone | DE0006575 | Patients requiring fracture fixation or orthopaedic corrective surgery
Orthopaedics | Trauma - Intramedullary fixation | Nail accessories | Interlocking screw | Depuy Synthes | Locking Screw D 5.0mm, L 62mm, f/Medullary Nails | 04.005.552 | Standalone | DE0006953 | Patients requiring fracture fixation or orthopaedic corrective surgery
Orthopaedics | Trauma - Intramedullary fixation | Nail accessories | Interlocking screw | Depuy Synthes | Locking Screw Stardrive D 5.0mm, L 62mm, f/Medullary Nails, Sterile | 04.005.552S | Standalone | DE0006575 | Patients requiring fracture fixation or orthopaedic corrective surgery
Orthopaedics | Trauma - Intramedullary fixation | Nail accessories | Interlocking screw | Depuy Synthes | Locking Screw D 5.0mm, L 64mm, f/Medullary Nails | 04.005.554 | Standalone | DE0006953 | Patients requiring fracture fixation or orthopaedic corrective surgery
Orthopaedics | Trauma - Intramedullary fixation | Nail accessories | Interlocking screw | Depuy Synthes | Locking Screw Stardrive D 5.0mm, L 64mm, f/Medullary Nails, Sterile | 04.005.554S | Standalone | DE0006575 | Patients requiring fracture fixation or orthopaedic corrective surgery
Orthopaedics | Trauma - Intramedullary fixation | Nail accessories | Interlocking screw | Depuy Synthes | Locking Screw D 5.0mm, L 66mm, f/Medullary Nails | 04.005.556 | Standalone | DE0006953 | Patients requiring fracture fixation or orthopaedic corrective surgery
Orthopaedics | Trauma - Intramedullary fixation | Nail accessories | Interlocking screw | Depuy Synthes | Locking Screw Stardrive D 5.0mm, L 66mm, f/Medullary Nails, Sterile | 04.005.556S | Standalone | DE0006575 | Patients requiring fracture fixation or orthopaedic corrective surgery
Orthopaedics | Trauma - Intramedullary fixation | Nail accessories | Interlocking screw | Depuy Synthes | Locking Screw D 5.0mm, L 68mm, f/Medullary Nails | 04.005.558 | Standalone | DE0006953 | Patients requiring fracture fixation or orthopaedic corrective surgery
Orthopaedics | Trauma - Intramedullary fixation | Nail accessories | Interlocking screw | Depuy Synthes | Locking Screw Stardrive D 5.0mm, L 68mm, f/Medullary Nails, Sterile | 04.005.558S | Standalone | DE0006575 | Patients requiring fracture fixation or orthopaedic corrective surgery
Orthopaedics | Trauma - Intramedullary fixation | Nail accessories | Interlocking screw | Depuy Synthes | Locking Screw D 5.0mm, L 70mm, f/Medullary Nails | 04.005.560 | Standalone | DE0006953 | Patients requiring fracture fixation or orthopaedic corrective surgery
Orthopaedics | Trauma - Intramedullary fixation | Nail accessories | Interlocking screw | Depuy Synthes | Locking Screw Stardrive D 5.0mm, L 70mm, f/Medullary Nails, Sterile | 04.005.560S | Standalone | DE0006575 | Patients requiring fracture fixation or orthopaedic corrective surgery
Orthopaedics | Trauma - Intramedullary fixation | Nail accessories | Interlocking screw | Depuy Synthes | Locking Screw D 5.0mm, L 72mm, f/Medullary Nails | 04.005.562 | Standalone | DE0006953 | Patients requiring fracture fixation or orthopaedic corrective surgery
Orthopaedics | Trauma - Intramedullary fixation | Nail accessories | Interlocking screw | Depuy Synthes | Locking Screw Stardrive D 5.0mm, L 72mm, f/Medullary Nails, Sterile | 04.005.562S | Standalone | DE0006575 | Patients requiring fracture fixation or orthopaedic corrective surgery
Orthopaedics | Trauma - Intramedullary fixation | Nail accessories | Interlocking screw | Depuy Synthes | Locking Screw D 5.0mm, L 74mm, f/Medullary Nails | 04.005.564 | Standalone | DE0006953 | Patients requiring fracture fixation or orthopaedic corrective surgery
Orthopaedics | Trauma - Intramedullary fixation | Nail accessories | Interlocking screw | Depuy Synthes | Locking Screw Stardrive D 5.0mm, L 74mm, f/Medullary Nails, Sterile | 04.005.564S | Standalone | DE0006575 | Patients requiring fracture fixation or orthopaedic corrective surgery
Orthopaedics | Trauma - Intramedullary fixation | Nail accessories | Interlocking screw | Depuy Synthes | Locking Screw D 5.0mm, L 76mm, f/Medullary Nails | 04.005.566 | Standalone | DE0006953 | Patients requiring fracture fixation or orthopaedic corrective surgery
Orthopaedics | Trauma - Intramedullary fixation | Nail accessories | Interlocking screw | Depuy Synthes | Locking Screw Stardrive D 5.0mm, L 76mm, f/Medullary Nails, Sterile | 04.005.566S | Standalone | DE0006575 | Patients requiring fracture fixation or orthopaedic corrective surgery
Orthopaedics | Trauma - Intramedullary fixation | Nail accessories | Interlocking screw | Depuy Synthes | Locking Screw D 5.0mm, L 78mm, f/Medullary Nails | 04.005.568 | Standalone | DE0006953 | Patients requiring fracture fixation or orthopaedic corrective surgery
Orthopaedics | Trauma - Intramedullary fixation | Nail accessories | Interlocking screw | Depuy Synthes | Locking Screw Stardrive D 5.0mm, L 78mm, f/Medullary Nails, Sterile | 04.005.568S | Standalone | DE0006575 | Patients requiring fracture fixation or orthopaedic corrective surgery
Orthopaedics | Trauma - Intramedullary fixation | Nail accessories | Interlocking screw | Depuy Synthes | Locking Screw D 5.0mm, L 80mm, f/Medullary Nails | 04.005.570 | Standalone | DE0006953 | Patients requiring fracture fixation or orthopaedic corrective surgery
Orthopaedics | Trauma - Intramedullary fixation | Nail accessories | Interlocking screw | Depuy Synthes | Locking Screw Stardrive D 5.0mm, L 80mm, f/Medullary Nails, Sterile | 04.005.570S | Standalone | DE0006575 | Patients requiring fracture fixation or orthopaedic corrective surgery
Orthopaedics | Trauma - Intramedullary fixation | Nail accessories | Interlocking screw | Depuy Synthes | Locking Screw D 5.0mm, L 85mm, f/Medullary Nails | 04.005.575 | Standalone | DE0006953 | Patients requiring fracture fixation or orthopaedic corrective surgery
Orthopaedics | Trauma - Intramedullary fixation | Nail accessories | Interlocking screw | Depuy Synthes | Locking Screw Stardrive D 5.0mm, L 85mm, f/Medullary Nails, Sterile | 04.005.575S | Standalone | DE0006575 | Patients requiring fracture fixation or orthopaedic corrective surgery
Orthopaedics | Trauma - Intramedullary fixation | Nail accessories | Interlocking screw | Depuy Synthes | Locking Screw D 5.0mm, L 90mm, f/Medullary Nails | 04.005.580S | Standalone | DE0006575 | Patients requiring fracture fixation or orthopaedic corrective surgery
Orthopaedics | Trauma - Intramedullary fixation | Nail accessories | Interlocking screw | Depuy Synthes | Locking Screw D 5.0mm, L 95mm, f/Medullary Nails | 04.005.585S | Standalone | DE0006575 | Patients requiring fracture fixation or orthopaedic corrective surgery
Orthopaedics | Trauma - Intramedullary fixation | Nail accessories | Interlocking screw | Depuy Synthes | Locking Screw D 5.0mm, L 100mm, f/Medullary Nails | 04.005.590S | Standalone | DE0006575 | Patients requiring fracture fixation or orthopaedic corrective surgery
Orthopaedics | Trauma - Intramedullary fixation | Nail accessories | Nail end cap/set screw | Depuy Synthes | Expert End Cap, f/Spiral Blade | 04.008.000S | Standalone | DE0007269 | Patients requiring fracture fixation or orthopaedic corrective surgery
Orthopaedics | Trauma - Intramedullary fixation | Nail accessories | Nail end cap/set screw | Depuy Synthes | Expert End Cap, f/Locking Screw | 04.008.001S | Standalone | DE0007269 | Patients requiring fracture fixation or orthopaedic corrective surgery
Orthopaedics | Trauma - Intramedullary fixation | Nail | Nail - Foot/ankle arthrodesis | Depuy Synthes | Expert Hindfoot Arthrodesis Nail D 10.0 mm, right, cannulated, length 150 mm, Titanium Alloy (TAN), light green, sterile | 04.008.010S | Standalone | DE0007269 | Patients requiring fracture fixation or orthopaedic corrective surgery
Orthopaedics | Trauma - Intramedullary fixation | Nail | Nail - Foot/ankle arthrodesis | Depuy Synthes | Expert Hindfoot Arthrodesis Nail D 10.0 mm, right, cannulated, length 180 mm, Titanium Alloy (TAN), light green, sterile | 04.008.016S | Standalone | DE0007269 | Patients requiring fracture fixation or orthopaedic corrective surgery
Orthopaedics | Trauma - Intramedullary fixation | Nail | Nail - Foot/ankle arthrodesis | Depuy Synthes | Expert Hindfoot Arthrodesis Nail D 10.0 mm, right, cannulated, length 240 mm, Titanium Alloy (TAN), light green, sterile | 04.008.028S | Standalone | DE0007269 | Patients requiring fracture fixation or orthopaedic corrective surgery
Orthopaedics | Trauma - Intramedullary fixation | Nail | Nail - Foot/ankle arthrodesis | Depuy Synthes | Expert Hindfoot Arthrodesis Nail D 10.0 mm, left, cannulated, length 150 mm, Titanium Alloy (TAN), light green, sterile | 04.008.060S | Standalone | DE0007269 | Patients requiring fracture fixation or orthopaedic corrective surgery
Orthopaedics | Trauma - Intramedullary fixation | Nail | Nail - Foot/ankle arthrodesis | Depuy Synthes | Expert Hindfoot Arthrodesis Nail D 10.0 mm, left, cannulated, length 180 mm, Titanium Alloy (TAN), light green, sterile | 04.008.066S | Standalone | DE0007269 | Patients requiring fracture fixation or orthopaedic corrective surgery
Orthopaedics | Trauma - Intramedullary fixation | Nail | Nail - Foot/ankle arthrodesis | Depuy Synthes | Expert Hindfoot Arthrodesis Nail D 10.0 mm, left, cannulated, length 240 mm, Titanium Alloy (TAN), light green, sterile | 04.008.078S | Standalone | DE0007269 | Patients requiring fracture fixation or orthopaedic corrective surgery
Orthopaedics | Trauma - Intramedullary fixation | Nail | Nail - Foot/ankle arthrodesis | Depuy Synthes | Expert Hindfoot Arthrodesis Nail D 12.0 mm, right, cannulated, length 150 mm, Titanium Alloy (TAN), light green, sterile | 04.008.210S | Standalone | DE0007269 | Patients requiring fracture fixation or orthopaedic corrective surgery
Orthopaedics | Trauma - Intramedullary fixation | Nail | Nail - Foot/ankle arthrodesis | Depuy Synthes | Expert Hindfoot Arthrodesis Nail D 12.0 mm, right, cannulated, length 180 mm, Titanium Alloy (TAN), light green, sterile | 04.008.216S | Standalone | DE0007269 | Patients requiring fracture fixation or orthopaedic corrective surgery
Orthopaedics | Trauma - Intramedullary fixation | Nail | Nail - Foot/ankle arthrodesis | Depuy Synthes | Expert Hindfoot Arthrodesis Nail D 12.0 mm, right, cannulated, length 240 mm, Titanium Alloy (TAN), light green, sterile | 04.008.228S | Standalone | DE0007269 | Patients requiring fracture fixation or orthopaedic corrective surgery
Orthopaedics | Trauma - Intramedullary fixation | Nail | Nail - Foot/ankle arthrodesis | Depuy Synthes | Expert Hindfoot Arthrodesis Nail D 12.0 mm, left, cannulated, length 150 mm, Titanium Alloy (TAN), light green, sterile | 04.008.260S | Standalone | DE0007269 | Patients requiring fracture fixation or orthopaedic corrective surgery
Orthopaedics | Trauma - Intramedullary fixation | Nail | Nail - Foot/ankle arthrodesis | Depuy Synthes | Expert Hindfoot Arthrodesis Nail D 12.0 mm, left, cannulated, length 180 mm, Titanium Alloy (TAN), light green, sterile | 04.008.266S | Standalone | DE0007269 | Patients requiring fracture fixation or orthopaedic corrective surgery
Orthopaedics | Trauma - Intramedullary fixation | Nail | Nail - Foot/ankle arthrodesis | Depuy Synthes | Expert Hindfoot Arthrodesis Nail D 12.0 mm, left, cannulated, length 240 mm, Titanium Alloy (TAN), light green, sterile | 04.008.278S | Standalone | DE0007269 | Patients requiring fracture fixation or orthopaedic corrective surgery
Orthopaedics | Trauma - Intramedullary fixation | Nail | Nail - Foot/ankle arthrodesis | Depuy Synthes | Expert Hindfoot Arthrodesis Nail D 13.0 mm, right, cannulated, length 150 mm, Titanium Alloy (TAN), light green, sterile | 04.008.310S | Standalone | DE0007269 | Patients requiring fracture fixation or orthopaedic corrective surgery
Orthopaedics | Trauma - Intramedullary fixation | Nail | Nail - Foot/ankle arthrodesis | Depuy Synthes | Expert Hindfoot Arthrodesis Nail D 13.0 mm, right, cannulated, length 180 mm, Titanium Alloy (TAN), light green, sterile | 04.008.316S | Standalone | DE0007269 | Patients requiring fracture fixation or orthopaedic corrective surgery
Orthopaedics | Trauma - Intramedullary fixation | Nail | Nail - Foot/ankle arthrodesis | Depuy Synthes | Expert Hindfoot Arthrodesis Nail D 13.0 mm, right, cannulated, length 240 mm, Titanium Alloy (TAN), light green, sterile | 04.008.328S | Standalone | DE0007269 | Patients requiring fracture fixation or orthopaedic corrective surgery
Orthopaedics | Trauma - Intramedullary fixation | Nail | Nail - Foot/ankle arthrodesis | Depuy Synthes | Expert Hindfoot Arthrodesis Nail D 13.0 mm, left, cannulated, length 150 mm, Titanium Alloy (TAN), light green, sterile | 04.008.360S | Standalone | DE0007269 | Patients requiring fracture fixation or orthopaedic corrective surgery
Orthopaedics | Trauma - Intramedullary fixation | Nail | Nail - Foot/ankle arthrodesis | Depuy Synthes | Expert Hindfoot Arthrodesis Nail D 13.0 mm, left, cannulated, length 180 mm, Titanium Alloy (TAN), light green, sterile | 04.008.366S | Standalone | DE0007269 | Patients requiring fracture fixation or orthopaedic corrective surgery
Orthopaedics | Trauma - Intramedullary fixation | Nail | Nail - Foot/ankle arthrodesis | Depuy Synthes | Expert Hindfoot Arthrodesis Nail D 13.0 mm, left, cannulated, length 240 mm, Titanium Alloy (TAN), light green, sterile | 04.008.378S | Standalone | DE0007269 | Patients requiring fracture fixation or orthopaedic corrective surgery
Orthopaedics | Trauma - Intramedullary fixation | Nail accessories | Interlocking screw | Depuy Synthes | Cancellous Bone Locking Screw D 5.0mm, L 912.501Dm | 04.015.520S | Standalone | DE0006575 | Patients requiring fracture fixation or orthopaedic corrective surgery
Orthopaedics | Trauma - Intramedullary fixation | Nail accessories | Interlocking screw | Depuy Synthes | Cancellous Bone Locking Screw D 5.0mm, L 35mm | 04.015.525S | Standalone | DE0006575 | Patients requiring fracture fixation or orthopaedic corrective surgery
Orthopaedics | Trauma - Intramedullary fixation | Nail accessories | Interlocking screw | Depuy Synthes | Cancellous Bone Locking Screw D 5.0mm, L 40mm | 04.015.530S | Standalone | DE0006575 | Patients requiring fracture fixation or orthopaedic corrective surgery
Orthopaedics | Trauma - Intramedullary fixation | Nail accessories | Interlocking screw | Depuy Synthes | Cancellous Bone Locking Screw D 5.0mm, L 70mm | 04.015.560S | Standalone | DE0006575 | Patients requiring fracture fixation or orthopaedic corrective surgery
Orthopaedics | Trauma - Intramedullary fixation | Nail accessories | Interlocking screw | Depuy Synthes | Cancellous Bone Locking Screw D 5.0mm, L 75mm | 04.015.565S | Standalone | DE0006575 | Patients requiring fracture fixation or orthopaedic corrective surgery
Orthopaedics | Trauma - Intramedullary fixation | Nail accessories | Interlocking screw | Depuy Synthes | Cancellous Bone Locking Screw D 5.0mm, L 80mm | 04.015.570S | Standalone | DE0006575 | Patients requiring fracture fixation or orthopaedic corrective surgery
Orthopaedics | Trauma - Intramedullary fixation | Nail accessories | Interlocking screw | Depuy Synthes | Cancellous Bone Locking Screw D 5.0mm, L 85mm | 04.015.575S | Standalone | DE0006575 | Patients requiring fracture fixation or orthopaedic corrective surgery
Orthopaedics | Trauma - Intramedullary fixation | Nail accessories | Interlocking screw | Depuy Synthes | Cancellous Bone Locking Screw D 5.0mm, L 90mm | 04.015.580S | Standalone | DE0006575 | Patients requiring fracture fixation or orthopaedic corrective surgery
Orthopaedics | Trauma - Intramedullary fixation | Nail accessories | Nail end cap/set screw | Depuy Synthes | MultiLoc End Cap f/HN/PHN, extension 0mm | 04.019.000S | Standalone | DE0009136 | Patients requiring fracture fixation or orthopaedic corrective surgery
Orthopaedics | Trauma - Intramedullary fixation | Nail accessories | Nail end cap/set screw | Depuy Synthes | MultiLoc End Cap f/HN/PHN, extension 2mm | 04.019.002S | Standalone | DE0009136 | Patients requiring fracture fixation or orthopaedic corrective surgery
Orthopaedics | Trauma - Intramedullary fixation | Nail accessories | Nail end cap/set screw | Depuy Synthes | MultiLoc End Cap f/HN/PHN, extension 5mm | 04.019.005S | Standalone | DE0009136 | Patients requiring fracture fixation or orthopaedic corrective surgery
Orthopaedics | Trauma - Intramedullary fixation | Nail accessories | Nail end cap/set screw | Depuy Synthes | MultiLoc End Cap f/HN/PHN, extension 10mm | 04.019.010S | Standalone | DE0009136 | Patients requiring fracture fixation or orthopaedic corrective surgery
Orthopaedics | Trauma - Intramedullary fixation | Nail accessories | Nail end cap/set screw | Depuy Synthes | MultiLoc End Cap f/HN/PHN, extension 456.25Dm | 04.019.015S | Standalone | DE0009136 | Patients requiring fracture fixation or orthopaedic corrective surgery
Orthopaedics | Trauma - Intramedullary fixation | Nail accessories | Nail end cap/set screw | Depuy Synthes | Expert End Cap, extension 0mm | 04.031.000S | Standalone | DE0007058 | Patients requiring fracture fixation or orthopaedic corrective surgery
Orthopaedics | Trauma - Intramedullary fixation | Nail accessories | Nail end cap/set screw | Depuy Synthes | Expert End Cap, extension 5 mm, for Expert ALFN D 8.2 mm, Titanium Alloy (TAN), dark purple, sterile | 04.031.001S | Standalone | DE0007058 | Patients requiring fracture fixation or orthopaedic corrective surgery
Orthopaedics | Trauma - Intramedullary fixation | Nail accessories | Nail end cap/set screw | Depuy Synthes | Expert End Cap, extension 10 mm, for Expert ALFN D 8.2 mm, Titanium Alloy (TAN), dark purple, sterile | 04.031.002S | Standalone | DE0007058 | Patients requiring fracture fixation or orthopaedic corrective surgery
Orthopaedics | Trauma - Intramedullary fixation | Nail accessories | Nail end cap/set screw | Depuy Synthes | Expert End Cap, extension 456.25Dm | 04.031.003S | Standalone | DE0007058 | Patients requiring fracture fixation or orthopaedic corrective surgery
Orthopaedics | Trauma - Intramedullary fixation | Paediatric nail | Paediatric nail - Femur | Depuy Synthes | Expert Adolescent Lateral Femoral Nail D 8.2 mm, cannulated, right, length 240 mm, Titanium Alloy (TAN), dark purple, sterile | 04.031.924S | Standalone | DE0007058 | Patients requiring fracture fixation or orthopaedic corrective surgery
Orthopaedics | Trauma - Intramedullary fixation | Paediatric nail | Paediatric nail - Femur | Depuy Synthes | Expert Adolescent Lateral Femoral Nail D 8.2 mm, cannulated, left, length 240 mm, Titanium Alloy (TAN), dark purple, sterile | 04.031.925S | Standalone | DE0007058 | Patients requiring fracture fixation or orthopaedic corrective surgery
Orthopaedics | Trauma - Intramedullary fixation | Paediatric nail | Paediatric nail - Femur | Depuy Synthes | Expert Adolescent Lateral Femoral Nail D 8.2 mm, cannulated, right, length 260 mm, Titanium Alloy (TAN), dark purple, sterile | 04.031.926S | Standalone | DE0007058 | Patients requiring fracture fixation or orthopaedic corrective surgery
Orthopaedics | Trauma - Intramedullary fixation | Paediatric nail | Paediatric nail - Femur | Depuy Synthes | Expert Adolescent Lateral Femoral Nail D 8.2 mm, cannulated, left, length 260 mm, Titanium Alloy (TAN), dark purple, sterile | 04.031.927S | Standalone | DE0007058 | Patients requiring fracture fixation or orthopaedic corrective surgery
Orthopaedics | Trauma - Intramedullary fixation | Paediatric nail | Paediatric nail - Femur | Depuy Synthes | Expert Adolescent Lateral Femoral Nail D 8.2 mm, cannulated, right, length 280 mm, Titanium Alloy (TAN), dark purple, sterile | 04.031.928S | Standalone | DE0007058 | Patients requiring fracture fixation or orthopaedic corrective surgery
Orthopaedics | Trauma - Intramedullary fixation | Paediatric nail | Paediatric nail - Femur | Depuy Synthes | Expert Adolescent Lateral Femoral Nail D 8.2 mm, cannulated, left, length 280 mm, Titanium Alloy (TAN), dark purple, sterile | 04.031.929S | Standalone | DE0007058 | Patients requiring fracture fixation or orthopaedic corrective surgery
Orthopaedics | Trauma - Intramedullary fixation | Paediatric nail | Paediatric nail - Femur | Depuy Synthes | Expert Adolescent Lateral Femoral Nail D 8.2 mm, cannulated, right, length 300 mm, Titanium Alloy (TAN), dark purple, sterile | 04.031.930S | Standalone | DE0007058 | Patients requiring fracture fixation or orthopaedic corrective surgery
Orthopaedics | Trauma - Intramedullary fixation | Paediatric nail | Paediatric nail - Femur | Depuy Synthes | Expert Adolescent Lateral Femoral Nail D 8.2 mm, cannulated, left, length 300 mm, Titanium Alloy (TAN), dark purple, sterile | 04.031.931S | Standalone | DE0007058 | Patients requiring fracture fixation or orthopaedic corrective surgery
Orthopaedics | Trauma - Intramedullary fixation | Paediatric nail | Paediatric nail - Femur | Depuy Synthes | Expert Adolescent Lateral Femoral Nail D 8.2 mm, cannulated, right, length 320 mm, Titanium Alloy (TAN), dark purple, sterile | 04.031.932S | Standalone | DE0007058 | Patients requiring fracture fixation or orthopaedic corrective surgery
Orthopaedics | Trauma - Intramedullary fixation | Paediatric nail | Paediatric nail - Femur | Depuy Synthes | Expert Adolescent Lateral Femoral Nail D 8.2 mm, cannulated, left, length 320 mm, Titanium Alloy (TAN), dark purple, sterile | 04.031.933S | Standalone | DE0007058 | Patients requiring fracture fixation or orthopaedic corrective surgery
Orthopaedics | Trauma - Intramedullary fixation | Paediatric nail | Paediatric nail - Femur | Depuy Synthes | Expert Adolescent Lateral Femoral Nail D 8.2 mm, cannulated, right, length 340 mm, Titanium Alloy (TAN), dark purple, sterile | 04.031.934S | Standalone | DE0007058 | Patients requiring fracture fixation or orthopaedic corrective surgery
Orthopaedics | Trauma - Intramedullary fixation | Paediatric nail | Paediatric nail - Femur | Depuy Synthes | Expert Adolescent Lateral Femoral Nail D 8.2 mm, cannulated, left, length 340 mm, Titanium Alloy (TAN), dark purple, sterile | 04.031.935S | Standalone | DE0007058 | Patients requiring fracture fixation or orthopaedic corrective surgery
Orthopaedics | Trauma - Intramedullary fixation | Paediatric nail | Paediatric nail - Femur | Depuy Synthes | Expert Adolescent Lateral Femoral Nail D 8.2 mm, cannulated, right, length 360 mm, Titanium Alloy (TAN), dark purple, sterile | 04.031.936S | Standalone | DE0007058 | Patients requiring fracture fixation or orthopaedic corrective surgery
Orthopaedics | Trauma - Intramedullary fixation | Paediatric nail | Paediatric nail - Femur | Depuy Synthes | Expert Adolescent Lateral Femoral Nail D 8.2 mm, cannulated, left, length 360 mm, Titanium Alloy (TAN), dark purple, sterile | 04.031.937S | Standalone | DE0007058 | Patients requiring fracture fixation or orthopaedic corrective surgery
Orthopaedics | Trauma - Intramedullary fixation | Paediatric nail | Paediatric nail - Femur | Depuy Synthes | Expert Adolescent Lateral Femoral Nail D 8.2 mm, cannulated, right, length 380 mm, Titanium Alloy (TAN), dark purple, sterile | 04.031.938S | Standalone | DE0007058 | Patients requiring fracture fixation or orthopaedic corrective surgery
Orthopaedics | Trauma - Intramedullary fixation | Paediatric nail | Paediatric nail - Femur | Depuy Synthes | Expert Adolescent Lateral Femoral Nail D 8.2 mm, cannulated, left, length 380 mm, Titanium Alloy (TAN), dark purple, sterile | 04.031.939S | Standalone | DE0007058 | Patients requiring fracture fixation or orthopaedic corrective surgery
Orthopaedics | Trauma - Intramedullary fixation | Paediatric nail | Paediatric nail - Femur | Depuy Synthes | Expert Adolescent Lateral Femoral Nail D 8.2 mm, cannulated, right, length 400 mm, Titanium Alloy (TAN), dark purple, sterile | 04.031.940S | Standalone | DE0007058 | Patients requiring fracture fixation or orthopaedic corrective surgery
Orthopaedics | Trauma - Intramedullary fixation | Paediatric nail | Paediatric nail - Femur | Depuy Synthes | Expert Adolescent Lateral Femoral Nail D 8.2 mm, cannulated, left, length 400 mm, Titanium Alloy (TAN), dark purple, sterile | 04.031.941S | Standalone | DE0007058 | Patients requiring fracture fixation or orthopaedic corrective surgery
Orthopaedics | Trauma - Intramedullary fixation | Paediatric nail | Paediatric nail - Femur | Depuy Synthes | Expert Adolescent Lateral Femoral Nail D 9 mm, cannulated, right, length 240 mm, Titanium Alloy (TAN), dark purple sterile | 04.031.944S | Standalone | DE0007058 | Patients requiring fracture fixation or orthopaedic corrective surgery
Orthopaedics | Trauma - Intramedullary fixation | Paediatric nail | Paediatric nail - Femur | Depuy Synthes | Expert Adolescent Lateral Femoral Nail D 9 mm, cannulated, left, length 240 mm, Titanium Alloy (TAN), dark purple, sterile | 04.031.945S | Standalone | DE0007058 | Patients requiring fracture fixation or orthopaedic corrective surgery
Orthopaedics | Trauma - Intramedullary fixation | Paediatric nail | Paediatric nail - Femur | Depuy Synthes | Expert Adolescent Lateral Femoral Nail D 9 mm, cannulated, right, length 260 mm, Titanium Alloy (TAN), dark purple, sterile | 04.031.946S | Standalone | DE0007058 | Patients requiring fracture fixation or orthopaedic corrective surgery
Orthopaedics | Trauma - Intramedullary fixation | Paediatric nail | Paediatric nail - Femur | Depuy Synthes | Expert Adolescent Lateral Femoral Nail D 9 mm, cannulated, left, length 260 mm, Titanium Alloy (TAN), dark purple, sterile | 04.031.947S | Standalone | DE0007058 | Patients requiring fracture fixation or orthopaedic corrective surgery
Orthopaedics | Trauma - Intramedullary fixation | Paediatric nail | Paediatric nail - Femur | Depuy Synthes | Expert Adolescent Lateral Femoral Nail D 9 mm, cannulated, right, length 280 mm, Titanium Alloy (TAN), dark purple, sterile | 04.031.948S | Standalone | DE0007058 | Patients requiring fracture fixation or orthopaedic corrective surgery
Orthopaedics | Trauma - Intramedullary fixation | Paediatric nail | Paediatric nail - Femur | Depuy Synthes | Expert Adolescent Lateral Femoral Nail D 9 mm, cannulated, left, length 280 mm, Titanium Alloy (TAN), dark purple, sterile | 04.031.949S | Standalone | DE0007058 | Patients requiring fracture fixation or orthopaedic corrective surgery
Orthopaedics | Trauma - Intramedullary fixation | Paediatric nail | Paediatric nail - Femur | Depuy Synthes | Expert Adolescent Lateral Femoral Nail D 9 mm, cannulated, right, length 300 mm, Titanium Alloy (TAN), dark purple, sterile | 04.031.950S | Standalone | DE0007058 | Patients requiring fracture fixation or orthopaedic corrective surgery
Orthopaedics | Trauma - Intramedullary fixation | Paediatric nail | Paediatric nail - Femur | Depuy Synthes | Expert Adolescent Lateral Femoral Nail D 9 mm, cannulated, left, length 300 mm, Titanium Alloy (TAN), dark purple, sterile | 04.031.951S | Standalone | DE0007058 | Patients requiring fracture fixation or orthopaedic corrective surgery
Orthopaedics | Trauma - Intramedullary fixation | Paediatric nail | Paediatric nail - Femur | Depuy Synthes | Expert Adolescent Lateral Femoral Nail D 9 mm, cannulated, right, length 320 mm, Titanium Alloy (TAN), dark purple, sterile | 04.031.952S | Standalone | DE0007058 | Patients requiring fracture fixation or orthopaedic corrective surgery
Orthopaedics | Trauma - Intramedullary fixation | Paediatric nail | Paediatric nail - Femur | Depuy Synthes | Expert Adolescent Lateral Femoral Nail D 9 mm, cannulated, left, length 320 mm, Titanium Alloy (TAN), dark purple, sterile | 04.031.953S | Standalone | DE0007058 | Patients requiring fracture fixation or orthopaedic corrective surgery
Orthopaedics | Trauma - Intramedullary fixation | Paediatric nail | Paediatric nail - Femur | Depuy Synthes | Expert Adolescent Lateral Femoral Nail D 9 mm, cannulated, right, length 340 mm, Titanium Alloy (TAN), dark purple, sterile | 04.031.954S | Standalone | DE0007058 | Patients requiring fracture fixation or orthopaedic corrective surgery
Orthopaedics | Trauma - Intramedullary fixation | Paediatric nail | Paediatric nail - Femur | Depuy Synthes | Expert Adolescent Lateral Femoral Nail D 9 mm, cannulated, left, length 340 mm, Titanium Alloy (TAN), dark purple, sterile | 04.031.955S | Standalone | DE0007058 | Patients requiring fracture fixation or orthopaedic corrective surgery
Orthopaedics | Trauma - Intramedullary fixation | Paediatric nail | Paediatric nail - Femur | Depuy Synthes | Expert Adolescent Lateral Femoral Nail D 9 mm, cannulated, right, length 360 mm, Titanium Alloy (TAN), dark purple, sterile | 04.031.956S | Standalone | DE0007058 | Patients requiring fracture fixation or orthopaedic corrective surgery
Orthopaedics | Trauma - Intramedullary fixation | Paediatric nail | Paediatric nail - Femur | Depuy Synthes | Expert Adolescent Lateral Femoral Nail D 9 mm, cannulated, left, length 360 mm, Titanium Alloy (TAN), dark purple, sterile | 04.031.957S | Standalone | DE0007058 | Patients requiring fracture fixation or orthopaedic corrective surgery
Orthopaedics | Trauma - Intramedullary fixation | Paediatric nail | Paediatric nail - Femur | Depuy Synthes | Expert Adolescent Lateral Femoral Nail D 9 mm, cannulated, right, length 380 mm, Titanium Alloy (TAN), dark purple, sterile | 04.031.958S | Standalone | DE0007058 | Patients requiring fracture fixation or orthopaedic corrective surgery
Orthopaedics | Trauma - Intramedullary fixation | Paediatric nail | Paediatric nail - Femur | Depuy Synthes | Expert Adolescent Lateral Femoral Nail D 9 mm, cannulated, left, length 380 mm, Titanium Alloy (TAN), dark purple, sterile | 04.031.959S | Standalone | DE0007058 | Patients requiring fracture fixation or orthopaedic corrective surgery
Orthopaedics | Trauma - Intramedullary fixation | Paediatric nail | Paediatric nail - Femur | Depuy Synthes | Expert Adolescent Lateral Femoral Nail D 9 mm, cannulated, right, length 400 mm, Titanium Alloy (TAN), dark purple, sterile | 04.031.960S | Standalone | DE0007058 | Patients requiring fracture fixation or orthopaedic corrective surgery
Orthopaedics | Trauma - Intramedullary fixation | Paediatric nail | Paediatric nail - Femur | Depuy Synthes | Expert Adolescent Lateral Femoral Nail D 9 mm, cannulated, left, length 400 mm, Titanium Alloy (TAN), dark purple, sterile | 04.031.961S | Standalone | DE0007058 | Patients requiring fracture fixation or orthopaedic corrective surgery
Orthopaedics | Trauma - Intramedullary fixation | Paediatric nail | Paediatric nail - Femur | Depuy Synthes | Expert Adolescent Lateral Femoral Nail D 10 mm, cannulated, right, length 240 mm, Titanium Alloy (TAN), dark purple, sterile | 04.031.964S | Standalone | DE0007058 | Patients requiring fracture fixation or orthopaedic corrective surgery
Orthopaedics | Trauma - Intramedullary fixation | Paediatric nail | Paediatric nail - Femur | Depuy Synthes | Expert Adolescent Lateral Femoral Nail D 10 mm, cannulated, left, length 240 mm, Titanium Alloy (TAN), dark purple, sterile | 04.031.965S | Standalone | DE0007058 | Patients requiring fracture fixation or orthopaedic corrective surgery
Orthopaedics | Trauma - Intramedullary fixation | Paediatric nail | Paediatric nail - Femur | Depuy Synthes | Expert Adolescent Lateral Femoral Nail D 10 mm, cannulated, right, length 260 mm, Titanium Alloy (TAN), dark purple, sterile | 04.031.966S | Standalone | DE0007058 | Patients requiring fracture fixation or orthopaedic corrective surgery
Orthopaedics | Trauma - Intramedullary fixation | Paediatric nail | Paediatric nail - Femur | Depuy Synthes | Expert Adolescent Lateral Femoral Nail D 10 mm, cannulated, left, length 260 mm, Titanium Alloy (TAN), dark purple, sterile | 04.031.967S | Standalone | DE0007058 | Patients requiring fracture fixation or orthopaedic corrective surgery
Orthopaedics | Trauma - Intramedullary fixation | Paediatric nail | Paediatric nail - Femur | Depuy Synthes | Expert Adolescent Lateral Femoral Nail D 10 mm, cannulated, right, length 280 mm, Titanium Alloy (TAN), dark purple, sterile | 04.031.968S | Standalone | DE0007058 | Patients requiring fracture fixation or orthopaedic corrective surgery
Orthopaedics | Trauma - Intramedullary fixation | Paediatric nail | Paediatric nail - Femur | Depuy Synthes | Expert Adolescent Lateral Femoral Nail D 10 mm, cannulated, left, length 280 mm, Titanium Alloy (TAN), dark purple, sterile | 04.031.969S | Standalone | DE0007058 | Patients requiring fracture fixation or orthopaedic corrective surgery
Orthopaedics | Trauma - Intramedullary fixation | Paediatric nail | Paediatric nail - Femur | Depuy Synthes | Expert Adolescent Lateral Femoral Nail D 10 mm, cannulated, right, length 300 mm, Titanium Alloy (TAN), dark purple, sterile | 04.031.970S | Standalone | DE0007058 | Patients requiring fracture fixation or orthopaedic corrective surgery
Orthopaedics | Trauma - Intramedullary fixation | Paediatric nail | Paediatric nail - Femur | Depuy Synthes | Expert Adolescent Lateral Femoral Nail D 10 mm, cannulated, left, length 300 mm, Titanium Alloy (TAN), dark purple, sterile | 04.031.971S | Standalone | DE0007058 | Patients requiring fracture fixation or orthopaedic corrective surgery
Orthopaedics | Trauma - Intramedullary fixation | Paediatric nail | Paediatric nail - Femur | Depuy Synthes | Expert Adolescent Lateral Femoral Nail D 10 mm, cannulated, right, length 320 mm, Titanium Alloy (TAN), dark purple, sterile | 04.031.972S | Standalone | DE0007058 | Patients requiring fracture fixation or orthopaedic corrective surgery
Orthopaedics | Trauma - Intramedullary fixation | Paediatric nail | Paediatric nail - Femur | Depuy Synthes | Expert Adolescent Lateral Femoral Nail D 10 mm, cannulated, left, length 320 mm, Titanium Alloy (TAN), dark purple, sterile | 04.031.973S | Standalone | DE0007058 | Patients requiring fracture fixation or orthopaedic corrective surgery
Orthopaedics | Trauma - Intramedullary fixation | Paediatric nail | Paediatric nail - Femur | Depuy Synthes | Expert Adolescent Lateral Femoral Nail D 10 mm, cannulated, right, length 340 mm, Titanium Alloy (TAN), dark purple, sterile | 04.031.974S | Standalone | DE0007058 | Patients requiring fracture fixation or orthopaedic corrective surgery
Orthopaedics | Trauma - Intramedullary fixation | Paediatric nail | Paediatric nail - Femur | Depuy Synthes | Expert Adolescent Lateral Femoral Nail D 10 mm, cannulated, left, length 340 mm, Titanium Alloy (TAN), dark purple, sterile | 04.031.975S | Standalone | DE0007058 | Patients requiring fracture fixation or orthopaedic corrective surgery
Orthopaedics | Trauma - Intramedullary fixation | Paediatric nail | Paediatric nail - Femur | Depuy Synthes | Expert Adolescent Lateral Femoral Nail D 10 mm, cannulated, right, length 360 mm, Titanium Alloy (TAN), dark purple, sterile | 04.031.976S | Standalone | DE0007058 | Patients requiring fracture fixation or orthopaedic corrective surgery
Orthopaedics | Trauma - Intramedullary fixation | Paediatric nail | Paediatric nail - Femur | Depuy Synthes | Expert Adolescent Lateral Femoral Nail D 10 mm, cannulated, left, length 360 mm, Titanium Alloy (TAN), dark purple, sterile | 04.031.977S | Standalone | DE0007058 | Patients requiring fracture fixation or orthopaedic corrective surgery
Orthopaedics | Trauma - Intramedullary fixation | Paediatric nail | Paediatric nail - Femur | Depuy Synthes | Expert Adolescent Lateral Femoral Nail D 10 mm, cannulated, right, length 380 mm, Titanium Alloy (TAN), dark purple, sterile | 04.031.978S | Standalone | DE0007058 | Patients requiring fracture fixation or orthopaedic corrective surgery
Orthopaedics | Trauma - Intramedullary fixation | Paediatric nail | Paediatric nail - Femur | Depuy Synthes | Expert Adolescent Lateral Femoral Nail D 10 mm, cannulated, left, length 380 mm, Titanium Alloy (TAN), dark purple, sterile | 04.031.979S | Standalone | DE0007058 | Patients requiring fracture fixation or orthopaedic corrective surgery
Orthopaedics | Trauma - Intramedullary fixation | Paediatric nail | Paediatric nail - Femur | Depuy Synthes | Expert Adolescent Lateral Femoral Nail D 10 mm, cannulated, right, length 400 mm, Titanium Alloy (TAN), dark purple, sterile | 04.031.980S | Standalone | DE0007058 | Patients requiring fracture fixation or orthopaedic corrective surgery
Orthopaedics | Trauma - Intramedullary fixation | Paediatric nail | Paediatric nail - Femur | Depuy Synthes | Expert Adolescent Lateral Femoral Nail D 10 mm, cannulated, left, length 400 mm, Titanium Alloy (TAN), dark purple, sterile | 04.031.981S | Standalone | DE0007058 | Patients requiring fracture fixation or orthopaedic corrective surgery
Orthopaedics | Trauma - Intramedullary fixation | Nail | Nail - Femur | Depuy Synthes | Femoral Recon Nail, Piriformis Fossa, D 10 mm, right, length 280 mm, Titanium Alloy (TAN), sterile | 04.033.028S | Standalone | DE0502632 | Patients requiring fracture fixation or orthopaedic corrective surgery
Orthopaedics | Trauma - Intramedullary fixation | Nail | Nail - Femur | Depuy Synthes | Femoral Recon Nail, Piriformis Fossa, D 10 mm, right, length 290 mm, Titanium Alloy (TAN), sterile | 04.033.029S | Standalone | DE0502632 | Patients requiring fracture fixation or orthopaedic corrective surgery
Orthopaedics | Trauma - Intramedullary fixation | Nail | Nail - Femur | Depuy Synthes | Femoral Recon Nail, Piriformis Fossa, D 10 mm, right, length 300 mm, Titanium Alloy (TAN), sterile | 04.033.030S | Standalone | DE0502632 | Patients requiring fracture fixation or orthopaedic corrective surgery
Orthopaedics | Trauma - Intramedullary fixation | Nail | Nail - Femur | Depuy Synthes | Femoral Recon Nail, Piriformis Fossa, D 10 mm, right, length 310 mm, Titanium Alloy (TAN), sterile | 04.033.031S | Standalone | DE0502632 | Patients requiring fracture fixation or orthopaedic corrective surgery
Orthopaedics | Trauma - Intramedullary fixation | Nail | Nail - Femur | Depuy Synthes | Femoral Recon Nail, Piriformis Fossa, D 10 mm, right, length 320 mm, Titanium Alloy (TAN), sterile | 04.033.032S | Standalone | DE0502632 | Patients requiring fracture fixation or orthopaedic corrective surgery
Orthopaedics | Trauma - Intramedullary fixation | Nail | Nail - Femur | Depuy Synthes | Femoral Recon Nail, Piriformis Fossa, D 10 mm, right, length 330 mm, Titanium Alloy (TAN), sterile | 04.033.033S | Standalone | DE0502632 | Patients requiring fracture fixation or orthopaedic corrective surgery
Orthopaedics | Trauma - Intramedullary fixation | Nail | Nail - Femur | Depuy Synthes | Femoral Recon Nail, Piriformis Fossa, D 10 mm, right, length 340 mm, Titanium Alloy (TAN), sterile | 04.033.034S | Standalone | DE0502632 | Patients requiring fracture fixation or orthopaedic corrective surgery
Orthopaedics | Trauma - Intramedullary fixation | Nail | Nail - Femur | Depuy Synthes | Femoral Recon Nail, Piriformis Fossa, D 10 mm, right, length 350 mm, Titanium Alloy (TAN), sterile | 04.033.035S | Standalone | DE0502632 | Patients requiring fracture fixation or orthopaedic corrective surgery
Orthopaedics | Trauma - Intramedullary fixation | Nail | Nail - Femur | Depuy Synthes | Femoral Recon Nail, Piriformis Fossa, D 10 mm, right, length 360 mm, Titanium Alloy (TAN), sterile | 04.033.036S | Standalone | DE0502632 | Patients requiring fracture fixation or orthopaedic corrective surgery
Orthopaedics | Trauma - Intramedullary fixation | Nail | Nail - Femur | Depuy Synthes | Femoral Recon Nail, Piriformis Fossa, D 10 mm, right, length 370 mm, Titanium Alloy (TAN), sterile | 04.033.037S | Standalone | DE0502632 | Patients requiring fracture fixation or orthopaedic corrective surgery
Orthopaedics | Trauma - Intramedullary fixation | Nail | Nail - Femur | Depuy Synthes | Femoral Recon Nail, Piriformis Fossa, D 10 mm, right, length 380 mm, Titanium Alloy (TAN), sterile | 04.033.038S | Standalone | DE0502632 | Patients requiring fracture fixation or orthopaedic corrective surgery
Orthopaedics | Trauma - Intramedullary fixation | Nail | Nail - Femur | Depuy Synthes | Femoral Recon Nail, Piriformis Fossa, D 10 mm, right, length 390 mm, Titanium Alloy (TAN), sterile | 04.033.039S | Standalone | DE0502632 | Patients requiring fracture fixation or orthopaedic corrective surgery
Orthopaedics | Trauma - Intramedullary fixation | Nail | Nail - Femur | Depuy Synthes | Femoral Recon Nail, Piriformis Fossa, D 10 mm, right, length 400 mm, Titanium Alloy (TAN), sterile | 04.033.040S | Standalone | DE0502632 | Patients requiring fracture fixation or orthopaedic corrective surgery
Orthopaedics | Trauma - Intramedullary fixation | Nail | Nail - Femur | Depuy Synthes | Femoral Recon Nail, Piriformis Fossa, D 10 mm, right, length 410 mm, Titanium Alloy (TAN), sterile | 04.033.041S | Standalone | DE0502632 | Patients requiring fracture fixation or orthopaedic corrective surgery
Orthopaedics | Trauma - Intramedullary fixation | Nail | Nail - Femur | Depuy Synthes | Femoral Recon Nail, Piriformis Fossa, D 10 mm, right, length 420 mm, Titanium Alloy (TAN), sterile | 04.033.042S | Standalone | DE0502632 | Patients requiring fracture fixation or orthopaedic corrective surgery
Orthopaedics | Trauma - Intramedullary fixation | Nail | Nail - Femur | Depuy Synthes | Femoral Recon Nail, Piriformis Fossa, D 10 mm, right, length 430 mm, Titanium Alloy (TAN), sterile | 04.033.043S | Standalone | DE0502632 | Patients requiring fracture fixation or orthopaedic corrective surgery
Orthopaedics | Trauma - Intramedullary fixation | Nail | Nail - Femur | Depuy Synthes | Femoral Recon Nail, Piriformis Fossa, D 10 mm, right, length 440 mm, Titanium Alloy (TAN), sterile | 04.033.044S | Standalone | DE0502632 | Patients requiring fracture fixation or orthopaedic corrective surgery
Orthopaedics | Trauma - Intramedullary fixation | Nail | Nail - Femur | Depuy Synthes | Femoral Recon Nail, Piriformis Fossa, D 10 mm, right, length 450 mm, Titanium Alloy (TAN), sterile | 04.033.045S | Standalone | DE0502632 | Patients requiring fracture fixation or orthopaedic corrective surgery
Orthopaedics | Trauma - Intramedullary fixation | Nail | Nail - Femur | Depuy Synthes | Femoral Recon Nail, Piriformis Fossa, D 10 mm, right, length 460 mm, Titanium Alloy (TAN), sterile | 04.033.046S | Standalone | DE0502632 | Patients requiring fracture fixation or orthopaedic corrective surgery
Orthopaedics | Trauma - Intramedullary fixation | Nail | Nail - Femur | Depuy Synthes | Femoral Recon Nail, Piriformis Fossa, D 10 mm, right, length 470 mm, Titanium Alloy (TAN), sterile | 04.033.047S | Standalone | DE0502632 | Patients requiring fracture fixation or orthopaedic corrective surgery
Orthopaedics | Trauma - Intramedullary fixation | Nail | Nail - Femur | Depuy Synthes | Femoral Recon Nail, Piriformis Fossa, D 10 mm, right, length 480 mm, Titanium Alloy (TAN), sterile | 04.033.048S | Standalone | DE0502632 | Patients requiring fracture fixation or orthopaedic corrective surgery
Orthopaedics | Trauma - Intramedullary fixation | Nail | Nail - Femur | Depuy Synthes | Femoral Recon Nail, Piriformis Fossa, D 10 mm, right, length 490 mm, Titanium Alloy (TAN), sterile | 04.033.049S | Standalone | DE0502632 | Patients requiring fracture fixation or orthopaedic corrective surgery
Orthopaedics | Trauma - Intramedullary fixation | Nail | Nail - Femur | Depuy Synthes | Femoral Recon Nail, Greater Trochanter, D 10 mm, right, length 280 mm, Titanium Alloy (TAN), sterile | 04.033.058S | Standalone | DE0502632 | Patients requiring fracture fixation or orthopaedic corrective surgery
Orthopaedics | Trauma - Intramedullary fixation | Nail | Nail - Femur | Depuy Synthes | Femoral Recon Nail, Greater Trochanter, D 10 mm, right, length 290 mm, Titanium Alloy (TAN), sterile | 04.033.059S | Standalone | DE0502632 | Patients requiring fracture fixation or orthopaedic corrective surgery
Orthopaedics | Trauma - Intramedullary fixation | Nail | Nail - Femur | Depuy Synthes | Femoral Recon Nail, Greater Trochanter, D 10 mm, right, length 300 mm, Titanium Alloy (TAN), sterile | 04.033.060S | Standalone | DE0502632 | Patients requiring fracture fixation or orthopaedic corrective surgery
Orthopaedics | Trauma - Intramedullary fixation | Nail | Nail - Femur | Depuy Synthes | Femoral Recon Nail, Greater Trochanter, D 10 mm, right, length 310 mm, Titanium Alloy (TAN), sterile | 04.033.061S | Standalone | DE0502632 | Patients requiring fracture fixation or orthopaedic corrective surgery
Orthopaedics | Trauma - Intramedullary fixation | Nail | Nail - Femur | Depuy Synthes | Femoral Recon Nail, Greater Trochanter, D 10 mm, right, length 320 mm, Titanium Alloy (TAN), sterile | 04.033.062S | Standalone | DE0502632 | Patients requiring fracture fixation or orthopaedic corrective surgery
Orthopaedics | Trauma - Intramedullary fixation | Nail | Nail - Femur | Depuy Synthes | Femoral Recon Nail, Greater Trochanter, D 10 mm, right, length 330 mm, Titanium Alloy (TAN), sterile | 04.033.063S | Standalone | DE0502632 | Patients requiring fracture fixation or orthopaedic corrective surgery
Orthopaedics | Trauma - Intramedullary fixation | Nail | Nail - Femur | Depuy Synthes | Femoral Recon Nail, Greater Trochanter, D 10 mm, right, length 340 mm, Titanium Alloy (TAN), sterile | 04.033.064S | Standalone | DE0502632 | Patients requiring fracture fixation or orthopaedic corrective surgery
Orthopaedics | Trauma - Intramedullary fixation | Nail | Nail - Femur | Depuy Synthes | Femoral Recon Nail, Greater Trochanter, D 10 mm, right, length 350 mm, Titanium Alloy (TAN), sterile | 04.033.065S | Standalone | DE0502632 | Patients requiring fracture fixation or orthopaedic corrective surgery
Orthopaedics | Trauma - Intramedullary fixation | Nail | Nail - Femur | Depuy Synthes | Femoral Recon Nail, Greater Trochanter, D 10 mm, right, length 360 mm, Titanium Alloy (TAN), sterile | 04.033.066S | Standalone | DE0502632 | Patients requiring fracture fixation or orthopaedic corrective surgery
Orthopaedics | Trauma - Intramedullary fixation | Nail | Nail - Femur | Depuy Synthes | Femoral Recon Nail, Greater Trochanter, D 10 mm, right, length 370 mm, Titanium Alloy (TAN), sterile | 04.033.067S | Standalone | DE0502632 | Patients requiring fracture fixation or orthopaedic corrective surgery
Orthopaedics | Trauma - Intramedullary fixation | Nail | Nail - Femur | Depuy Synthes | Femoral Recon Nail, Greater Trochanter, D 10 mm, right, length 380 mm, Titanium Alloy (TAN), sterile | 04.033.068S | Standalone | DE0502632 | Patients requiring fracture fixation or orthopaedic corrective surgery
Orthopaedics | Trauma - Intramedullary fixation | Nail | Nail - Femur | Depuy Synthes | Femoral Recon Nail, Greater Trochanter, D 10 mm, right, length 390 mm, Titanium Alloy (TAN), sterile | 04.033.069S | Standalone | DE0502632 | Patients requiring fracture fixation or orthopaedic corrective surgery
Orthopaedics | Trauma - Intramedullary fixation | Nail | Nail - Femur | Depuy Synthes | Femoral Recon Nail, Greater Trochanter, D 10 mm, right, length 400 mm, Titanium Alloy (TAN), sterile | 04.033.070S | Standalone | DE0502632 | Patients requiring fracture fixation or orthopaedic corrective surgery
Orthopaedics | Trauma - Intramedullary fixation | Nail | Nail - Femur | Depuy Synthes | Femoral Recon Nail, Greater Trochanter, D 10 mm, right, length 410 mm, Titanium Alloy (TAN), sterile | 04.033.071S | Standalone | DE0502632 | Patients requiring fracture fixation or orthopaedic corrective surgery
Orthopaedics | Trauma - Intramedullary fixation | Nail | Nail - Femur | Depuy Synthes | Femoral Recon Nail, Greater Trochanter, D 10 mm, right, length 420 mm, Titanium Alloy (TAN), sterile | 04.033.072S | Standalone | DE0502632 | Patients requiring fracture fixation or orthopaedic corrective surgery
Orthopaedics | Trauma - Intramedullary fixation | Nail | Nail - Femur | Depuy Synthes | Femoral Recon Nail, Greater Trochanter, D 10 mm, right, length 430 mm, Titanium Alloy (TAN), sterile | 04.033.073S | Standalone | DE0502632 | Patients requiring fracture fixation or orthopaedic corrective surgery
Orthopaedics | Trauma - Intramedullary fixation | Nail | Nail - Femur | Depuy Synthes | Femoral Recon Nail, Greater Trochanter, D 10 mm, right, length 440 mm, Titanium Alloy (TAN), sterile | 04.033.074S | Standalone | DE0502632 | Patients requiring fracture fixation or orthopaedic corrective surgery
Orthopaedics | Trauma - Intramedullary fixation | Nail | Nail - Femur | Depuy Synthes | Femoral Recon Nail, Greater Trochanter, D 10 mm, right, length 450 mm, Titanium Alloy (TAN), sterile | 04.033.075S | Standalone | DE0502632 | Patients requiring fracture fixation or orthopaedic corrective surgery
Orthopaedics | Trauma - Intramedullary fixation | Nail | Nail - Femur | Depuy Synthes | Femoral Recon Nail, Greater Trochanter, D 10 mm, right, length 460 mm, Titanium Alloy (TAN), sterile | 04.033.076S | Standalone | DE0502632 | Patients requiring fracture fixation or orthopaedic corrective surgery
Orthopaedics | Trauma - Intramedullary fixation | Nail | Nail - Femur | Depuy Synthes | Femoral Recon Nail, Greater Trochanter, D 10 mm, right, length 470 mm, Titanium Alloy (TAN), sterile | 04.033.077S | Standalone | DE0502632 | Patients requiring fracture fixation or orthopaedic corrective surgery
Orthopaedics | Trauma - Intramedullary fixation | Nail | Nail - Femur | Depuy Synthes | Femoral Recon Nail, Greater Trochanter, D 10 mm, right, length 480 mm, Titanium Alloy (TAN), sterile | 04.033.078S | Standalone | DE0502632 | Patients requiring fracture fixation or orthopaedic corrective surgery
Orthopaedics | Trauma - Intramedullary fixation | Nail | Nail - Femur | Depuy Synthes | Femoral Recon Nail, Greater Trochanter, D 10 mm, right, length 490 mm, Titanium Alloy (TAN), sterile | 04.033.079S | Standalone | DE0502632 | Patients requiring fracture fixation or orthopaedic corrective surgery
Orthopaedics | Trauma - Intramedullary fixation | Nail | Nail - Femur | Depuy Synthes | Femoral Recon Nail, Piriformis Fossa, D 11 mm, right, length 300 mm, Titanium Alloy (TAN), sterile | 04.033.130S | Standalone | DE0502632 | Patients requiring fracture fixation or orthopaedic corrective surgery
Orthopaedics | Trauma - Intramedullary fixation | Nail | Nail - Femur | Depuy Synthes | Femoral Recon Nail, Piriformis Fossa, D 11 mm, left, length 300 mm, Titanium Alloy (TAN), sterile | 04.033.131S | Standalone | DE0502632 | Patients requiring fracture fixation or orthopaedic corrective surgery
Orthopaedics | Trauma - Intramedullary fixation | Nail | Nail - Femur | Depuy Synthes | Femoral Recon Nail, Piriformis Fossa, D 11 mm, right, length 320 mm, Titanium Alloy (TAN), sterile | 04.033.132S | Standalone | DE0502632 | Patients requiring fracture fixation or orthopaedic corrective surgery
Orthopaedics | Trauma - Intramedullary fixation | Nail | Nail - Femur | Depuy Synthes | Femoral Recon Nail, Piriformis Fossa, D 11 mm, left, length 320 mm, Titanium Alloy (TAN), sterile | 04.033.133S | Standalone | DE0502632 | Patients requiring fracture fixation or orthopaedic corrective surgery
Orthopaedics | Trauma - Intramedullary fixation | Nail | Nail - Femur | Depuy Synthes | Femoral Recon Nail, Piriformis Fossa, D 11 mm, right, length 340 mm, Titanium Alloy (TAN), sterile | 04.033.134S | Standalone | DE0502632 | Patients requiring fracture fixation or orthopaedic corrective surgery
Orthopaedics | Trauma - Intramedullary fixation | Nail | Nail - Femur | Depuy Synthes | Femoral Recon Nail, Piriformis Fossa, D 11 mm, left, length 340 mm, Titanium Alloy (TAN), sterile | 04.033.135S | Standalone | DE0502632 | Patients requiring fracture fixation or orthopaedic corrective surgery
Orthopaedics | Trauma - Intramedullary fixation | Nail | Nail - Femur | Depuy Synthes | Femoral Recon Nail, Piriformis Fossa, D 11 mm, right, length 360 mm, Titanium Alloy (TAN), sterile | 04.033.136S | Standalone | DE0502632 | Patients requiring fracture fixation or orthopaedic corrective surgery
Orthopaedics | Trauma - Intramedullary fixation | Nail | Nail - Femur | Depuy Synthes | Femoral Recon Nail, Piriformis Fossa, D 11 mm, left, length 360 mm, Titanium Alloy (TAN), sterile | 04.033.137S | Standalone | DE0502632 | Patients requiring fracture fixation or orthopaedic corrective surgery
Orthopaedics | Trauma - Intramedullary fixation | Nail | Nail - Femur | Depuy Synthes | Femoral Recon Nail, Piriformis Fossa, D 11 mm, right, length 380 mm, Titanium Alloy (TAN), sterile | 04.033.138S | Standalone | DE0502632 | Patients requiring fracture fixation or orthopaedic corrective surgery
Orthopaedics | Trauma - Intramedullary fixation | Nail | Nail - Femur | Depuy Synthes | Femoral Recon Nail, Piriformis Fossa, D 11 mm, left, length 380 mm, Titanium Alloy (TAN), sterile | 04.033.139S | Standalone | DE0502632 | Patients requiring fracture fixation or orthopaedic corrective surgery
Orthopaedics | Trauma - Intramedullary fixation | Nail | Nail - Femur | Depuy Synthes | Femoral Recon Nail, Piriformis Fossa, D 11 mm, right, length 400 mm, Titanium Alloy (TAN), sterile | 04.033.140S | Standalone | DE0502632 | Patients requiring fracture fixation or orthopaedic corrective surgery
Orthopaedics | Trauma - Intramedullary fixation | Nail | Nail - Femur | Depuy Synthes | Femoral Recon Nail, Piriformis Fossa, D 11 mm, left, length 400 mm, Titanium Alloy (TAN), sterile | 04.033.141S | Standalone | DE0502632 | Patients requiring fracture fixation or orthopaedic corrective surgery
Orthopaedics | Trauma - Intramedullary fixation | Nail | Nail - Femur | Depuy Synthes | Femoral Recon Nail, Piriformis Fossa, D 11 mm, right, length 420 mm, Titanium Alloy (TAN), sterile | 04.033.142S | Standalone | DE0502632 | Patients requiring fracture fixation or orthopaedic corrective surgery
Orthopaedics | Trauma - Intramedullary fixation | Nail | Nail - Femur | Depuy Synthes | Femoral Recon Nail, Piriformis Fossa, D 11 mm, left, length 420 mm, Titanium Alloy (TAN), sterile | 04.033.143S | Standalone | DE0502632 | Patients requiring fracture fixation or orthopaedic corrective surgery
Orthopaedics | Trauma - Intramedullary fixation | Nail | Nail - Femur | Depuy Synthes | Femoral Recon Nail, Piriformis Fossa, D 11 mm, right, length 440 mm, Titanium Alloy (TAN), sterile | 04.033.144S | Standalone | DE0502632 | Patients requiring fracture fixation or orthopaedic corrective surgery
Orthopaedics | Trauma - Intramedullary fixation | Nail | Nail - Femur | Depuy Synthes | Femoral Recon Nail, Piriformis Fossa, D 11 mm, left, length 440 mm, Titanium Alloy (TAN), sterile | 04.033.145S | Standalone | DE0502632 | Patients requiring fracture fixation or orthopaedic corrective surgery
Orthopaedics | Trauma - Intramedullary fixation | Nail | Nail - Femur | Depuy Synthes | Femoral Recon Nail, Piriformis Fossa, D 11 mm, right, length 460 mm, Titanium Alloy (TAN), sterile | 04.033.146S | Standalone | DE0502632 | Patients requiring fracture fixation or orthopaedic corrective surgery
Orthopaedics | Trauma - Intramedullary fixation | Nail | Nail - Femur | Depuy Synthes | Femoral Recon Nail, Piriformis Fossa, D 11 mm, left, length 460 mm, Titanium Alloy (TAN), sterile | 04.033.147S | Standalone | DE0502632 | Patients requiring fracture fixation or orthopaedic corrective surgery
Orthopaedics | Trauma - Intramedullary fixation | Nail | Nail - Femur | Depuy Synthes | Femoral Recon Nail, Piriformis Fossa, D 11 mm, right, length 480 mm, Titanium Alloy (TAN), sterile | 04.033.148S | Standalone | DE0502632 | Patients requiring fracture fixation or orthopaedic corrective surgery
Orthopaedics | Trauma - Intramedullary fixation | Nail | Nail - Femur | Depuy Synthes | Femoral Recon Nail, Piriformis Fossa, D 11 mm, left, length 480 mm, Titanium Alloy (TAN), sterile | 04.033.149S | Standalone | DE0502632 | Patients requiring fracture fixation or orthopaedic corrective surgery
Orthopaedics | Trauma - Intramedullary fixation | Nail | Nail - Femur | Depuy Synthes | Femoral Recon Nail, Greater Trochanter, D 11 mm, right, length 300 mm, Titanium Alloy (TAN), sterile | 04.033.160S | Standalone | DE0502632 | Patients requiring fracture fixation or orthopaedic corrective surgery
Orthopaedics | Trauma - Intramedullary fixation | Nail | Nail - Femur | Depuy Synthes | Femoral Recon Nail, Greater Trochanter, D 11 mm, left, length 300 mm, Titanium Alloy (TAN), sterile | 04.033.161S | Standalone | DE0502632 | Patients requiring fracture fixation or orthopaedic corrective surgery
Orthopaedics | Trauma - Intramedullary fixation | Nail | Nail - Femur | Depuy Synthes | Femoral Recon Nail, Greater Trochanter, D 11 mm, right, length 320 mm, Titanium Alloy (TAN), sterile | 04.033.162S | Standalone | DE0502632 | Patients requiring fracture fixation or orthopaedic corrective surgery
Orthopaedics | Trauma - Intramedullary fixation | Nail | Nail - Femur | Depuy Synthes | Femoral Recon Nail, Greater Trochanter, D 11 mm, left, length 320 mm, Titanium Alloy (TAN), sterile | 04.033.163S | Standalone | DE0502632 | Patients requiring fracture fixation or orthopaedic corrective surgery
Orthopaedics | Trauma - Intramedullary fixation | Nail | Nail - Femur | Depuy Synthes | Femoral Recon Nail, Greater Trochanter, D 11 mm, right, length 340 mm, Titanium Alloy (TAN), sterile | 04.033.164S | Standalone | DE0502632 | Patients requiring fracture fixation or orthopaedic corrective surgery
Orthopaedics | Trauma - Intramedullary fixation | Nail | Nail - Femur | Depuy Synthes | Femoral Recon Nail, Greater Trochanter, D 11 mm, left, length 340 mm, Titanium Alloy (TAN), sterile | 04.033.165S | Standalone | DE0502632 | Patients requiring fracture fixation or orthopaedic corrective surgery
Orthopaedics | Trauma - Intramedullary fixation | Nail | Nail - Femur | Depuy Synthes | Femoral Recon Nail, Greater Trochanter, D 11 mm, right, length 360 mm, Titanium Alloy (TAN), sterile | 04.033.166S | Standalone | DE0502632 | Patients requiring fracture fixation or orthopaedic corrective surgery
Orthopaedics | Trauma - Intramedullary fixation | Nail | Nail - Femur | Depuy Synthes | Femoral Recon Nail, Greater Trochanter, D 11 mm, left, length 360 mm, Titanium Alloy (TAN), sterile | 04.033.167S | Standalone | DE0502632 | Patients requiring fracture fixation or orthopaedic corrective surgery
Orthopaedics | Trauma - Intramedullary fixation | Nail | Nail - Femur | Depuy Synthes | Femoral Recon Nail, Greater Trochanter, D 11 mm, right, length 380 mm, Titanium Alloy (TAN), sterile | 04.033.168S | Standalone | DE0502632 | Patients requiring fracture fixation or orthopaedic corrective surgery
Orthopaedics | Trauma - Intramedullary fixation | Nail | Nail - Femur | Depuy Synthes | Femoral Recon Nail, Greater Trochanter, D 11 mm, left, length 380 mm, Titanium Alloy (TAN), sterile | 04.033.169S | Standalone | DE0502632 | Patients requiring fracture fixation or orthopaedic corrective surgery
Orthopaedics | Trauma - Intramedullary fixation | Nail | Nail - Femur | Depuy Synthes | Femoral Recon Nail, Greater Trochanter, D 11 mm, right, length 400 mm, Titanium Alloy (TAN), sterile | 04.033.170S | Standalone | DE0502632 | Patients requiring fracture fixation or orthopaedic corrective surgery
Orthopaedics | Trauma - Intramedullary fixation | Nail | Nail - Femur | Depuy Synthes | Femoral Recon Nail, Greater Trochanter, D 11 mm, left, length 400 mm, Titanium Alloy (TAN), sterile | 04.033.171S | Standalone | DE0502632 | Patients requiring fracture fixation or orthopaedic corrective surgery
Orthopaedics | Trauma - Intramedullary fixation | Nail | Nail - Femur | Depuy Synthes | Femoral Recon Nail, Greater Trochanter, D 11 mm, right, length 420 mm, Titanium Alloy (TAN), sterile | 04.033.172S | Standalone | DE0502632 | Patients requiring fracture fixation or orthopaedic corrective surgery
Orthopaedics | Trauma - Intramedullary fixation | Nail | Nail - Femur | Depuy Synthes | Femoral Recon Nail, Greater Trochanter, D 11 mm, left, length 420 mm, Titanium Alloy (TAN), sterile | 04.033.173S | Standalone | DE0502632 | Patients requiring fracture fixation or orthopaedic corrective surgery
Orthopaedics | Trauma - Intramedullary fixation | Nail | Nail - Femur | Depuy Synthes | Femoral Recon Nail, Greater Trochanter, D 11 mm, right, length 440 mm, Titanium Alloy (TAN), sterile | 04.033.174S | Standalone | DE0502632 | Patients requiring fracture fixation or orthopaedic corrective surgery
Orthopaedics | Trauma - Intramedullary fixation | Nail | Nail - Femur | Depuy Synthes | Femoral Recon Nail, Greater Trochanter, D 11 mm, left, length 440 mm, Titanium Alloy (TAN), sterile | 04.033.175S | Standalone | DE0502632 | Patients requiring fracture fixation or orthopaedic corrective surgery
Orthopaedics | Trauma - Intramedullary fixation | Nail | Nail - Femur | Depuy Synthes | Femoral Recon Nail, Greater Trochanter, D 11 mm, right, length 460 mm, Titanium Alloy (TAN), sterile | 04.033.176S | Standalone | DE0502632 | Patients requiring fracture fixation or orthopaedic corrective surgery
Orthopaedics | Trauma - Intramedullary fixation | Nail | Nail - Femur | Depuy Synthes | Femoral Recon Nail, Greater Trochanter, D 11 mm, left, length 460 mm, Titanium Alloy (TAN), sterile | 04.033.177S | Standalone | DE0502632 | Patients requiring fracture fixation or orthopaedic corrective surgery
Orthopaedics | Trauma - Intramedullary fixation | Nail | Nail - Femur | Depuy Synthes | Femoral Recon Nail, Greater Trochanter, D 11 mm, right, length 480 mm, Titanium Alloy (TAN), sterile | 04.033.178S | Standalone | DE0502632 | Patients requiring fracture fixation or orthopaedic corrective surgery
Orthopaedics | Trauma - Intramedullary fixation | Nail | Nail - Femur | Depuy Synthes | Femoral Recon Nail, Greater Trochanter, D 11 mm, left, length 480 mm, Titanium Alloy (TAN), sterile | 04.033.179S | Standalone | DE0502632 | Patients requiring fracture fixation or orthopaedic corrective surgery
Orthopaedics | Trauma - Intramedullary fixation | Nail | Nail - Femur | Depuy Synthes | Femoral Recon Nail, Piriformis Fossa, D 12 mm, right, length 300 mm, Titanium Alloy (TAN), sterile | 04.033.230S | Standalone | DE0502632 | Patients requiring fracture fixation or orthopaedic corrective surgery
Orthopaedics | Trauma - Intramedullary fixation | Nail | Nail - Femur | Depuy Synthes | Femoral Recon Nail, Piriformis Fossa, D 12 mm, left, length 300 mm, Titanium Alloy (TAN), sterile | 04.033.231S | Standalone | DE0502632 | Patients requiring fracture fixation or orthopaedic corrective surgery
Orthopaedics | Trauma - Intramedullary fixation | Nail | Nail - Femur | Depuy Synthes | Femoral Recon Nail, Piriformis Fossa, D 12 mm, right, length 320 mm, Titanium Alloy (TAN), sterile | 04.033.232S | Standalone | DE0502632 | Patients requiring fracture fixation or orthopaedic corrective surgery
Orthopaedics | Trauma - Intramedullary fixation | Nail | Nail - Femur | Depuy Synthes | Femoral Recon Nail, Piriformis Fossa, D 12 mm, left, length 320 mm, Titanium Alloy (TAN), sterile | 04.033.233S | Standalone | DE0502632 | Patients requiring fracture fixation or orthopaedic corrective surgery
Orthopaedics | Trauma - Intramedullary fixation | Nail | Nail - Femur | Depuy Synthes | Femoral Recon Nail, Piriformis Fossa, D 12 mm, right, length 340 mm, Titanium Alloy (TAN), sterile | 04.033.234S | Standalone | DE0502632 | Patients requiring fracture fixation or orthopaedic corrective surgery
Orthopaedics | Trauma - Intramedullary fixation | Nail | Nail - Femur | Depuy Synthes | Femoral Recon Nail, Piriformis Fossa, D 12 mm, left, length 340 mm, Titanium Alloy (TAN), sterile | 04.033.235S | Standalone | DE0502632 | Patients requiring fracture fixation or orthopaedic corrective surgery
Orthopaedics | Trauma - Intramedullary fixation | Nail | Nail - Femur | Depuy Synthes | Femoral Recon Nail, Piriformis Fossa, D 12 mm, right, length 360 mm, Titanium Alloy (TAN), sterile | 04.033.236S | Standalone | DE0502632 | Patients requiring fracture fixation or orthopaedic corrective surgery
Orthopaedics | Trauma - Intramedullary fixation | Nail | Nail - Femur | Depuy Synthes | Femoral Recon Nail, Piriformis Fossa, D 12 mm, left, length 360 mm, Titanium Alloy (TAN), sterile | 04.033.237S | Standalone | DE0502632 | Patients requiring fracture fixation or orthopaedic corrective surgery
Orthopaedics | Trauma - Intramedullary fixation | Nail | Nail - Femur | Depuy Synthes | Femoral Recon Nail, Piriformis Fossa, D 12 mm, right, length 380 mm, Titanium Alloy (TAN), sterile | 04.033.238S | Standalone | DE0502632 | Patients requiring fracture fixation or orthopaedic corrective surgery
Orthopaedics | Trauma - Intramedullary fixation | Nail | Nail - Femur | Depuy Synthes | Femoral Recon Nail, Piriformis Fossa, D 12 mm, left, length 380 mm, Titanium Alloy (TAN), sterile | 04.033.239S | Standalone | DE0502632 | Patients requiring fracture fixation or orthopaedic corrective surgery
Orthopaedics | Trauma - Intramedullary fixation | Nail | Nail - Femur | Depuy Synthes | Femoral Recon Nail, Piriformis Fossa, D 12 mm, right, length 400 mm, Titanium Alloy (TAN), sterile | 04.033.240S | Standalone | DE0502632 | Patients requiring fracture fixation or orthopaedic corrective surgery
Orthopaedics | Trauma - Intramedullary fixation | Nail | Nail - Femur | Depuy Synthes | Femoral Recon Nail, Piriformis Fossa, D 12 mm, left, length 400 mm, Titanium Alloy (TAN), sterile | 04.033.241S | Standalone | DE0502632 | Patients requiring fracture fixation or orthopaedic corrective surgery
Orthopaedics | Trauma - Intramedullary fixation | Nail | Nail - Femur | Depuy Synthes | Femoral Recon Nail, Piriformis Fossa, D 12 mm, right, length 420 mm, Titanium Alloy (TAN), sterile | 04.033.242S | Standalone | DE0502632 | Patients requiring fracture fixation or orthopaedic corrective surgery
Orthopaedics | Trauma - Intramedullary fixation | Nail | Nail - Femur | Depuy Synthes | Femoral Recon Nail, Piriformis Fossa, D 12 mm, left, length 420 mm, Titanium Alloy (TAN), sterile | 04.033.243S | Standalone | DE0502632 | Patients requiring fracture fixation or orthopaedic corrective surgery
Orthopaedics | Trauma - Intramedullary fixation | Nail | Nail - Femur | Depuy Synthes | Femoral Recon Nail, Piriformis Fossa, D 12 mm, right, length 440 mm, Titanium Alloy (TAN), sterile | 04.033.244S | Standalone | DE0502632 | Patients requiring fracture fixation or orthopaedic corrective surgery
Orthopaedics | Trauma - Intramedullary fixation | Nail | Nail - Femur | Depuy Synthes | Femoral Recon Nail, Piriformis Fossa, D 12 mm, left, length 440 mm, Titanium Alloy (TAN), sterile | 04.033.245S | Standalone | DE0502632 | Patients requiring fracture fixation or orthopaedic corrective surgery
Orthopaedics | Trauma - Intramedullary fixation | Nail | Nail - Femur | Depuy Synthes | Femoral Recon Nail, Piriformis Fossa, D 12 mm, right, length 460 mm, Titanium Alloy (TAN), sterile | 04.033.246S | Standalone | DE0502632 | Patients requiring fracture fixation or orthopaedic corrective surgery
Orthopaedics | Trauma - Intramedullary fixation | Nail | Nail - Femur | Depuy Synthes | Femoral Recon Nail, Piriformis Fossa, D 12 mm, left, length 460 mm, Titanium Alloy (TAN), sterile | 04.033.247S | Standalone | DE0502632 | Patients requiring fracture fixation or orthopaedic corrective surgery
Orthopaedics | Trauma - Intramedullary fixation | Nail | Nail - Femur | Depuy Synthes | Femoral Recon Nail, Piriformis Fossa, D 12 mm, right, length 480 mm, Titanium Alloy (TAN), sterile | 04.033.248S | Standalone | DE0502632 | Patients requiring fracture fixation or orthopaedic corrective surgery
Orthopaedics | Trauma - Intramedullary fixation | Nail | Nail - Femur | Depuy Synthes | Femoral Recon Nail, Piriformis Fossa, D 12 mm, left, length 480 mm, Titanium Alloy (TAN), sterile | 04.033.249S | Standalone | DE0502632 | Patients requiring fracture fixation or orthopaedic corrective surgery
Orthopaedics | Trauma - Intramedullary fixation | Nail | Nail - Femur | Depuy Synthes | Femoral Recon Nail, Greater Trochanter, D 12 mm, right, length 300 mm, Titanium Alloy (TAN), sterile | 04.033.260S | Standalone | DE0502632 | Patients requiring fracture fixation or orthopaedic corrective surgery
Orthopaedics | Trauma - Intramedullary fixation | Nail | Nail - Femur | Depuy Synthes | Femoral Recon Nail, Greater Trochanter, D 12 mm, left, length 300 mm, Titanium Alloy (TAN), sterile | 04.033.261S | Standalone | DE0502632 | Patients requiring fracture fixation or orthopaedic corrective surgery
Orthopaedics | Trauma - Intramedullary fixation | Nail | Nail - Femur | Depuy Synthes | Femoral Recon Nail, Greater Trochanter, D 12 mm, right, length 320 mm, Titanium Alloy (TAN), sterile | 04.033.262S | Standalone | DE0502632 | Patients requiring fracture fixation or orthopaedic corrective surgery
Orthopaedics | Trauma - Intramedullary fixation | Nail | Nail - Femur | Depuy Synthes | Femoral Recon Nail, Greater Trochanter, D 12 mm, left, length 320 mm, Titanium Alloy (TAN), sterile | 04.033.263S | Standalone | DE0502632 | Patients requiring fracture fixation or orthopaedic corrective surgery
Orthopaedics | Trauma - Intramedullary fixation | Nail | Nail - Femur | Depuy Synthes | Femoral Recon Nail, Greater Trochanter, D 12 mm, right, length 340 mm, Titanium Alloy (TAN), sterile | 04.033.264S | Standalone | DE0502632 | Patients requiring fracture fixation or orthopaedic corrective surgery
Orthopaedics | Trauma - Intramedullary fixation | Nail | Nail - Femur | Depuy Synthes | Femoral Recon Nail, Greater Trochanter, D 12 mm, left, length 340 mm, Titanium Alloy (TAN), sterile | 04.033.265S | Standalone | DE0502632 | Patients requiring fracture fixation or orthopaedic corrective surgery
Orthopaedics | Trauma - Intramedullary fixation | Nail | Nail - Femur | Depuy Synthes | Femoral Recon Nail, Greater Trochanter, D 12 mm, right, length 360 mm, Titanium Alloy (TAN), sterile | 04.033.266S | Standalone | DE0502632 | Patients requiring fracture fixation or orthopaedic corrective surgery
Orthopaedics | Trauma - Intramedullary fixation | Nail | Nail - Femur | Depuy Synthes | Femoral Recon Nail, Greater Trochanter, D 12 mm, left, length 360 mm, Titanium Alloy (TAN), sterile | 04.033.267S | Standalone | DE0502632 | Patients requiring fracture fixation or orthopaedic corrective surgery
Orthopaedics | Trauma - Intramedullary fixation | Nail | Nail - Femur | Depuy Synthes | Femoral Recon Nail, Greater Trochanter, D 12 mm, right, length 380 mm, Titanium Alloy (TAN), sterile | 04.033.268S | Standalone | DE0502632 | Patients requiring fracture fixation or orthopaedic corrective surgery
Orthopaedics | Trauma - Intramedullary fixation | Nail | Nail - Femur | Depuy Synthes | Femoral Recon Nail, Greater Trochanter, D 12 mm, left, length 380 mm, Titanium Alloy (TAN), sterile | 04.033.269S | Standalone | DE0502632 | Patients requiring fracture fixation or orthopaedic corrective surgery
Orthopaedics | Trauma - Intramedullary fixation | Nail | Nail - Femur | Depuy Synthes | Femoral Recon Nail, Greater Trochanter, D 12 mm, right, length 400 mm, Titanium Alloy (TAN), sterile | 04.033.270S | Standalone | DE0502632 | Patients requiring fracture fixation or orthopaedic corrective surgery
Orthopaedics | Trauma - Intramedullary fixation | Nail | Nail - Femur | Depuy Synthes | Femoral Recon Nail, Greater Trochanter, D 12 mm, left, length 400 mm, Titanium Alloy (TAN), sterile | 04.033.271S | Standalone | DE0502632 | Patients requiring fracture fixation or orthopaedic corrective surgery
Orthopaedics | Trauma - Intramedullary fixation | Nail | Nail - Femur | Depuy Synthes | Femoral Recon Nail, Greater Trochanter, D 12 mm, right, length 420 mm, Titanium Alloy (TAN), sterile | 04.033.272S | Standalone | DE0502632 | Patients requiring fracture fixation or orthopaedic corrective surgery
Orthopaedics | Trauma - Intramedullary fixation | Nail | Nail - Femur | Depuy Synthes | Femoral Recon Nail, Greater Trochanter, D 12 mm, left, length 420 mm, Titanium Alloy (TAN), sterile | 04.033.273S | Standalone | DE0502632 | Patients requiring fracture fixation or orthopaedic corrective surgery
Orthopaedics | Trauma - Intramedullary fixation | Nail | Nail - Femur | Depuy Synthes | Femoral Recon Nail, Greater Trochanter, D 12 mm, right, length 440 mm, Titanium Alloy (TAN), sterile | 04.033.274S | Standalone | DE0502632 | Patients requiring fracture fixation or orthopaedic corrective surgery
Orthopaedics | Trauma - Intramedullary fixation | Nail | Nail - Femur | Depuy Synthes | Femoral Recon Nail, Greater Trochanter, D 12 mm, left, length 440 mm, Titanium Alloy (TAN), sterile | 04.033.275S | Standalone | DE0502632 | Patients requiring fracture fixation or orthopaedic corrective surgery
Orthopaedics | Trauma - Intramedullary fixation | Nail | Nail - Femur | Depuy Synthes | Femoral Recon Nail, Greater Trochanter, D 12 mm, right, length 460 mm, Titanium Alloy (TAN), sterile | 04.033.276S | Standalone | DE0502632 | Patients requiring fracture fixation or orthopaedic corrective surgery
Orthopaedics | Trauma - Intramedullary fixation | Nail | Nail - Femur | Depuy Synthes | Femoral Recon Nail, Greater Trochanter, D 12 mm, left, length 460 mm, Titanium Alloy (TAN), sterile | 04.033.277S | Standalone | DE0502632 | Patients requiring fracture fixation or orthopaedic corrective surgery
Orthopaedics | Trauma - Intramedullary fixation | Nail | Nail - Femur | Depuy Synthes | Femoral Recon Nail, Greater Trochanter, D 12 mm, right, length 480 mm, Titanium Alloy (TAN), sterile | 04.033.278S | Standalone | DE0502632 | Patients requiring fracture fixation or orthopaedic corrective surgery
Orthopaedics | Trauma - Intramedullary fixation | Nail | Nail - Femur | Depuy Synthes | Femoral Recon Nail, Greater Trochanter, D 12 mm, left, length 480 mm, Titanium Alloy (TAN), sterile | 04.033.279S | Standalone | DE0502632 | Patients requiring fracture fixation or orthopaedic corrective surgery
Orthopaedics | Trauma - Intramedullary fixation | Nail | Nail - Femur | Depuy Synthes | Femoral Recon Nail, Piriformis Fossa, D 14 mm, right, length 300 mm, Titanium Alloy (TAN), sterile | 04.033.430S | Standalone | DE0502632 | Patients requiring fracture fixation or orthopaedic corrective surgery
Orthopaedics | Trauma - Intramedullary fixation | Nail | Nail - Femur | Depuy Synthes | Femoral Recon Nail, Piriformis Fossa, D 14 mm, left, length 300 mm, Titanium Alloy (TAN), sterile | 04.033.431S | Standalone | DE0502632 | Patients requiring fracture fixation or orthopaedic corrective surgery
Orthopaedics | Trauma - Intramedullary fixation | Nail | Nail - Femur | Depuy Synthes | Femoral Recon Nail, Piriformis Fossa, D 14 mm, right, length 320 mm, Titanium Alloy (TAN), sterile | 04.033.432S | Standalone | DE0502632 | Patients requiring fracture fixation or orthopaedic corrective surgery
Orthopaedics | Trauma - Intramedullary fixation | Nail | Nail - Femur | Depuy Synthes | Femoral Recon Nail, Piriformis Fossa, D 14 mm, left, length 320 mm, Titanium Alloy (TAN), sterile | 04.033.433S | Standalone | DE0502632 | Patients requiring fracture fixation or orthopaedic corrective surgery
Orthopaedics | Trauma - Intramedullary fixation | Nail | Nail - Femur | Depuy Synthes | Femoral Recon Nail, Piriformis Fossa, D 14 mm, right, length 340 mm, Titanium Alloy (TAN), sterile | 04.033.434S | Standalone | DE0502632 | Patients requiring fracture fixation or orthopaedic corrective surgery
Orthopaedics | Trauma - Intramedullary fixation | Nail | Nail - Femur | Depuy Synthes | Femoral Recon Nail, Piriformis Fossa, D 14 mm, left, length 340 mm, Titanium Alloy (TAN), sterile | 04.033.435S | Standalone | DE0502632 | Patients requiring fracture fixation or orthopaedic corrective surgery
Orthopaedics | Trauma - Intramedullary fixation | Nail | Nail - Femur | Depuy Synthes | Femoral Recon Nail, Piriformis Fossa, D 14 mm, right, length 360 mm, Titanium Alloy (TAN), sterile | 04.033.436S | Standalone | DE0502632 | Patients requiring fracture fixation or orthopaedic corrective surgery
Orthopaedics | Trauma - Intramedullary fixation | Nail | Nail - Femur | Depuy Synthes | Femoral Recon Nail, Piriformis Fossa, D 14 mm, left, length 360 mm, Titanium Alloy (TAN), sterile | 04.033.437S | Standalone | DE0502632 | Patients requiring fracture fixation or orthopaedic corrective surgery
Orthopaedics | Trauma - Intramedullary fixation | Nail | Nail - Femur | Depuy Synthes | Femoral Recon Nail, Piriformis Fossa, D 14 mm, right, length 380 mm, Titanium Alloy (TAN), sterile | 04.033.438S | Standalone | DE0502632 | Patients requiring fracture fixation or orthopaedic corrective surgery
Orthopaedics | Trauma - Intramedullary fixation | Nail | Nail - Femur | Depuy Synthes | Femoral Recon Nail, Piriformis Fossa, D 14 mm, left, length 380 mm, Titanium Alloy (TAN), sterile | 04.033.439S | Standalone | DE0502632 | Patients requiring fracture fixation or orthopaedic corrective surgery
Orthopaedics | Trauma - Intramedullary fixation | Nail | Nail - Femur | Depuy Synthes | Femoral Recon Nail, Piriformis Fossa, D 14 mm, right, length 400 mm, Titanium Alloy (TAN), sterile | 04.033.440S | Standalone | DE0502632 | Patients requiring fracture fixation or orthopaedic corrective surgery
Orthopaedics | Trauma - Intramedullary fixation | Nail | Nail - Femur | Depuy Synthes | Femoral Recon Nail, Piriformis Fossa, D 14 mm, left, length 400 mm, Titanium Alloy (TAN), sterile | 04.033.441S | Standalone | DE0502632 | Patients requiring fracture fixation or orthopaedic corrective surgery
Orthopaedics | Trauma - Intramedullary fixation | Nail | Nail - Femur | Depuy Synthes | Femoral Recon Nail, Piriformis Fossa, D 14 mm, right, length 420 mm, Titanium Alloy (TAN), sterile | 04.033.442S | Standalone | DE0502632 | Patients requiring fracture fixation or orthopaedic corrective surgery
Orthopaedics | Trauma - Intramedullary fixation | Nail | Nail - Femur | Depuy Synthes | Femoral Recon Nail, Piriformis Fossa, D 14 mm, left, length 420 mm, Titanium Alloy (TAN), sterile | 04.033.443S | Standalone | DE0502632 | Patients requiring fracture fixation or orthopaedic corrective surgery
Orthopaedics | Trauma - Intramedullary fixation | Nail | Nail - Femur | Depuy Synthes | Femoral Recon Nail, Piriformis Fossa, D 14 mm, right, length 440 mm, Titanium Alloy (TAN), sterile | 04.033.444S | Standalone | DE0502632 | Patients requiring fracture fixation or orthopaedic corrective surgery
Orthopaedics | Trauma - Intramedullary fixation | Nail | Nail - Femur | Depuy Synthes | Femoral Recon Nail, Piriformis Fossa, D 14 mm, left, length 440 mm, Titanium Alloy (TAN), sterile | 04.033.445S | Standalone | DE0502632 | Patients requiring fracture fixation or orthopaedic corrective surgery
Orthopaedics | Trauma - Intramedullary fixation | Nail | Nail - Femur | Depuy Synthes | Femoral Recon Nail, Piriformis Fossa, D 14 mm, right, length 460 mm, Titanium Alloy (TAN), sterile | 04.033.446S | Standalone | DE0502632 | Patients requiring fracture fixation or orthopaedic corrective surgery
Orthopaedics | Trauma - Intramedullary fixation | Nail | Nail - Femur | Depuy Synthes | Femoral Recon Nail, Piriformis Fossa, D 14 mm, left, length 460 mm, Titanium Alloy (TAN), sterile | 04.033.447S | Standalone | DE0502632 | Patients requiring fracture fixation or orthopaedic corrective surgery
Orthopaedics | Trauma - Intramedullary fixation | Nail | Nail - Femur | Depuy Synthes | Femoral Recon Nail, Piriformis Fossa, D 14 mm, right, length 480 mm, Titanium Alloy (TAN), sterile | 04.033.448S | Standalone | DE0502632 | Patients requiring fracture fixation or orthopaedic corrective surgery
Orthopaedics | Trauma - Intramedullary fixation | Nail | Nail - Femur | Depuy Synthes | Femoral Recon Nail, Piriformis Fossa, D 14 mm, left, length 480 mm, Titanium Alloy (TAN), sterile | 04.033.449S | Standalone | DE0502632 | Patients requiring fracture fixation or orthopaedic corrective surgery
Orthopaedics | Trauma - Intramedullary fixation | Nail | Nail - Femur | Depuy Synthes | Femoral Recon Nail, Greater Trochanter, D 14 mm, right, length 300 mm, Titanium Alloy (TAN), sterile | 04.033.460S | Standalone | DE0502632 | Patients requiring fracture fixation or orthopaedic corrective surgery
Orthopaedics | Trauma - Intramedullary fixation | Nail | Nail - Femur | Depuy Synthes | Femoral Recon Nail, Greater Trochanter, D 14 mm, left, length 300 mm, Titanium Alloy (TAN), sterile | 04.033.461S | Standalone | DE0502632 | Patients requiring fracture fixation or orthopaedic corrective surgery
Orthopaedics | Trauma - Intramedullary fixation | Nail | Nail - Femur | Depuy Synthes | Femoral Recon Nail, Greater Trochanter, D 14 mm, right, length 320 mm, Titanium Alloy (TAN), sterile | 04.033.462S | Standalone | DE0502632 | Patients requiring fracture fixation or orthopaedic corrective surgery
Orthopaedics | Trauma - Intramedullary fixation | Nail | Nail - Femur | Depuy Synthes | Femoral Recon Nail, Greater Trochanter, D 14 mm, left, length 320 mm, Titanium Alloy (TAN), sterile | 04.033.463S | Standalone | DE0502632 | Patients requiring fracture fixation or orthopaedic corrective surgery
Orthopaedics | Trauma - Intramedullary fixation | Nail | Nail - Femur | Depuy Synthes | Femoral Recon Nail, Greater Trochanter, D 14 mm, right, length 340 mm, Titanium Alloy (TAN), sterile | 04.033.464S | Standalone | DE0502632 | Patients requiring fracture fixation or orthopaedic corrective surgery
Orthopaedics | Trauma - Intramedullary fixation | Nail | Nail - Femur | Depuy Synthes | Femoral Recon Nail, Greater Trochanter, D 14 mm, left, length 340 mm, Titanium Alloy (TAN), sterile | 04.033.465S | Standalone | DE0502632 | Patients requiring fracture fixation or orthopaedic corrective surgery
Orthopaedics | Trauma - Intramedullary fixation | Nail | Nail - Femur | Depuy Synthes | Femoral Recon Nail, Greater Trochanter, D 14 mm, right, length 360 mm, Titanium Alloy (TAN), sterile | 04.033.466S | Standalone | DE0502632 | Patients requiring fracture fixation or orthopaedic corrective surgery
Orthopaedics | Trauma - Intramedullary fixation | Nail | Nail - Femur | Depuy Synthes | Femoral Recon Nail, Greater Trochanter, D 14 mm, left, length 360 mm, Titanium Alloy (TAN), sterile | 04.033.467S | Standalone | DE0502632 | Patients requiring fracture fixation or orthopaedic corrective surgery
Orthopaedics | Trauma - Intramedullary fixation | Nail | Nail - Femur | Depuy Synthes | Femoral Recon Nail, Greater Trochanter, D 14 mm, right, length 380 mm, Titanium Alloy (TAN), sterile | 04.033.468S | Standalone | DE0502632 | Patients requiring fracture fixation or orthopaedic corrective surgery
Orthopaedics | Trauma - Intramedullary fixation | Nail | Nail - Femur | Depuy Synthes | Femoral Recon Nail, Greater Trochanter, D 14 mm, left, length 380 mm, Titanium Alloy (TAN), sterile | 04.033.469S | Standalone | DE0502632 | Patients requiring fracture fixation or orthopaedic corrective surgery
Orthopaedics | Trauma - Intramedullary fixation | Nail | Nail - Femur | Depuy Synthes | Femoral Recon Nail, Greater Trochanter, D 14 mm, right, length 400 mm, Titanium Alloy (TAN), sterile | 04.033.470S | Standalone | DE0502632 | Patients requiring fracture fixation or orthopaedic corrective surgery
Orthopaedics | Trauma - Intramedullary fixation | Nail | Nail - Femur | Depuy Synthes | Femoral Recon Nail, Greater Trochanter, D 14 mm, left, length 400 mm, Titanium Alloy (TAN), sterile | 04.033.471S | Standalone | DE0502632 | Patients requiring fracture fixation or orthopaedic corrective surgery
Orthopaedics | Trauma - Intramedullary fixation | Nail | Nail - Femur | Depuy Synthes | Femoral Recon Nail, Greater Trochanter, D 14 mm, right, length 420 mm, Titanium Alloy (TAN), sterile | 04.033.472S | Standalone | DE0502632 | Patients requiring fracture fixation or orthopaedic corrective surgery
Orthopaedics | Trauma - Intramedullary fixation | Nail | Nail - Femur | Depuy Synthes | Femoral Recon Nail, Greater Trochanter, D 14 mm, left, length 420 mm, Titanium Alloy (TAN), sterile | 04.033.473S | Standalone | DE0502632 | Patients requiring fracture fixation or orthopaedic corrective surgery
Orthopaedics | Trauma - Intramedullary fixation | Nail | Nail - Femur | Depuy Synthes | Femoral Recon Nail, Greater Trochanter, D 14 mm, right, length 440 mm, Titanium Alloy (TAN), sterile | 04.033.474S | Standalone | DE0502632 | Patients requiring fracture fixation or orthopaedic corrective surgery
Orthopaedics | Trauma - Intramedullary fixation | Nail | Nail - Femur | Depuy Synthes | Femoral Recon Nail, Greater Trochanter, D 14 mm, left, length 440 mm, Titanium Alloy (TAN), sterile | 04.033.475S | Standalone | DE0502632 | Patients requiring fracture fixation or orthopaedic corrective surgery
Orthopaedics | Trauma - Intramedullary fixation | Nail | Nail - Femur | Depuy Synthes | Femoral Recon Nail, Greater Trochanter, D 14 mm, right, length 460 mm, Titanium Alloy (TAN), sterile | 04.033.476S | Standalone | DE0502632 | Patients requiring fracture fixation or orthopaedic corrective surgery
Orthopaedics | Trauma - Intramedullary fixation | Nail | Nail - Femur | Depuy Synthes | Femoral Recon Nail, Greater Trochanter, D 14 mm, left, length 460 mm, Titanium Alloy (TAN), sterile | 04.033.477S | Standalone | DE0502632 | Patients requiring fracture fixation or orthopaedic corrective surgery
Orthopaedics | Trauma - Intramedullary fixation | Nail | Nail - Femur | Depuy Synthes | Femoral Recon Nail, Greater Trochanter, D 14 mm, right, length 480 mm, Titanium Alloy (TAN), sterile | 04.033.478S | Standalone | DE0502632 | Patients requiring fracture fixation or orthopaedic corrective surgery
Orthopaedics | Trauma - Intramedullary fixation | Nail | Nail - Femur | Depuy Synthes | Femoral Recon Nail, Greater Trochanter, D 14 mm, left, length 480 mm, Titanium Alloy (TAN), sterile | 04.033.479S | Standalone | DE0502632 | Patients requiring fracture fixation or orthopaedic corrective surgery
Orthopaedics | Trauma - Intramedullary fixation | Nail | Nail - Femur | Depuy Synthes | Femoral Recon Nail, Piriformis Fossa, D 9 mm, right, length 280 mm, Titanium Alloy (TAN), sterile | 04.033.928S | Standalone | DE0502632 | Patients requiring fracture fixation or orthopaedic corrective surgery
Orthopaedics | Trauma - Intramedullary fixation | Nail | Nail - Femur | Depuy Synthes | Femoral Recon Nail, Piriformis Fossa, D 9 mm, left, length 280 mm, Titanium Alloy (TAN), sterile | 04.033.929S | Standalone | DE0502632 | Patients requiring fracture fixation or orthopaedic corrective surgery
Orthopaedics | Trauma - Intramedullary fixation | Nail | Nail - Femur | Depuy Synthes | Femoral Recon Nail, Piriformis Fossa, D 9 mm, right, length 300 mm, Titanium Alloy (TAN), sterile | 04.033.930S | Standalone | DE0502632 | Patients requiring fracture fixation or orthopaedic corrective surgery
Orthopaedics | Trauma - Intramedullary fixation | Nail | Nail - Femur | Depuy Synthes | Femoral Recon Nail, Piriformis Fossa, D 9 mm, left, length 300 mm, Titanium Alloy (TAN), sterile | 04.033.931S | Standalone | DE0502632 | Patients requiring fracture fixation or orthopaedic corrective surgery
Orthopaedics | Trauma - Intramedullary fixation | Nail | Nail - Femur | Depuy Synthes | Femoral Recon Nail, Piriformis Fossa, D 9 mm, right, length 320 mm, Titanium Alloy (TAN), sterile | 04.033.932S | Standalone | DE0502632 | Patients requiring fracture fixation or orthopaedic corrective surgery
Orthopaedics | Trauma - Intramedullary fixation | Nail | Nail - Femur | Depuy Synthes | Femoral Recon Nail, Piriformis Fossa, D 9 mm, left, length 320 mm, Titanium Alloy (TAN), sterile | 04.033.933S | Standalone | DE0502632 | Patients requiring fracture fixation or orthopaedic corrective surgery
Orthopaedics | Trauma - Intramedullary fixation | Nail | Nail - Femur | Depuy Synthes | Femoral Recon Nail, Piriformis Fossa, D 9 mm, right, length 340 mm, Titanium Alloy (TAN), sterile | 04.033.934S | Standalone | DE0502632 | Patients requiring fracture fixation or orthopaedic corrective surgery
Orthopaedics | Trauma - Intramedullary fixation | Nail | Nail - Femur | Depuy Synthes | Femoral Recon Nail, Piriformis Fossa, D 9 mm, left, length 340 mm, Titanium Alloy (TAN), sterile | 04.033.935S | Standalone | DE0502632 | Patients requiring fracture fixation or orthopaedic corrective surgery
Orthopaedics | Trauma - Intramedullary fixation | Nail | Nail - Femur | Depuy Synthes | Femoral Recon Nail, Piriformis Fossa, D 9 mm, right, length 360 mm, Titanium Alloy (TAN), sterile | 04.033.936S | Standalone | DE0502632 | Patients requiring fracture fixation or orthopaedic corrective surgery
Orthopaedics | Trauma - Intramedullary fixation | Nail | Nail - Femur | Depuy Synthes | Femoral Recon Nail, Piriformis Fossa, D 9 mm, left, length 360 mm, Titanium Alloy (TAN), sterile | 04.033.937S | Standalone | DE0502632 | Patients requiring fracture fixation or orthopaedic corrective surgery
Orthopaedics | Trauma - Intramedullary fixation | Nail | Nail - Femur | Depuy Synthes | Femoral Recon Nail, Piriformis Fossa, D 9 mm, right, length 380 mm, Titanium Alloy (TAN), sterile | 04.033.938S | Standalone | DE0502632 | Patients requiring fracture fixation or orthopaedic corrective surgery
Orthopaedics | Trauma - Intramedullary fixation | Nail | Nail - Femur | Depuy Synthes | Femoral Recon Nail, Piriformis Fossa, D 9 mm, left, length 380 mm, Titanium Alloy (TAN), sterile | 04.033.939S | Standalone | DE0502632 | Patients requiring fracture fixation or orthopaedic corrective surgery
Orthopaedics | Trauma - Intramedullary fixation | Nail | Nail - Femur | Depuy Synthes | Femoral Recon Nail, Piriformis Fossa, D 9 mm, right, length 400 mm, Titanium Alloy (TAN), sterile | 04.033.940S | Standalone | DE0502632 | Patients requiring fracture fixation or orthopaedic corrective surgery
Orthopaedics | Trauma - Intramedullary fixation | Nail | Nail - Femur | Depuy Synthes | Femoral Recon Nail, Piriformis Fossa, D 9 mm, left, length 400 mm, Titanium Alloy (TAN), sterile | 04.033.941S | Standalone | DE0502632 | Patients requiring fracture fixation or orthopaedic corrective surgery
Orthopaedics | Trauma - Intramedullary fixation | Nail | Nail - Femur | Depuy Synthes | Femoral Recon Nail, Piriformis Fossa, D 9 mm, right, length 420 mm, Titanium Alloy (TAN), sterile | 04.033.942S | Standalone | DE0502632 | Patients requiring fracture fixation or orthopaedic corrective surgery
Orthopaedics | Trauma - Intramedullary fixation | Nail | Nail - Femur | Depuy Synthes | Femoral Recon Nail, Piriformis Fossa, D 9 mm, left, length 420 mm, Titanium Alloy (TAN), sterile | 04.033.943S | Standalone | DE0502632 | Patients requiring fracture fixation or orthopaedic corrective surgery
Orthopaedics | Trauma - Intramedullary fixation | Nail | Nail - Femur | Depuy Synthes | Femoral Recon Nail, Piriformis Fossa, D 9 mm, right, length 440 mm, Titanium Alloy (TAN), sterile | 04.033.944S | Standalone | DE0502632 | Patients requiring fracture fixation or orthopaedic corrective surgery
Orthopaedics | Trauma - Intramedullary fixation | Nail | Nail - Femur | Depuy Synthes | Femoral Recon Nail, Piriformis Fossa, D 9 mm, left, length 440 mm, Titanium Alloy (TAN), sterile | 04.033.945S | Standalone | DE0502632 | Patients requiring fracture fixation or orthopaedic corrective surgery
Orthopaedics | Trauma - Intramedullary fixation | Nail | Nail - Femur | Depuy Synthes | Femoral Recon Nail, Piriformis Fossa, D 9 mm, right, length 460 mm, Titanium Alloy (TAN), sterile | 04.033.946S | Standalone | DE0502632 | Patients requiring fracture fixation or orthopaedic corrective surgery
Orthopaedics | Trauma - Intramedullary fixation | Nail | Nail - Femur | Depuy Synthes | Femoral Recon Nail, Piriformis Fossa, D 9 mm, left, length 460 mm, Titanium Alloy (TAN), sterile | 04.033.947S | Standalone | DE0502632 | Patients requiring fracture fixation or orthopaedic corrective surgery
Orthopaedics | Trauma - Intramedullary fixation | Nail | Nail - Femur | Depuy Synthes | Femoral Recon Nail, Piriformis Fossa, D 9 mm, right, length 480 mm, Titanium Alloy (TAN), sterile | 04.033.948S | Standalone | DE0502632 | Patients requiring fracture fixation or orthopaedic corrective surgery
Orthopaedics | Trauma - Intramedullary fixation | Nail | Nail - Femur | Depuy Synthes | Femoral Recon Nail, Piriformis Fossa, D 9 mm, left, length 480 mm, Titanium Alloy (TAN), sterile | 04.033.949S | Standalone | DE0502632 | Patients requiring fracture fixation or orthopaedic corrective surgery
Orthopaedics | Trauma - Intramedullary fixation | Nail | Nail - Femur | Depuy Synthes | Femoral Recon Nail, Greater Trochanter, D 9 mm, right, length 280 mm, Titanium Alloy (TAN), sterile | 04.033.958S | Standalone | DE0502632 | Patients requiring fracture fixation or orthopaedic corrective surgery
Orthopaedics | Trauma - Intramedullary fixation | Nail | Nail - Femur | Depuy Synthes | Femoral Recon Nail, Greater Trochanter, D 9 mm, left, length 280 mm, Titanium Alloy (TAN), sterile | 04.033.959S | Standalone | DE0502632 | Patients requiring fracture fixation or orthopaedic corrective surgery
Orthopaedics | Trauma - Intramedullary fixation | Nail | Nail - Femur | Depuy Synthes | Femoral Recon Nail, Greater Trochanter, D 9 mm, right, length 300 mm, Titanium Alloy (TAN), sterile | 04.033.960S | Standalone | DE0502632 | Patients requiring fracture fixation or orthopaedic corrective surgery
Orthopaedics | Trauma - Intramedullary fixation | Nail | Nail - Femur | Depuy Synthes | Femoral Recon Nail, Greater Trochanter, D 9 mm, left, length 300 mm, Titanium Alloy (TAN), sterile | 04.033.961S | Standalone | DE0502632 | Patients requiring fracture fixation or orthopaedic corrective surgery
Orthopaedics | Trauma - Intramedullary fixation | Nail | Nail - Femur | Depuy Synthes | Femoral Recon Nail, Greater Trochanter, D 9 mm, right, length 320 mm, Titanium Alloy (TAN), sterile | 04.033.962S | Standalone | DE0502632 | Patients requiring fracture fixation or orthopaedic corrective surgery
Orthopaedics | Trauma - Intramedullary fixation | Nail | Nail - Femur | Depuy Synthes | Femoral Recon Nail, Greater Trochanter, D 9 mm, left, length 320 mm, Titanium Alloy (TAN), sterile | 04.033.963S | Standalone | DE0502632 | Patients requiring fracture fixation or orthopaedic corrective surgery
Orthopaedics | Trauma - Intramedullary fixation | Nail | Nail - Femur | Depuy Synthes | Femoral Recon Nail, Greater Trochanter, D 9 mm, right, length 340 mm, Titanium Alloy (TAN), sterile | 04.033.964S | Standalone | DE0502632 | Patients requiring fracture fixation or orthopaedic corrective surgery
Orthopaedics | Trauma - Intramedullary fixation | Nail | Nail - Femur | Depuy Synthes | Femoral Recon Nail, Greater Trochanter, D 9 mm, left, length 340 mm, Titanium Alloy (TAN), sterile | 04.033.965S | Standalone | DE0502632 | Patients requiring fracture fixation or orthopaedic corrective surgery
Orthopaedics | Trauma - Intramedullary fixation | Nail | Nail - Femur | Depuy Synthes | Femoral Recon Nail, Greater Trochanter, D 9 mm, right, length 360 mm, Titanium Alloy (TAN), sterile | 04.033.966S | Standalone | DE0502632 | Patients requiring fracture fixation or orthopaedic corrective surgery
Orthopaedics | Trauma - Intramedullary fixation | Nail | Nail - Femur | Depuy Synthes | Femoral Recon Nail, Greater Trochanter, D 9 mm, left, length 360 mm, Titanium Alloy (TAN), sterile | 04.033.967S | Standalone | DE0502632 | Patients requiring fracture fixation or orthopaedic corrective surgery
Orthopaedics | Trauma - Intramedullary fixation | Nail | Nail - Femur | Depuy Synthes | Femoral Recon Nail, Greater Trochanter, D 9 mm, right, length 380 mm, Titanium Alloy (TAN), sterile | 04.033.968S | Standalone | DE0502632 | Patients requiring fracture fixation or orthopaedic corrective surgery
Orthopaedics | Trauma - Intramedullary fixation | Nail | Nail - Femur | Depuy Synthes | Femoral Recon Nail, Greater Trochanter, D 9 mm, left, length 380 mm, Titanium Alloy (TAN), sterile | 04.033.969S | Standalone | DE0502632 | Patients requiring fracture fixation or orthopaedic corrective surgery
Orthopaedics | Trauma - Intramedullary fixation | Nail | Nail - Femur | Depuy Synthes | Femoral Recon Nail, Greater Trochanter, D 9 mm, right, length 400 mm, Titanium Alloy (TAN), sterile | 04.033.970S | Standalone | DE0502632 | Patients requiring fracture fixation or orthopaedic corrective surgery
Orthopaedics | Trauma - Intramedullary fixation | Nail | Nail - Femur | Depuy Synthes | Femoral Recon Nail, Greater Trochanter, D 9 mm, left, length 400 mm, Titanium Alloy (TAN), sterile | 04.033.971S | Standalone | DE0502632 | Patients requiring fracture fixation or orthopaedic corrective surgery
Orthopaedics | Trauma - Intramedullary fixation | Nail | Nail - Femur | Depuy Synthes | Femoral Recon Nail, Greater Trochanter, D 9 mm, right, length 420 mm, Titanium Alloy (TAN), sterile | 04.033.972S | Standalone | DE0502632 | Patients requiring fracture fixation or orthopaedic corrective surgery
Orthopaedics | Trauma - Intramedullary fixation | Nail | Nail - Femur | Depuy Synthes | Femoral Recon Nail, Greater Trochanter, D 9 mm, left, length 420 mm, Titanium Alloy (TAN), sterile | 04.033.973S | Standalone | DE0502632 | Patients requiring fracture fixation or orthopaedic corrective surgery
Orthopaedics | Trauma - Intramedullary fixation | Nail | Nail - Femur | Depuy Synthes | Femoral Recon Nail, Greater Trochanter, D 9 mm, right, length 440 mm, Titanium Alloy (TAN), sterile | 04.033.974S | Standalone | DE0502632 | Patients requiring fracture fixation or orthopaedic corrective surgery
Orthopaedics | Trauma - Intramedullary fixation | Nail | Nail - Femur | Depuy Synthes | Femoral Recon Nail, Greater Trochanter, D 9 mm, left, length 440 mm, Titanium Alloy (TAN), sterile | 04.033.975S | Standalone | DE0502632 | Patients requiring fracture fixation or orthopaedic corrective surgery
Orthopaedics | Trauma - Intramedullary fixation | Nail | Nail - Femur | Depuy Synthes | Femoral Recon Nail, Greater Trochanter, D 9 mm, right, length 460 mm, Titanium Alloy (TAN), sterile | 04.033.976S | Standalone | DE0502632 | Patients requiring fracture fixation or orthopaedic corrective surgery
Orthopaedics | Trauma - Intramedullary fixation | Nail | Nail - Femur | Depuy Synthes | Femoral Recon Nail, Greater Trochanter, D 9 mm, left, length 460 mm, Titanium Alloy (TAN), steril | 04.033.977S | Standalone | DE0502632 | Patients requiring fracture fixation or orthopaedic corrective surgery
Orthopaedics | Trauma - Intramedullary fixation | Nail | Nail - Femur | Depuy Synthes | Femoral Recon Nail, Greater Trochanter, D 9 mm, right, length 480 mm, Titanium Alloy (TAN), sterile | 04.033.978S | Standalone | DE0502632 | Patients requiring fracture fixation or orthopaedic corrective surgery
Orthopaedics | Trauma - Intramedullary fixation | Nail | Nail - Femur | Depuy Synthes | Femoral Recon Nail, Greater Trochanter, D 9 mm, left, length 480 mm, Titanium Alloy (TAN), sterile | 04.033.979S | Standalone | DE0502632 | Patients requiring fracture fixation or orthopaedic corrective surgery
Orthopaedics | Trauma - Intramedullary fixation | Nail | Nail - Femur | Depuy Synthes | Trochanteric Femoral Nail D 10 mm, 125DEG, length 170 mm, Titanium Alloy (Ti Mo15), sterile | 04.037.012S | Standalone | DE0018555 | Patients requiring fracture fixation or orthopaedic corrective surgery
Orthopaedics | Trauma - Intramedullary fixation | Nail | Nail - Femur | Depuy Synthes | Trochanteric Femoral Nail D 10 mm, 125DEG, length 200 mm, Titanium Alloy (Ti Mo15), sterile | 04.037.013S | Standalone | DE0018555 | Patients requiring fracture fixation or orthopaedic corrective surgery
Orthopaedics | Trauma - Intramedullary fixation | Nail | Nail - Femur | Depuy Synthes | Trochanteric Femoral Nail D 10 mm, right, 125DEG, length 235 mm, Titanium Alloy (Ti Mo15), sterile | 04.037.014S | Standalone | DE0018555 | Patients requiring fracture fixation or orthopaedic corrective surgery
Orthopaedics | Trauma - Intramedullary fixation | Nail | Nail - Femur | Depuy Synthes | Trochanteric Femoral Nail D 10 mm, left, 125DEG, length 235 mm, Titanium Alloy (Ti Mo15), sterile | 04.037.015S | Standalone | DE0018555 | Patients requiring fracture fixation or orthopaedic corrective surgery
Orthopaedics | Trauma - Intramedullary fixation | Nail | Nail - Femur | Depuy Synthes | Trochanteric Femoral Nail D 10 mm, right, 125DEG, length 260 mm, Titanium Alloy (Ti Mo15), sterile | 04.037.016S | Standalone | DE0018555 | Patients requiring fracture fixation or orthopaedic corrective surgery
Orthopaedics | Trauma - Intramedullary fixation | Nail | Nail - Femur | Depuy Synthes | Trochanteric Femoral Nail D 10 mm, left, 125DEG, length 260 mm, Titanium Alloy (Ti Mo15), sterile | 04.037.017S | Standalone | DE0018555 | Patients requiring fracture fixation or orthopaedic corrective surgery
Orthopaedics | Trauma - Intramedullary fixation | Nail | Nail - Femur | Depuy Synthes | Trochanteric Femoral Nail D 10 mm, right, 125DEG, length 280 mm, Titanium Alloy (Ti Mo15), sterile | 04.037.018S | Standalone | DE0018555 | Patients requiring fracture fixation or orthopaedic corrective surgery
Orthopaedics | Trauma - Intramedullary fixation | Nail | Nail - Femur | Depuy Synthes | Trochanteric Femoral Nail D 10 mm, left, 125DEG, length 280 mm, Titanium Alloy (Ti Mo15), sterile | 04.037.019S | Standalone | DE0018555 | Patients requiring fracture fixation or orthopaedic corrective surgery
Orthopaedics | Trauma - Intramedullary fixation | Nail | Nail - Femur | Depuy Synthes | Trochanteric Femoral Nail D 10 mm, right, 125DEG, length 300 mm, Titanium Alloy (Ti Mo15), sterile | 04.037.020S | Standalone | DE0018555 | Patients requiring fracture fixation or orthopaedic corrective surgery
Orthopaedics | Trauma - Intramedullary fixation | Nail | Nail - Femur | Depuy Synthes | Trochanteric Femoral Nail D 10 mm, left, 125DEG, length 300 mm, Titanium Alloy (Ti Mo15), sterile | 04.037.021S | Standalone | DE0018555 | Patients requiring fracture fixation or orthopaedic corrective surgery
Orthopaedics | Trauma - Intramedullary fixation | Nail | Nail - Femur | Depuy Synthes | Trochanteric Femoral Nail D 10 mm, right, 125DEG, length 320 mm, Titanium Alloy (Ti Mo15), sterile | 04.037.022S | Standalone | DE0018555 | Patients requiring fracture fixation or orthopaedic corrective surgery
Orthopaedics | Trauma - Intramedullary fixation | Nail | Nail - Femur | Depuy Synthes | Trochanteric Femoral Nail D 10 mm, left, 125DEG, length 320 mm, Titanium Alloy (Ti Mo15), sterile | 04.037.023S | Standalone | DE0018555 | Patients requiring fracture fixation or orthopaedic corrective surgery
Orthopaedics | Trauma - Intramedullary fixation | Nail | Nail - Femur | Depuy Synthes | Trochanteric Femoral Nail D 10 mm, right, 125DEG, length 340 mm, Titanium Alloy (Ti Mo15), sterile | 04.037.024S | Standalone | DE0018555 | Patients requiring fracture fixation or orthopaedic corrective surgery
Orthopaedics | Trauma - Intramedullary fixation | Nail | Nail - Femur | Depuy Synthes | Trochanteric Femoral Nail D 10 mm, left, 125DEG, length 340 mm, Titanium Alloy (Ti Mo15), sterile | 04.037.025S | Standalone | DE0018555 | Patients requiring fracture fixation or orthopaedic corrective surgery
Orthopaedics | Trauma - Intramedullary fixation | Nail | Nail - Femur | Depuy Synthes | Trochanteric Femoral Nail D 10 mm, right, 125DEG, length 360 mm, Titanium Alloy (Ti Mo15), sterile | 04.037.026S | Standalone | DE0018555 | Patients requiring fracture fixation or orthopaedic corrective surgery
Orthopaedics | Trauma - Intramedullary fixation | Nail | Nail - Femur | Depuy Synthes | Trochanteric Femoral Nail D 10 mm, left, 125DEG, length 360 mm, Titanium Alloy (Ti Mo15), sterile | 04.037.027S | Standalone | DE0018555 | Patients requiring fracture fixation or orthopaedic corrective surgery
Orthopaedics | Trauma - Intramedullary fixation | Nail | Nail - Femur | Depuy Synthes | Trochanteric Femoral Nail D 10 mm, right, 125DEG, length 380 mm, Titanium Alloy (Ti Mo15), sterile | 04.037.028S | Standalone | DE0018555 | Patients requiring fracture fixation or orthopaedic corrective surgery
Orthopaedics | Trauma - Intramedullary fixation | Nail | Nail - Femur | Depuy Synthes | Trochanteric Femoral Nail D 10 mm, left, 125DEG, length 380 mm, Titanium Alloy (Ti Mo15), sterile | 04.037.029S | Standalone | DE0018555 | Patients requiring fracture fixation or orthopaedic corrective surgery
Orthopaedics | Trauma - Intramedullary fixation | Nail | Nail - Femur | Depuy Synthes | Trochanteric Femoral Nail D 10 mm, right, 125DEG, length 400 mm, Titanium Alloy (Ti Mo15), sterile | 04.037.030S | Standalone | DE0018555 | Patients requiring fracture fixation or orthopaedic corrective surgery
Orthopaedics | Trauma - Intramedullary fixation | Nail | Nail - Femur | Depuy Synthes | Trochanteric Femoral Nail D 10 mm, left, 125DEG, length 400 mm, Titanium Alloy (Ti Mo15), sterile | 04.037.031S | Standalone | DE0018555 | Patients requiring fracture fixation or orthopaedic corrective surgery
Orthopaedics | Trauma - Intramedullary fixation | Nail | Nail - Femur | Depuy Synthes | Trochanteric Femoral Nail D 10 mm, right, 125DEG, length 420 mm, Titanium Alloy (Ti Mo15), sterile | 04.037.032S | Standalone | DE0018555 | Patients requiring fracture fixation or orthopaedic corrective surgery
Orthopaedics | Trauma - Intramedullary fixation | Nail | Nail - Femur | Depuy Synthes | Trochanteric Femoral Nail D 10 mm, left, 125DEG, length 420 mm, Titanium Alloy (Ti Mo15), sterile | 04.037.033S | Standalone | DE0018555 | Patients requiring fracture fixation or orthopaedic corrective surgery
Orthopaedics | Trauma - Intramedullary fixation | Nail | Nail - Femur | Depuy Synthes | Trochanteric Femoral Nail D 10 mm, right, 125DEG, length 440 mm, Titanium Alloy (Ti Mo15), sterile | 04.037.034S | Standalone | DE0018555 | Patients requiring fracture fixation or orthopaedic corrective surgery
Orthopaedics | Trauma - Intramedullary fixation | Nail | Nail - Femur | Depuy Synthes | Trochanteric Femoral Nail D 10 mm, left, 125DEG, length 440 mm, Titanium Alloy (Ti Mo15), sterile | 04.037.035S | Standalone | DE0018555 | Patients requiring fracture fixation or orthopaedic corrective surgery
Orthopaedics | Trauma - Intramedullary fixation | Nail | Nail - Femur | Depuy Synthes | Trochanteric Femoral Nail D 10 mm, right, 125DEG, length 460 mm, Titanium Alloy (Ti Mo15), sterile | 04.037.036S | Standalone | DE0018555 | Patients requiring fracture fixation or orthopaedic corrective surgery
Orthopaedics | Trauma - Intramedullary fixation | Nail | Nail - Femur | Depuy Synthes | Trochanteric Femoral Nail D 10 mm, left, 125DEG, length 460 mm, Titanium Alloy (Ti Mo15), sterile | 04.037.037S | Standalone | DE0018555 | Patients requiring fracture fixation or orthopaedic corrective surgery
Orthopaedics | Trauma - Intramedullary fixation | Nail | Nail - Femur | Depuy Synthes | Trochanteric Femoral Nail D 10 mm, right, 125DEG, length 480 mm, Titanium Alloy (Ti Mo15), sterile | 04.037.038S | Standalone | DE0018555 | Patients requiring fracture fixation or orthopaedic corrective surgery
Orthopaedics | Trauma - Intramedullary fixation | Nail | Nail - Femur | Depuy Synthes | Trochanteric Femoral Nail D 10 mm, left, 125DEG, length 480 mm, Titanium Alloy (Ti Mo15), sterile | 04.037.039S | Standalone | DE0018555 | Patients requiring fracture fixation or orthopaedic corrective surgery
Orthopaedics | Trauma - Intramedullary fixation | Nail | Nail - Femur | Depuy Synthes | Trochanteric Femoral Nail D 10 mm, 130DEG, length 170 mm, Titanium Alloy (Ti Mo15), sterile | 04.037.042S | Standalone | DE0018555 | Patients requiring fracture fixation or orthopaedic corrective surgery
Orthopaedics | Trauma - Intramedullary fixation | Nail | Nail - Femur | Depuy Synthes | Trochanteric Femoral Nail D 10 mm, 130DEG, length 200 mm, Titanium Alloy (Ti Mo15), sterile | 04.037.043S | Standalone | DE0018555 | Patients requiring fracture fixation or orthopaedic corrective surgery
Orthopaedics | Trauma - Intramedullary fixation | Nail | Nail - Femur | Depuy Synthes | Trochanteric Femoral Nail D 10 mm, right, 130DEG, length 235 mm, Titanium Alloy (Ti Mo15), sterile | 04.037.044S | Standalone | DE0018555 | Patients requiring fracture fixation or orthopaedic corrective surgery
Orthopaedics | Trauma - Intramedullary fixation | Nail | Nail - Femur | Depuy Synthes | Trochanteric Femoral Nail D 10 mm, left, 130DEG, length 235 mm, Titanium Alloy (Ti Mo15), sterile | 04.037.045S | Standalone | DE0018555 | Patients requiring fracture fixation or orthopaedic corrective surgery
Orthopaedics | Trauma - Intramedullary fixation | Nail | Nail - Femur | Depuy Synthes | Trochanteric Femoral Nail D 10 mm, right, 130DEG, length 260 mm, Titanium Alloy (Ti Mo15), sterile | 04.037.046S | Standalone | DE0018555 | Patients requiring fracture fixation or orthopaedic corrective surgery
Orthopaedics | Trauma - Intramedullary fixation | Nail | Nail - Femur | Depuy Synthes | Trochanteric Femoral Nail D 10 mm, left, 130DEG, length 260 mm, Titanium Alloy (Ti Mo15), sterile | 04.037.047S | Standalone | DE0018555 | Patients requiring fracture fixation or orthopaedic corrective surgery
Orthopaedics | Trauma - Intramedullary fixation | Nail | Nail - Femur | Depuy Synthes | Trochanteric Femoral Nail D 10 mm, right, 130DEG, length 280 mm, Titanium Alloy (Ti Mo15), sterile | 04.037.048S | Standalone | DE0018555 | Patients requiring fracture fixation or orthopaedic corrective surgery
Orthopaedics | Trauma - Intramedullary fixation | Nail | Nail - Femur | Depuy Synthes | Trochanteric Femoral Nail D 10 mm, left, 130DEG, length 280 mm, Titanium Alloy (Ti Mo15), sterile | 04.037.049S | Standalone | DE0018555 | Patients requiring fracture fixation or orthopaedic corrective surgery
Orthopaedics | Trauma - Intramedullary fixation | Nail | Nail - Femur | Depuy Synthes | Trochanteric Femoral Nail D 10 mm, right, 130DEG, length 300 mm, Titanium Alloy (Ti Mo15), sterile | 04.037.050S | Standalone | DE0018555 | Patients requiring fracture fixation or orthopaedic corrective surgery
Orthopaedics | Trauma - Intramedullary fixation | Nail | Nail - Femur | Depuy Synthes | Trochanteric Femoral Nail D 10 mm, left, 130DEG, length 300 mm, Titanium Alloy (Ti Mo15), sterile | 04.037.051S | Standalone | DE0018555 | Patients requiring fracture fixation or orthopaedic corrective surgery
Orthopaedics | Trauma - Intramedullary fixation | Nail | Nail - Femur | Depuy Synthes | Trochanteric Femoral Nail D 10 mm, right, 130DEG, length 320 mm, Titanium Alloy (Ti Mo15), sterile | 04.037.052S | Standalone | DE0018555 | Patients requiring fracture fixation or orthopaedic corrective surgery
Orthopaedics | Trauma - Intramedullary fixation | Nail | Nail - Femur | Depuy Synthes | Trochanteric Femoral Nail D 10 mm, left, 130DEG, length 320 mm, Titanium Alloy (Ti Mo15), sterile | 04.037.053S | Standalone | DE0018555 | Patients requiring fracture fixation or orthopaedic corrective surgery
Orthopaedics | Trauma - Intramedullary fixation | Nail | Nail - Femur | Depuy Synthes | Trochanteric Femoral Nail D 10 mm, right, 130DEG, length 340 mm, Titanium Alloy (Ti Mo15), sterile | 04.037.054S | Standalone | DE0018555 | Patients requiring fracture fixation or orthopaedic corrective surgery
Orthopaedics | Trauma - Intramedullary fixation | Nail | Nail - Femur | Depuy Synthes | Trochanteric Femoral Nail D 10 mm, left, 130DEG, length 340 mm, Titanium Alloy (Ti Mo15), sterile | 04.037.055S | Standalone | DE0018555 | Patients requiring fracture fixation or orthopaedic corrective surgery
Orthopaedics | Trauma - Intramedullary fixation | Nail | Nail - Femur | Depuy Synthes | Trochanteric Femoral Nail D 10 mm, right, 130DEG, length 360 mm, Titanium Alloy (Ti Mo15), sterile | 04.037.056S | Standalone | DE0018555 | Patients requiring fracture fixation or orthopaedic corrective surgery
Orthopaedics | Trauma - Intramedullary fixation | Nail | Nail - Femur | Depuy Synthes | Trochanteric Femoral Nail D 10 mm, left, 130DEG, length 360 mm, Titanium Alloy (Ti Mo15), sterile | 04.037.057S | Standalone | DE0018555 | Patients requiring fracture fixation or orthopaedic corrective surgery
Orthopaedics | Trauma - Intramedullary fixation | Nail | Nail - Femur | Depuy Synthes | Trochanteric Femoral Nail D 10 mm, right, 130DEG, length 380 mm, Titanium Alloy (Ti Mo15), sterile | 04.037.058S | Standalone | DE0018555 | Patients requiring fracture fixation or orthopaedic corrective surgery
Orthopaedics | Trauma - Intramedullary fixation | Nail | Nail - Femur | Depuy Synthes | Trochanteric Femoral Nail D 10 mm, left, 130DEG, length 380 mm, Titanium Alloy (Ti Mo15), sterile | 04.037.059S | Standalone | DE0018555 | Patients requiring fracture fixation or orthopaedic corrective surgery
Orthopaedics | Trauma - Intramedullary fixation | Nail | Nail - Femur | Depuy Synthes | Trochanteric Femoral Nail D 10 mm, right, 130DEG, length 400 mm, Titanium Alloy (Ti Mo15), sterile | 04.037.060S | Standalone | DE0018555 | Patients requiring fracture fixation or orthopaedic corrective surgery
Orthopaedics | Trauma - Intramedullary fixation | Nail | Nail - Femur | Depuy Synthes | Trochanteric Femoral Nail D 10 mm, left, 130DEG, length 400 mm, Titanium Alloy (Ti Mo15), sterile | 04.037.061S | Standalone | DE0018555 | Patients requiring fracture fixation or orthopaedic corrective surgery
Orthopaedics | Trauma - Intramedullary fixation | Nail | Nail - Femur | Depuy Synthes | Trochanteric Femoral Nail D 10 mm, right, 130DEG, length 420 mm, Titanium Alloy (Ti Mo15), sterile | 04.037.062S | Standalone | DE0018555 | Patients requiring fracture fixation or orthopaedic corrective surgery
Orthopaedics | Trauma - Intramedullary fixation | Nail | Nail - Femur | Depuy Synthes | Trochanteric Femoral Nail D 10 mm, left, 130DEG, length 420 mm, Titanium Alloy (Ti Mo15), sterile | 04.037.063S | Standalone | DE0018555 | Patients requiring fracture fixation or orthopaedic corrective surgery
Orthopaedics | Trauma - Intramedullary fixation | Nail | Nail - Femur | Depuy Synthes | Trochanteric Femoral Nail D 10 mm, right, 130DEG, length 440 mm, Titanium Alloy (Ti Mo15), sterile | 04.037.064S | Standalone | DE0018555 | Patients requiring fracture fixation or orthopaedic corrective surgery
Orthopaedics | Trauma - Intramedullary fixation | Nail | Nail - Femur | Depuy Synthes | Trochanteric Femoral Nail D 10 mm, left, 130DEG, length 440 mm, Titanium Alloy (Ti Mo15), sterile | 04.037.065S | Standalone | DE0018555 | Patients requiring fracture fixation or orthopaedic corrective surgery
Orthopaedics | Trauma - Intramedullary fixation | Nail | Nail - Femur | Depuy Synthes | Trochanteric Femoral Nail D 10 mm, right, 130DEG, length 460 mm, Titanium Alloy (Ti Mo15), sterile | 04.037.066S | Standalone | DE0018555 | Patients requiring fracture fixation or orthopaedic corrective surgery
Orthopaedics | Trauma - Intramedullary fixation | Nail | Nail - Femur | Depuy Synthes | Trochanteric Femoral Nail D 10 mm, left, 130DEG, length 460 mm, Titanium Alloy (Ti Mo15), sterile | 04.037.067S | Standalone | DE0018555 | Patients requiring fracture fixation or orthopaedic corrective surgery
Orthopaedics | Trauma - Intramedullary fixation | Nail | Nail - Femur | Depuy Synthes | Trochanteric Femoral Nail D 10 mm, right, 130DEG, length 480 mm, Titanium Alloy (Ti Mo15), sterile | 04.037.068S | Standalone | DE0018555 | Patients requiring fracture fixation or orthopaedic corrective surgery
Orthopaedics | Trauma - Intramedullary fixation | Nail | Nail - Femur | Depuy Synthes | Trochanteric Femoral Nail D 10 mm, left, 130DEG, length 480 mm, Titanium Alloy (Ti Mo15), sterile | 04.037.069S | Standalone | DE0018555 | Patients requiring fracture fixation or orthopaedic corrective surgery
Orthopaedics | Trauma - Intramedullary fixation | Nail | Nail - Femur | Depuy Synthes | Trochanteric Femoral Nail D 10 mm, 135DEG, length 170 mm, Titanium Alloy (Ti Mo15), sterile | 04.037.072S | Standalone | DE0018555 | Patients requiring fracture fixation or orthopaedic corrective surgery
Orthopaedics | Trauma - Intramedullary fixation | Nail | Nail - Femur | Depuy Synthes | Trochanteric Femoral Nail D 10 mm, 135DEG, length 200 mm, Titanium Alloy (Ti Mo15), sterile | 04.037.073S | Standalone | DE0018555 | Patients requiring fracture fixation or orthopaedic corrective surgery
Orthopaedics | Trauma - Intramedullary fixation | Nail | Nail - Femur | Depuy Synthes | Trochanteric Femoral Nail D 10 mm, right, 135DEG, length 235 mm, Titanium Alloy (Ti Mo15), sterile | 04.037.074S | Standalone | DE0018555 | Patients requiring fracture fixation or orthopaedic corrective surgery
Orthopaedics | Trauma - Intramedullary fixation | Nail | Nail - Femur | Depuy Synthes | Trochanteric Femoral Nail D 10 mm, left, 135DEG, length 235 mm, Titanium Alloy (Ti Mo15), sterile | 04.037.075S | Standalone | DE0018555 | Patients requiring fracture fixation or orthopaedic corrective surgery
Orthopaedics | Trauma - Intramedullary fixation | Nail | Nail - Femur | Depuy Synthes | Trochanteric Femoral Nail D 11 mm, 125DEG, length 170 mm, Titanium Alloy (Ti Mo15), sterile | 04.037.112S | Standalone | DE0018555 | Patients requiring fracture fixation or orthopaedic corrective surgery
Orthopaedics | Trauma - Intramedullary fixation | Nail | Nail - Femur | Depuy Synthes | Trochanteric Femoral Nail D 11 mm, 125DEG, length 200 mm, Titanium Alloy (Ti Mo15), sterile | 04.037.113S | Standalone | DE0018555 | Patients requiring fracture fixation or orthopaedic corrective surgery
Orthopaedics | Trauma - Intramedullary fixation | Nail | Nail - Femur | Depuy Synthes | Trochanteric Femoral Nail D 11 mm, right, 125DEG, length 235 mm, Titanium Alloy (Ti Mo15), sterile | 04.037.114S | Standalone | DE0018555 | Patients requiring fracture fixation or orthopaedic corrective surgery
Orthopaedics | Trauma - Intramedullary fixation | Nail | Nail - Femur | Depuy Synthes | Trochanteric Femoral Nail D 11 mm, left, 125DEG, length 235 mm, Titanium Alloy (Ti Mo15), sterile | 04.037.115S | Standalone | DE0018555 | Patients requiring fracture fixation or orthopaedic corrective surgery
Orthopaedics | Trauma - Intramedullary fixation | Nail | Nail - Femur | Depuy Synthes | Trochanteric Femoral Nail D 11 mm, right, 125DEG, length 300 mm, Titanium Alloy (Ti Mo15), sterile | 04.037.120S | Standalone | DE0018555 | Patients requiring fracture fixation or orthopaedic corrective surgery
Orthopaedics | Trauma - Intramedullary fixation | Nail | Nail - Femur | Depuy Synthes | Trochanteric Femoral Nail D 11 mm, left, 125DEG, length 300 mm, Titanium Alloy (Ti Mo15), sterile | 04.037.121S | Standalone | DE0018555 | Patients requiring fracture fixation or orthopaedic corrective surgery
Orthopaedics | Trauma - Intramedullary fixation | Nail | Nail - Femur | Depuy Synthes | Trochanteric Femoral Nail D 11 mm, right, 125DEG, length 320 mm, Titanium Alloy (Ti Mo15), sterile | 04.037.122S | Standalone | DE0018555 | Patients requiring fracture fixation or orthopaedic corrective surgery
Orthopaedics | Trauma - Intramedullary fixation | Nail | Nail - Femur | Depuy Synthes | Trochanteric Femoral Nail D 11 mm, left, 125DEG, length 320 mm, Titanium Alloy (Ti Mo15), sterile | 04.037.123S | Standalone | DE0018555 | Patients requiring fracture fixation or orthopaedic corrective surgery
Orthopaedics | Trauma - Intramedullary fixation | Nail | Nail - Femur | Depuy Synthes | Trochanteric Femoral Nail D 11 mm, right, 125DEG, length 340 mm, Titanium Alloy (Ti Mo15), sterile | 04.037.124S | Standalone | DE0018555 | Patients requiring fracture fixation or orthopaedic corrective surgery
Orthopaedics | Trauma - Intramedullary fixation | Nail | Nail - Femur | Depuy Synthes | Trochanteric Femoral Nail D 11 mm, left, 125DEG, length 340 mm, Titanium Alloy (Ti Mo15), sterile | 04.037.125S | Standalone | DE0018555 | Patients requiring fracture fixation or orthopaedic corrective surgery
Orthopaedics | Trauma - Intramedullary fixation | Nail | Nail - Femur | Depuy Synthes | Trochanteric Femoral Nail D 11 mm, right, 125DEG, length 360 mm, Titanium Alloy (Ti Mo15), sterile | 04.037.126S | Standalone | DE0018555 | Patients requiring fracture fixation or orthopaedic corrective surgery
Orthopaedics | Trauma - Intramedullary fixation | Nail | Nail - Femur | Depuy Synthes | Trochanteric Femoral Nail D 11 mm, left, 125DEG, length 360 mm, Titanium Alloy (Ti Mo15), sterile | 04.037.127S | Standalone | DE0018555 | Patients requiring fracture fixation or orthopaedic corrective surgery
Orthopaedics | Trauma - Intramedullary fixation | Nail | Nail - Femur | Depuy Synthes | Trochanteric Femoral Nail D 11 mm, right, 125DEG, length 380 mm, Titanium Alloy (Ti Mo15), sterile | 04.037.128S | Standalone | DE0018555 | Patients requiring fracture fixation or orthopaedic corrective surgery
Orthopaedics | Trauma - Intramedullary fixation | Nail | Nail - Femur | Depuy Synthes | Trochanteric Femoral Nail D 11 mm, left, 125DEG, length 380 mm, Titanium Alloy (Ti Mo15), sterile | 04.037.129S | Standalone | DE0018555 | Patients requiring fracture fixation or orthopaedic corrective surgery
Orthopaedics | Trauma - Intramedullary fixation | Nail | Nail - Femur | Depuy Synthes | Trochanteric Femoral Nail D 11 mm, right, 125DEG, length 400 mm, Titanium Alloy (Ti Mo15), sterile | 04.037.130S | Standalone | DE0018555 | Patients requiring fracture fixation or orthopaedic corrective surgery
Orthopaedics | Trauma - Intramedullary fixation | Nail | Nail - Femur | Depuy Synthes | Trochanteric Femoral Nail D 11 mm, left, 125DEG, length 400 mm, Titanium Alloy (Ti Mo15), sterile | 04.037.131S | Standalone | DE0018555 | Patients requiring fracture fixation or orthopaedic corrective surgery
Orthopaedics | Trauma - Intramedullary fixation | Nail | Nail - Femur | Depuy Synthes | Trochanteric Femoral Nail D 11 mm, right, 125DEG, length 420 mm, Titanium Alloy (Ti Mo15), sterile | 04.037.132S | Standalone | DE0018555 | Patients requiring fracture fixation or orthopaedic corrective surgery
Orthopaedics | Trauma - Intramedullary fixation | Nail | Nail - Femur | Depuy Synthes | Trochanteric Femoral Nail D 11 mm, left, 125DEG, length 420 mm, Titanium Alloy (Ti Mo15), sterile | 04.037.133S | Standalone | DE0018555 | Patients requiring fracture fixation or orthopaedic corrective surgery
Orthopaedics | Trauma - Intramedullary fixation | Nail | Nail - Femur | Depuy Synthes | Trochanteric Femoral Nail D 11 mm, right, 125DEG, length 440 mm, Titanium Alloy (Ti Mo15), sterile | 04.037.134S | Standalone | DE0018555 | Patients requiring fracture fixation or orthopaedic corrective surgery
Orthopaedics | Trauma - Intramedullary fixation | Nail | Nail - Femur | Depuy Synthes | Trochanteric Femoral Nail D 11 mm, left, 125DEG, length 440 mm, Titanium Alloy (Ti Mo15), sterile | 04.037.135S | Standalone | DE0018555 | Patients requiring fracture fixation or orthopaedic corrective surgery
Orthopaedics | Trauma - Intramedullary fixation | Nail | Nail - Femur | Depuy Synthes | Trochanteric Femoral Nail D 11 mm, right, 125DEG, length 460 mm, Titanium Alloy (Ti Mo15), sterile | 04.037.136S | Standalone | DE0018555 | Patients requiring fracture fixation or orthopaedic corrective surgery
Orthopaedics | Trauma - Intramedullary fixation | Nail | Nail - Femur | Depuy Synthes | Trochanteric Femoral Nail D 11 mm, left, 125DEG, length 460 mm, Titanium Alloy (Ti Mo15), sterile | 04.037.137S | Standalone | DE0018555 | Patients requiring fracture fixation or orthopaedic corrective surgery
Orthopaedics | Trauma - Intramedullary fixation | Nail | Nail - Femur | Depuy Synthes | Trochanteric Femoral Nail D 11 mm, right, 125DEG, length 480 mm, Titanium Alloy (Ti Mo15), sterile | 04.037.138S | Standalone | DE0018555 | Patients requiring fracture fixation or orthopaedic corrective surgery
Orthopaedics | Trauma - Intramedullary fixation | Nail | Nail - Femur | Depuy Synthes | Trochanteric Femoral Nail D 11 mm, left, 125DEG, length 480 mm, Titanium Alloy (Ti Mo15), sterile | 04.037.139S | Standalone | DE0018555 | Patients requiring fracture fixation or orthopaedic corrective surgery
Orthopaedics | Trauma - Intramedullary fixation | Nail | Nail - Femur | Depuy Synthes | Trochanteric Femoral Nail D 11 mm, 130DEG, length 170 mm, Titanium Alloy (Ti Mo15), sterile | 04.037.142S | Standalone | DE0018555 | Patients requiring fracture fixation or orthopaedic corrective surgery
Orthopaedics | Trauma - Intramedullary fixation | Nail | Nail - Femur | Depuy Synthes | Trochanteric Femoral Nail D 11 mm, 130DEG, length 200 mm, Titanium Alloy (Ti Mo15), sterile | 04.037.143S | Standalone | DE0018555 | Patients requiring fracture fixation or orthopaedic corrective surgery
Orthopaedics | Trauma - Intramedullary fixation | Nail | Nail - Femur | Depuy Synthes | Trochanteric Femoral Nail D 11 mm, right, 130DEG, length 235 mm, Titanium Alloy (Ti Mo15), sterile | 04.037.144S | Standalone | DE0018555 | Patients requiring fracture fixation or orthopaedic corrective surgery
Orthopaedics | Trauma - Intramedullary fixation | Nail | Nail - Femur | Depuy Synthes | Trochanteric Femoral Nail D 11 mm, left, 130DEG, length 235 mm, Titanium Alloy (Ti Mo15), sterile | 04.037.145S | Standalone | DE0018555 | Patients requiring fracture fixation or orthopaedic corrective surgery
Orthopaedics | Trauma - Intramedullary fixation | Nail | Nail - Femur | Depuy Synthes | Trochanteric Femoral Nail D 11 mm, right, 130DEG, length 300 mm, Titanium Alloy (Ti Mo15), sterile | 04.037.150S | Standalone | DE0018555 | Patients requiring fracture fixation or orthopaedic corrective surgery
Orthopaedics | Trauma - Intramedullary fixation | Nail | Nail - Femur | Depuy Synthes | Trochanteric Femoral Nail D 11 mm, left, 130DEG, length 300 mm, Titanium Alloy (Ti Mo15), sterile | 04.037.151S | Standalone | DE0018555 | Patients requiring fracture fixation or orthopaedic corrective surgery
Orthopaedics | Trauma - Intramedullary fixation | Nail | Nail - Femur | Depuy Synthes | Trochanteric Femoral Nail D 11 mm, right, 130DEG, length 320 mm, Titanium Alloy (Ti Mo15), sterile | 04.037.152S | Standalone | DE0018555 | Patients requiring fracture fixation or orthopaedic corrective surgery
Orthopaedics | Trauma - Intramedullary fixation | Nail | Nail - Femur | Depuy Synthes | Trochanteric Femoral Nail D 11 mm, left, 130DEG, length 320 mm, Titanium Alloy (Ti Mo15), sterile | 04.037.153S | Standalone | DE0018555 | Patients requiring fracture fixation or orthopaedic corrective surgery
Orthopaedics | Trauma - Intramedullary fixation | Nail | Nail - Femur | Depuy Synthes | Trochanteric Femoral Nail D 11 mm, right, 130DEG, length 340 mm, Titanium Alloy (Ti Mo15), sterile | 04.037.154S | Standalone | DE0018555 | Patients requiring fracture fixation or orthopaedic corrective surgery
Orthopaedics | Trauma - Intramedullary fixation | Nail | Nail - Femur | Depuy Synthes | Trochanteric Femoral Nail D 11 mm, left, 130DEG, length 340 mm, Titanium Alloy (Ti Mo15), sterile | 04.037.155S | Standalone | DE0018555 | Patients requiring fracture fixation or orthopaedic corrective surgery
Orthopaedics | Trauma - Intramedullary fixation | Nail | Nail - Femur | Depuy Synthes | Trochanteric Femoral Nail D 11 mm, right, 130DEG, length 360 mm, Titanium Alloy (Ti Mo15), sterile | 04.037.156S | Standalone | DE0018555 | Patients requiring fracture fixation or orthopaedic corrective surgery
Orthopaedics | Trauma - Intramedullary fixation | Nail | Nail - Femur | Depuy Synthes | Trochanteric Femoral Nail D 11 mm, left, 130DEG, length 360 mm, Titanium Alloy (Ti Mo15), sterile | 04.037.157S | Standalone | DE0018555 | Patients requiring fracture fixation or orthopaedic corrective surgery
Orthopaedics | Trauma - Intramedullary fixation | Nail | Nail - Femur | Depuy Synthes | Trochanteric Femoral Nail D 11 mm, right, 130DEG, length 380 mm, Titanium Alloy (Ti Mo15), sterile | 04.037.158S | Standalone | DE0018555 | Patients requiring fracture fixation or orthopaedic corrective surgery
Orthopaedics | Trauma - Intramedullary fixation | Nail | Nail - Femur | Depuy Synthes | Trochanteric Femoral Nail D 11 mm, left, 130DEG, length 380 mm, Titanium Alloy (Ti Mo15), sterile | 04.037.159S | Standalone | DE0018555 | Patients requiring fracture fixation or orthopaedic corrective surgery
Orthopaedics | Trauma - Intramedullary fixation | Nail | Nail - Femur | Depuy Synthes | Trochanteric Femoral Nail D 11 mm, right, 130DEG, length 400 mm, Titanium Alloy (Ti Mo15), sterile | 04.037.160S | Standalone | DE0018555 | Patients requiring fracture fixation or orthopaedic corrective surgery
Orthopaedics | Trauma - Intramedullary fixation | Nail | Nail - Femur | Depuy Synthes | Trochanteric Femoral Nail D 11 mm, left, 130DEG, length 400 mm, Titanium Alloy (Ti Mo15), sterile | 04.037.161S | Standalone | DE0018555 | Patients requiring fracture fixation or orthopaedic corrective surgery
Orthopaedics | Trauma - Intramedullary fixation | Nail | Nail - Femur | Depuy Synthes | Trochanteric Femoral Nail D 11 mm, right, 130DEG, length 420 mm, Titanium Alloy (Ti Mo15), sterile | 04.037.162S | Standalone | DE0018555 | Patients requiring fracture fixation or orthopaedic corrective surgery
Orthopaedics | Trauma - Intramedullary fixation | Nail | Nail - Femur | Depuy Synthes | Trochanteric Femoral Nail D 11 mm, left, 130DEG, length 420 mm, Titanium Alloy (Ti Mo15), sterile | 04.037.163S | Standalone | DE0018555 | Patients requiring fracture fixation or orthopaedic corrective surgery
Orthopaedics | Trauma - Intramedullary fixation | Nail | Nail - Femur | Depuy Synthes | Trochanteric Femoral Nail D 11 mm, right, 130DEG, length 440 mm, Titanium Alloy (Ti Mo15), sterile | 04.037.164S | Standalone | DE0018555 | Patients requiring fracture fixation or orthopaedic corrective surgery
Orthopaedics | Trauma - Intramedullary fixation | Nail | Nail - Femur | Depuy Synthes | Trochanteric Femoral Nail D 11 mm, left, 130DEG, length 440 mm, Titanium Alloy (Ti Mo15), sterile | 04.037.165S | Standalone | DE0018555 | Patients requiring fracture fixation or orthopaedic corrective surgery
Orthopaedics | Trauma - Intramedullary fixation | Nail | Nail - Femur | Depuy Synthes | Trochanteric Femoral Nail D 11 mm, right, 130DEG, length 460 mm, Titanium Alloy (Ti Mo15), sterile | 04.037.166S | Standalone | DE0018555 | Patients requiring fracture fixation or orthopaedic corrective surgery
Orthopaedics | Trauma - Intramedullary fixation | Nail | Nail - Femur | Depuy Synthes | Trochanteric Femoral Nail D 11 mm, left, 130DEG, length 460 mm, Titanium Alloy (Ti Mo15), sterile | 04.037.167S | Standalone | DE0018555 | Patients requiring fracture fixation or orthopaedic corrective surgery
Orthopaedics | Trauma - Intramedullary fixation | Nail | Nail - Femur | Depuy Synthes | Trochanteric Femoral Nail D 11 mm, right, 130DEG, length 480 mm, Titanium Alloy (Ti Mo15), sterile | 04.037.168S | Standalone | DE0018555 | Patients requiring fracture fixation or orthopaedic corrective surgery
Orthopaedics | Trauma - Intramedullary fixation | Nail | Nail - Femur | Depuy Synthes | Trochanteric Femoral Nail D 11 mm, left, 130DEG, length 480 mm, Titanium Alloy (Ti Mo15), sterile | 04.037.169S | Standalone | DE0018555 | Patients requiring fracture fixation or orthopaedic corrective surgery
Orthopaedics | Trauma - Intramedullary fixation | Nail | Nail - Femur | Depuy Synthes | Trochanteric Femoral Nail D 11 mm, 135DEG, length 170 mm, Titanium Alloy (Ti Mo15), sterile | 04.037.172S | Standalone | DE0018555 | Patients requiring fracture fixation or orthopaedic corrective surgery
Orthopaedics | Trauma - Intramedullary fixation | Nail | Nail - Femur | Depuy Synthes | Trochanteric Femoral Nail D 11 mm, 135DEG, length 200 mm, Titanium Alloy (Ti Mo15), sterile | 04.037.173S | Standalone | DE0018555 | Patients requiring fracture fixation or orthopaedic corrective surgery
Orthopaedics | Trauma - Intramedullary fixation | Nail | Nail - Femur | Depuy Synthes | Trochanteric Femoral Nail D 11 mm, right, 135DEG, length 235 mm, Titanium Alloy (Ti Mo15), sterile | 04.037.174S | Standalone | DE0018555 | Patients requiring fracture fixation or orthopaedic corrective surgery
Orthopaedics | Trauma - Intramedullary fixation | Nail | Nail - Femur | Depuy Synthes | Trochanteric Femoral Nail D 11 mm, left, 135DEG, length 235 mm, Titanium Alloy (Ti Mo15), sterile | 04.037.175S | Standalone | DE0018555 | Patients requiring fracture fixation or orthopaedic corrective surgery
Orthopaedics | Trauma - Intramedullary fixation | Nail | Nail - Femur | Depuy Synthes | Trochanteric Femoral Nail D 11 mm, right, 135DEG, length 300 mm, Titanium Alloy (Ti Mo15), sterile | 04.037.180S | Standalone | DE0018555 | Patients requiring fracture fixation or orthopaedic corrective surgery
Orthopaedics | Trauma - Intramedullary fixation | Nail | Nail - Femur | Depuy Synthes | Trochanteric Femoral Nail D 11 mm, left, 135DEG, length 300 mm, Titanium Alloy (Ti Mo15), sterile | 04.037.181S | Standalone | DE0018555 | Patients requiring fracture fixation or orthopaedic corrective surgery
Orthopaedics | Trauma - Intramedullary fixation | Nail | Nail - Femur | Depuy Synthes | Trochanteric Femoral Nail D 11 mm, right, 135DEG, length 320 mm, Titanium Alloy (Ti Mo15), sterile | 04.037.182S | Standalone | DE0018555 | Patients requiring fracture fixation or orthopaedic corrective surgery
Orthopaedics | Trauma - Intramedullary fixation | Nail | Nail - Femur | Depuy Synthes | Trochanteric Femoral Nail D 11 mm, left, 135DEG, length 320 mm, Titanium Alloy (Ti Mo15), sterile | 04.037.183S | Standalone | DE0018555 | Patients requiring fracture fixation or orthopaedic corrective surgery
Orthopaedics | Trauma - Intramedullary fixation | Nail | Nail - Femur | Depuy Synthes | Trochanteric Femoral Nail D 11 mm, right, 135DEG, length 340 mm, Titanium Alloy (Ti Mo15), sterile | 04.037.184S | Standalone | DE0018555 | Patients requiring fracture fixation or orthopaedic corrective surgery
Orthopaedics | Trauma - Intramedullary fixation | Nail | Nail - Femur | Depuy Synthes | Trochanteric Femoral Nail D 11 mm, left, 135DEG, length 340 mm, Titanium Alloy (Ti Mo15), sterile | 04.037.185S | Standalone | DE0018555 | Patients requiring fracture fixation or orthopaedic corrective surgery
Orthopaedics | Trauma - Intramedullary fixation | Nail | Nail - Femur | Depuy Synthes | Trochanteric Femoral Nail D 11 mm, right, 135DEG, length 360 mm, Titanium Alloy (Ti Mo15), sterile | 04.037.186S | Standalone | DE0018555 | Patients requiring fracture fixation or orthopaedic corrective surgery
Orthopaedics | Trauma - Intramedullary fixation | Nail | Nail - Femur | Depuy Synthes | Trochanteric Femoral Nail D 11 mm, left, 135DEG, length 360 mm, Titanium Alloy (Ti Mo15), sterile | 04.037.187S | Standalone | DE0018555 | Patients requiring fracture fixation or orthopaedic corrective surgery
Orthopaedics | Trauma - Intramedullary fixation | Nail | Nail - Femur | Depuy Synthes | Trochanteric Femoral Nail D 11 mm, right, 135DEG, length 380 mm, Titanium Alloy (Ti Mo15), sterile | 04.037.188S | Standalone | DE0018555 | Patients requiring fracture fixation or orthopaedic corrective surgery
Orthopaedics | Trauma - Intramedullary fixation | Nail | Nail - Femur | Depuy Synthes | Trochanteric Femoral Nail D 11 mm, left, 135DEG, length 380 mm, Titanium Alloy (Ti Mo15), sterile | 04.037.189S | Standalone | DE0018555 | Patients requiring fracture fixation or orthopaedic corrective surgery
Orthopaedics | Trauma - Intramedullary fixation | Nail | Nail - Femur | Depuy Synthes | Trochanteric Femoral Nail D 11 mm, right, 135DEG, length 400 mm, Titanium Alloy (Ti Mo15), sterile | 04.037.190S | Standalone | DE0018555 | Patients requiring fracture fixation or orthopaedic corrective surgery
Orthopaedics | Trauma - Intramedullary fixation | Nail | Nail - Femur | Depuy Synthes | Trochanteric Femoral Nail D 11 mm, left, 135DEG, length 400 mm, Titanium Alloy (Ti Mo15), sterile | 04.037.191S | Standalone | DE0018555 | Patients requiring fracture fixation or orthopaedic corrective surgery
Orthopaedics | Trauma - Intramedullary fixation | Nail | Nail - Femur | Depuy Synthes | Trochanteric Femoral Nail D 11 mm, right, 135DEG, length 420 mm, Titanium Alloy (Ti Mo15), sterile | 04.037.192S | Standalone | DE0018555 | Patients requiring fracture fixation or orthopaedic corrective surgery
Orthopaedics | Trauma - Intramedullary fixation | Nail | Nail - Femur | Depuy Synthes | Trochanteric Femoral Nail D 11 mm, left, 135DEG, length 420 mm, Titanium Alloy (Ti Mo15), sterile | 04.037.193S | Standalone | DE0018555 | Patients requiring fracture fixation or orthopaedic corrective surgery
Orthopaedics | Trauma - Intramedullary fixation | Nail | Nail - Femur | Depuy Synthes | Trochanteric Femoral Nail D 11 mm, right, 135DEG, length 440 mm, Titanium Alloy (Ti Mo15), sterile | 04.037.194S | Standalone | DE0018555 | Patients requiring fracture fixation or orthopaedic corrective surgery
Orthopaedics | Trauma - Intramedullary fixation | Nail | Nail - Femur | Depuy Synthes | Trochanteric Femoral Nail D 11 mm, left, 135DEG, length 440 mm, Titanium Alloy (Ti Mo15), sterile | 04.037.195S | Standalone | DE0018555 | Patients requiring fracture fixation or orthopaedic corrective surgery
Orthopaedics | Trauma - Intramedullary fixation | Nail | Nail - Femur | Depuy Synthes | Trochanteric Femoral Nail D 11 mm, right, 135DEG, length 460 mm, Titanium Alloy (Ti Mo15), sterile | 04.037.196S | Standalone | DE0018555 | Patients requiring fracture fixation or orthopaedic corrective surgery
Orthopaedics | Trauma - Intramedullary fixation | Nail | Nail - Femur | Depuy Synthes | Trochanteric Femoral Nail D 11 mm, left, 135DEG, length 460 mm, Titanium Alloy (Ti Mo15), sterile | 04.037.197S | Standalone | DE0018555 | Patients requiring fracture fixation or orthopaedic corrective surgery
Orthopaedics | Trauma - Intramedullary fixation | Nail | Nail - Femur | Depuy Synthes | Trochanteric Femoral Nail D 11 mm, right, 135DEG, length 480 mm, Titanium Alloy (Ti Mo15), sterile | 04.037.198S | Standalone | DE0018555 | Patients requiring fracture fixation or orthopaedic corrective surgery
Orthopaedics | Trauma - Intramedullary fixation | Nail | Nail - Femur | Depuy Synthes | Trochanteric Femoral Nail D 11 mm, left, 135DEG, length 480 mm, Titanium Alloy (Ti Mo15), sterile | 04.037.199S | Standalone | DE0018555 | Patients requiring fracture fixation or orthopaedic corrective surgery
Orthopaedics | Trauma - Intramedullary fixation | Nail | Nail - Femur | Depuy Synthes | Trochanteric Femoral Nail D 12 mm, 125DEG, length 170 mm, Titanium Alloy (Ti Mo15), sterile | 04.037.212S | Standalone | DE0018555 | Patients requiring fracture fixation or orthopaedic corrective surgery
Orthopaedics | Trauma - Intramedullary fixation | Nail | Nail - Femur | Depuy Synthes | Trochanteric Femoral Nail D 12 mm, 125DEG, length 200 mm, Titanium Alloy (Ti Mo15), sterile | 04.037.213S | Standalone | DE0018555 | Patients requiring fracture fixation or orthopaedic corrective surgery
Orthopaedics | Trauma - Intramedullary fixation | Nail | Nail - Femur | Depuy Synthes | Trochanteric Femoral Nail D 12 mm, right, 125DEG, length 235 mm, Titanium Alloy (Ti Mo15), sterile | 04.037.214S | Standalone | DE0018555 | Patients requiring fracture fixation or orthopaedic corrective surgery
Orthopaedics | Trauma - Intramedullary fixation | Nail | Nail - Femur | Depuy Synthes | Trochanteric Femoral Nail D 12 mm, left, 125DEG, length 235 mm, Titanium Alloy (Ti Mo15), sterile | 04.037.215S | Standalone | DE0018555 | Patients requiring fracture fixation or orthopaedic corrective surgery
Orthopaedics | Trauma - Intramedullary fixation | Nail | Nail - Femur | Depuy Synthes | Trochanteric Femoral Nail D 12 mm, right, 125DEG, length 300 mm, Titanium Alloy (Ti Mo15), sterile | 04.037.220S | Standalone | DE0018555 | Patients requiring fracture fixation or orthopaedic corrective surgery
Orthopaedics | Trauma - Intramedullary fixation | Nail | Nail - Femur | Depuy Synthes | Trochanteric Femoral Nail D 12 mm, left, 125DEG, length 300 mm, Titanium Alloy (Ti Mo15), sterile | 04.037.221S | Standalone | DE0018555 | Patients requiring fracture fixation or orthopaedic corrective surgery
Orthopaedics | Trauma - Intramedullary fixation | Nail | Nail - Femur | Depuy Synthes | Trochanteric Femoral Nail D 12 mm, right, 125DEG, length 320 mm, Titanium Alloy (Ti Mo15), sterile | 04.037.222S | Standalone | DE0018555 | Patients requiring fracture fixation or orthopaedic corrective surgery
Orthopaedics | Trauma - Intramedullary fixation | Nail | Nail - Femur | Depuy Synthes | Trochanteric Femoral Nail D 12 mm, left, 125DEG, length 320 mm, Titanium Alloy (Ti Mo15), sterile | 04.037.223S | Standalone | DE0018555 | Patients requiring fracture fixation or orthopaedic corrective surgery
Orthopaedics | Trauma - Intramedullary fixation | Nail | Nail - Femur | Depuy Synthes | Trochanteric Femoral Nail D 12 mm, right, 125DEG, length 340 mm, Titanium Alloy (Ti Mo15), sterile | 04.037.224S | Standalone | DE0018555 | Patients requiring fracture fixation or orthopaedic corrective surgery
Orthopaedics | Trauma - Intramedullary fixation | Nail | Nail - Femur | Depuy Synthes | Trochanteric Femoral Nail D 12 mm, left, 125DEG, length 340 mm, Titanium Alloy (Ti Mo15), sterile | 04.037.225S | Standalone | DE0018555 | Patients requiring fracture fixation or orthopaedic corrective surgery
Orthopaedics | Trauma - Intramedullary fixation | Nail | Nail - Femur | Depuy Synthes | Trochanteric Femoral Nail D 12 mm, right, 125DEG, length 360 mm, Titanium Alloy (Ti Mo15), sterile | 04.037.226S | Standalone | DE0018555 | Patients requiring fracture fixation or orthopaedic corrective surgery
Orthopaedics | Trauma - Intramedullary fixation | Nail | Nail - Femur | Depuy Synthes | Trochanteric Femoral Nail D 12 mm, left, 125DEG, length 360 mm, Titanium Alloy (Ti Mo15), sterile | 04.037.227S | Standalone | DE0018555 | Patients requiring fracture fixation or orthopaedic corrective surgery
Orthopaedics | Trauma - Intramedullary fixation | Nail | Nail - Femur | Depuy Synthes | Trochanteric Femoral Nail D 12 mm, right, 125DEG, length 380 mm, Titanium Alloy (Ti Mo15), sterile | 04.037.228S | Standalone | DE0018555 | Patients requiring fracture fixation or orthopaedic corrective surgery
Orthopaedics | Trauma - Intramedullary fixation | Nail | Nail - Femur | Depuy Synthes | Trochanteric Femoral Nail D 12 mm, left, 125DEG, length 380 mm, Titanium Alloy (Ti Mo15), sterile | 04.037.229S | Standalone | DE0018555 | Patients requiring fracture fixation or orthopaedic corrective surgery
Orthopaedics | Trauma - Intramedullary fixation | Nail | Nail - Femur | Depuy Synthes | Trochanteric Femoral Nail D 12 mm, right, 125DEG, length 400 mm, Titanium Alloy (Ti Mo15), sterile | 04.037.230S | Standalone | DE0018555 | Patients requiring fracture fixation or orthopaedic corrective surgery
Orthopaedics | Trauma - Intramedullary fixation | Nail | Nail - Femur | Depuy Synthes | Trochanteric Femoral Nail D 12 mm, left, 125DEG, length 400 mm, Titanium Alloy (Ti Mo15), sterile | 04.037.231S | Standalone | DE0018555 | Patients requiring fracture fixation or orthopaedic corrective surgery
Orthopaedics | Trauma - Intramedullary fixation | Nail | Nail - Femur | Depuy Synthes | Trochanteric Femoral Nail D 12 mm, right, 125DEG, length 420 mm, Titanium Alloy (Ti Mo15), sterile | 04.037.232S | Standalone | DE0018555 | Patients requiring fracture fixation or orthopaedic corrective surgery
Orthopaedics | Trauma - Intramedullary fixation | Nail | Nail - Femur | Depuy Synthes | Trochanteric Femoral Nail D 12 mm, left, 125DEG, length 420 mm, Titanium Alloy (Ti Mo15), sterile | 04.037.233S | Standalone | DE0018555 | Patients requiring fracture fixation or orthopaedic corrective surgery
Orthopaedics | Trauma - Intramedullary fixation | Nail | Nail - Femur | Depuy Synthes | Trochanteric Femoral Nail D 12 mm, right, 125DEG, length 440 mm, Titanium Alloy (Ti Mo15), sterile | 04.037.234S | Standalone | DE0018555 | Patients requiring fracture fixation or orthopaedic corrective surgery
Orthopaedics | Trauma - Intramedullary fixation | Nail | Nail - Femur | Depuy Synthes | Trochanteric Femoral Nail D 12 mm, left, 125DEG, length 440 mm, Titanium Alloy (Ti Mo15), sterile | 04.037.235S | Standalone | DE0018555 | Patients requiring fracture fixation or orthopaedic corrective surgery
Orthopaedics | Trauma - Intramedullary fixation | Nail | Nail - Femur | Depuy Synthes | Trochanteric Femoral Nail D 12 mm, right, 125DEG, length 460 mm, Titanium Alloy (Ti Mo15), sterile | 04.037.236S | Standalone | DE0018555 | Patients requiring fracture fixation or orthopaedic corrective surgery
Orthopaedics | Trauma - Intramedullary fixation | Nail | Nail - Femur | Depuy Synthes | Trochanteric Femoral Nail D 12 mm, left, 125DEG, length 460 mm, Titanium Alloy (Ti Mo15), sterile | 04.037.237S | Standalone | DE0018555 | Patients requiring fracture fixation or orthopaedic corrective surgery
Orthopaedics | Trauma - Intramedullary fixation | Nail | Nail - Femur | Depuy Synthes | Trochanteric Femoral Nail D 12 mm, right, 125DEG, length 480 mm, Titanium Alloy (Ti Mo15), sterile | 04.037.238S | Standalone | DE0018555 | Patients requiring fracture fixation or orthopaedic corrective surgery
Orthopaedics | Trauma - Intramedullary fixation | Nail | Nail - Femur | Depuy Synthes | Trochanteric Femoral Nail D 12 mm, left, 125DEG, length 480 mm, Titanium Alloy (Ti Mo15), sterile | 04.037.239S | Standalone | DE0018555 | Patients requiring fracture fixation or orthopaedic corrective surgery
Orthopaedics | Trauma - Intramedullary fixation | Nail | Nail - Femur | Depuy Synthes | Trochanteric Femoral Nail D 12 mm, 130DEG, length 170 mm, Titanium Alloy (Ti Mo15), sterile | 04.037.242S | Standalone | DE0018555 | Patients requiring fracture fixation or orthopaedic corrective surgery
Orthopaedics | Trauma - Intramedullary fixation | Nail | Nail - Femur | Depuy Synthes | Trochanteric Femoral Nail D 12 mm, 130DEG, length 200 mm, Titanium Alloy (Ti Mo15), sterile | 04.037.243S | Standalone | DE0018555 | Patients requiring fracture fixation or orthopaedic corrective surgery
Orthopaedics | Trauma - Intramedullary fixation | Nail | Nail - Femur | Depuy Synthes | Trochanteric Femoral Nail D 12 mm, right, 130DEG, length 235 mm, Titanium Alloy (Ti Mo15), sterile | 04.037.244S | Standalone | DE0018555 | Patients requiring fracture fixation or orthopaedic corrective surgery
Orthopaedics | Trauma - Intramedullary fixation | Nail | Nail - Femur | Depuy Synthes | Trochanteric Femoral Nail D 12 mm, left, 130DEG, length 235 mm, Titanium Alloy (Ti Mo15), sterile | 04.037.245S | Standalone | DE0018555 | Patients requiring fracture fixation or orthopaedic corrective surgery
Orthopaedics | Trauma - Intramedullary fixation | Nail | Nail - Femur | Depuy Synthes | Trochanteric Femoral Nail D 12 mm, right, 130DEG, length 300 mm, Titanium Alloy (Ti Mo15), sterile | 04.037.250S | Standalone | DE0018555 | Patients requiring fracture fixation or orthopaedic corrective surgery
Orthopaedics | Trauma - Intramedullary fixation | Nail | Nail - Femur | Depuy Synthes | Trochanteric Femoral Nail D 12 mm, left, 130DEG, length 300 mm, Titanium Alloy (Ti Mo15), sterile | 04.037.251S | Standalone | DE0018555 | Patients requiring fracture fixation or orthopaedic corrective surgery
Orthopaedics | Trauma - Intramedullary fixation | Nail | Nail - Femur | Depuy Synthes | Trochanteric Femoral Nail D 12 mm, right, 130DEG, length 320 mm, Titanium Alloy (Ti Mo15), sterile | 04.037.252S | Standalone | DE0018555 | Patients requiring fracture fixation or orthopaedic corrective surgery
Orthopaedics | Trauma - Intramedullary fixation | Nail | Nail - Femur | Depuy Synthes | Trochanteric Femoral Nail D 12 mm, left, 130DEG, length 320 mm, Titanium Alloy (Ti Mo15), sterile | 04.037.253S | Standalone | DE0018555 | Patients requiring fracture fixation or orthopaedic corrective surgery
Orthopaedics | Trauma - Intramedullary fixation | Nail | Nail - Femur | Depuy Synthes | Trochanteric Femoral Nail D 12 mm, right, 130DEG, length 340 mm, Titanium Alloy (Ti Mo15), sterile | 04.037.254S | Standalone | DE0018555 | Patients requiring fracture fixation or orthopaedic corrective surgery
Orthopaedics | Trauma - Intramedullary fixation | Nail | Nail - Femur | Depuy Synthes | Trochanteric Femoral Nail D 12 mm, left, 130DEG, length 340 mm, Titanium Alloy (Ti Mo15), sterile | 04.037.255S | Standalone | DE0018555 | Patients requiring fracture fixation or orthopaedic corrective surgery
Orthopaedics | Trauma - Intramedullary fixation | Nail | Nail - Femur | Depuy Synthes | Trochanteric Femoral Nail D 12 mm, right, 130DEG, length 360 mm, Titanium Alloy (Ti Mo15), sterile | 04.037.256S | Standalone | DE0018555 | Patients requiring fracture fixation or orthopaedic corrective surgery
Orthopaedics | Trauma - Intramedullary fixation | Nail | Nail - Femur | Depuy Synthes | Trochanteric Femoral Nail D 12 mm, left, 130DEG, length 360 mm, Titanium Alloy (Ti Mo15), sterile | 04.037.257S | Standalone | DE0018555 | Patients requiring fracture fixation or orthopaedic corrective surgery
Orthopaedics | Trauma - Intramedullary fixation | Nail | Nail - Femur | Depuy Synthes | Trochanteric Femoral Nail D 12 mm, right, 130DEG, length 380 mm, Titanium Alloy (Ti Mo15), sterile | 04.037.258S | Standalone | DE0018555 | Patients requiring fracture fixation or orthopaedic corrective surgery
Orthopaedics | Trauma - Intramedullary fixation | Nail | Nail - Femur | Depuy Synthes | Trochanteric Femoral Nail D 12 mm, left, 130DEG, length 380 mm, Titanium Alloy (Ti Mo15), sterile | 04.037.259S | Standalone | DE0018555 | Patients requiring fracture fixation or orthopaedic corrective surgery
Orthopaedics | Trauma - Intramedullary fixation | Nail | Nail - Femur | Depuy Synthes | Trochanteric Femoral Nail D 12 mm, right, 130DEG, length 400 mm, Titanium Alloy (Ti Mo15), sterile | 04.037.260S | Standalone | DE0018555 | Patients requiring fracture fixation or orthopaedic corrective surgery
Orthopaedics | Trauma - Intramedullary fixation | Nail | Nail - Femur | Depuy Synthes | Trochanteric Femoral Nail D 12 mm, left, 130DEG, length 400 mm, Titanium Alloy (Ti Mo15), sterile | 04.037.261S | Standalone | DE0018555 | Patients requiring fracture fixation or orthopaedic corrective surgery
Orthopaedics | Trauma - Intramedullary fixation | Nail | Nail - Femur | Depuy Synthes | Trochanteric Femoral Nail D 12 mm, right, 130DEG, length 420 mm, Titanium Alloy (Ti Mo15), sterile | 04.037.262S | Standalone | DE0018555 | Patients requiring fracture fixation or orthopaedic corrective surgery
Orthopaedics | Trauma - Intramedullary fixation | Nail | Nail - Femur | Depuy Synthes | Trochanteric Femoral Nail D 12 mm, left, 130DEG, length 420 mm, Titanium Alloy (Ti Mo15), sterile | 04.037.263S | Standalone | DE0018555 | Patients requiring fracture fixation or orthopaedic corrective surgery
Orthopaedics | Trauma - Intramedullary fixation | Nail | Nail - Femur | Depuy Synthes | Trochanteric Femoral Nail D 12 mm, right, 130DEG, length 440 mm, Titanium Alloy (Ti Mo15), sterile | 04.037.264S | Standalone | DE0018555 | Patients requiring fracture fixation or orthopaedic corrective surgery
Orthopaedics | Trauma - Intramedullary fixation | Nail | Nail - Femur | Depuy Synthes | Trochanteric Femoral Nail D 12 mm, left, 130DEG, length 440 mm, Titanium Alloy (Ti Mo15), sterile | 04.037.265S | Standalone | DE0018555 | Patients requiring fracture fixation or orthopaedic corrective surgery
Orthopaedics | Trauma - Intramedullary fixation | Nail | Nail - Femur | Depuy Synthes | Trochanteric Femoral Nail D 12 mm, right, 130DEG, length 460 mm, Titanium Alloy (Ti Mo15), sterile | 04.037.266S | Standalone | DE0018555 | Patients requiring fracture fixation or orthopaedic corrective surgery
Orthopaedics | Trauma - Intramedullary fixation | Nail | Nail - Femur | Depuy Synthes | Trochanteric Femoral Nail D 12 mm, left, 130DEG, length 460 mm, Titanium Alloy (Ti Mo15), sterile | 04.037.267S | Standalone | DE0018555 | Patients requiring fracture fixation or orthopaedic corrective surgery
Orthopaedics | Trauma - Intramedullary fixation | Nail | Nail - Femur | Depuy Synthes | Trochanteric Femoral Nail D 12 mm, right, 130DEG, length 480 mm, Titanium Alloy (Ti Mo15), sterile | 04.037.268S | Standalone | DE0018555 | Patients requiring fracture fixation or orthopaedic corrective surgery
Orthopaedics | Trauma - Intramedullary fixation | Nail | Nail - Femur | Depuy Synthes | Trochanteric Femoral Nail D 12 mm, left, 130DEG, length 480 mm, Titanium Alloy (Ti Mo15), sterile | 04.037.269S | Standalone | DE0018555 | Patients requiring fracture fixation or orthopaedic corrective surgery
Orthopaedics | Trauma - Intramedullary fixation | Nail | Nail - Femur | Depuy Synthes | Trochanteric Femoral Nail D 12 mm, 135DEG, length 170 mm, Titanium Alloy (Ti Mo15), sterile | 04.037.272S | Standalone | DE0018555 | Patients requiring fracture fixation or orthopaedic corrective surgery
Orthopaedics | Trauma - Intramedullary fixation | Nail | Nail - Femur | Depuy Synthes | Trochanteric Femoral Nail D 12 mm, 135DEG, length 200 mm, Titanium Alloy (Ti Mo15), sterile | 04.037.273S | Standalone | DE0018555 | Patients requiring fracture fixation or orthopaedic corrective surgery
Orthopaedics | Trauma - Intramedullary fixation | Nail | Nail - Femur | Depuy Synthes | Trochanteric Femoral Nail D 12 mm, right, 135DEG, length 235 mm, Titanium Alloy (Ti Mo15), sterile | 04.037.274S | Standalone | DE0018555 | Patients requiring fracture fixation or orthopaedic corrective surgery
Orthopaedics | Trauma - Intramedullary fixation | Nail | Nail - Femur | Depuy Synthes | Trochanteric Femoral Nail D 12 mm, left, 135DEG, length 235 mm, Titanium Alloy (Ti Mo15), sterile | 04.037.275S | Standalone | DE0018555 | Patients requiring fracture fixation or orthopaedic corrective surgery
Orthopaedics | Trauma - Intramedullary fixation | Nail | Nail - Femur | Depuy Synthes | Trochanteric Femoral Nail D 14 mm, right, 130DEG, length 300 mm, Titanium Alloy (Ti Mo15), sterile | 04.037.450S | Standalone | DE0018555 | Patients requiring fracture fixation or orthopaedic corrective surgery
Orthopaedics | Trauma - Intramedullary fixation | Nail | Nail - Femur | Depuy Synthes | Trochanteric Femoral Nail D 14 mm, left, 130DEG, length 300 mm, Titanium Alloy (Ti Mo15), sterile | 04.037.451S | Standalone | DE0018555 | Patients requiring fracture fixation or orthopaedic corrective surgery
Orthopaedics | Trauma - Intramedullary fixation | Nail | Nail - Femur | Depuy Synthes | Trochanteric Femoral Nail D 14 mm, right, 130DEG, length 320 mm, Titanium Alloy (Ti Mo15), sterile | 04.037.452S | Standalone | DE0018555 | Patients requiring fracture fixation or orthopaedic corrective surgery
Orthopaedics | Trauma - Intramedullary fixation | Nail | Nail - Femur | Depuy Synthes | Trochanteric Femoral Nail D 14 mm, left, 130DEG, length 320 mm, Titanium Alloy (Ti Mo15), sterile | 04.037.453S | Standalone | DE0018555 | Patients requiring fracture fixation or orthopaedic corrective surgery
Orthopaedics | Trauma - Intramedullary fixation | Nail | Nail - Femur | Depuy Synthes | Trochanteric Femoral Nail D 14 mm, right, 130DEG, length 340 mm, Titanium Alloy (Ti Mo15), sterile | 04.037.454S | Standalone | DE0018555 | Patients requiring fracture fixation or orthopaedic corrective surgery
Orthopaedics | Trauma - Intramedullary fixation | Nail | Nail - Femur | Depuy Synthes | Trochanteric Femoral Nail D 14 mm, left, 130DEG, length 340 mm, Titanium Alloy (Ti Mo15), sterile | 04.037.455S | Standalone | DE0018555 | Patients requiring fracture fixation or orthopaedic corrective surgery
Orthopaedics | Trauma - Intramedullary fixation | Nail | Nail - Femur | Depuy Synthes | Trochanteric Femoral Nail D 14 mm, right, 130DEG, length 360 mm, Titanium Alloy (Ti Mo15), sterile | 04.037.456S | Standalone | DE0018555 | Patients requiring fracture fixation or orthopaedic corrective surgery
Orthopaedics | Trauma - Intramedullary fixation | Nail | Nail - Femur | Depuy Synthes | Trochanteric Femoral Nail D 14 mm, left, 130DEG, length 360 mm, Titanium Alloy (Ti Mo15), sterile | 04.037.457S | Standalone | DE0018555 | Patients requiring fracture fixation or orthopaedic corrective surgery
Orthopaedics | Trauma - Intramedullary fixation | Nail | Nail - Femur | Depuy Synthes | Trochanteric Femoral Nail D 14 mm, right, 130DEG, length 380 mm, Titanium Alloy (Ti Mo15), sterile | 04.037.458S | Standalone | DE0018555 | Patients requiring fracture fixation or orthopaedic corrective surgery
Orthopaedics | Trauma - Intramedullary fixation | Nail | Nail - Femur | Depuy Synthes | Trochanteric Femoral Nail D 14 mm, left, 130DEG, length 380 mm, Titanium Alloy (Ti Mo15), sterile | 04.037.459S | Standalone | DE0018555 | Patients requiring fracture fixation or orthopaedic corrective surgery
Orthopaedics | Trauma - Intramedullary fixation | Nail | Nail - Femur | Depuy Synthes | Trochanteric Femoral Nail D 14 mm, right, 130DEG, length 400 mm, Titanium Alloy (Ti Mo15), sterile | 04.037.460S | Standalone | DE0018555 | Patients requiring fracture fixation or orthopaedic corrective surgery
Orthopaedics | Trauma - Intramedullary fixation | Nail | Nail - Femur | Depuy Synthes | Trochanteric Femoral Nail D 14 mm, left, 130DEG, length 400 mm, Titanium Alloy (Ti Mo15), sterile | 04.037.461S | Standalone | DE0018555 | Patients requiring fracture fixation or orthopaedic corrective surgery
Orthopaedics | Trauma - Intramedullary fixation | Nail | Nail - Femur | Depuy Synthes | Trochanteric Femoral Nail D 14 mm, right, 130DEG, length 420 mm, Titanium Alloy (Ti Mo15), sterile | 04.037.462S | Standalone | DE0018555 | Patients requiring fracture fixation or orthopaedic corrective surgery
Orthopaedics | Trauma - Intramedullary fixation | Nail | Nail - Femur | Depuy Synthes | Trochanteric Femoral Nail D 14 mm, left, 130DEG, length 420 mm, Titanium Alloy (Ti Mo15), sterile | 04.037.463S | Standalone | DE0018555 | Patients requiring fracture fixation or orthopaedic corrective surgery
Orthopaedics | Trauma - Intramedullary fixation | Nail | Nail - Femur | Depuy Synthes | Trochanteric Femoral Nail D 14 mm, right, 130DEG, length 440 mm, Titanium Alloy (Ti Mo15), sterile | 04.037.464S | Standalone | DE0018555 | Patients requiring fracture fixation or orthopaedic corrective surgery
Orthopaedics | Trauma - Intramedullary fixation | Nail | Nail - Femur | Depuy Synthes | Trochanteric Femoral Nail D 14 mm, left, 130DEG, length 440 mm, Titanium Alloy (Ti Mo15), sterile | 04.037.465S | Standalone | DE0018555 | Patients requiring fracture fixation or orthopaedic corrective surgery
Orthopaedics | Trauma - Intramedullary fixation | Nail | Nail - Femur | Depuy Synthes | Trochanteric Femoral Nail D 14 mm, right, 130DEG, length 460 mm, Titanium Alloy (Ti Mo15), sterile | 04.037.466S | Standalone | DE0018555 | Patients requiring fracture fixation or orthopaedic corrective surgery
Orthopaedics | Trauma - Intramedullary fixation | Nail | Nail - Femur | Depuy Synthes | Trochanteric Femoral Nail D 14 mm, left, 130DEG, length 460 mm, Titanium Alloy (Ti Mo15), sterile | 04.037.467S | Standalone | DE0018555 | Patients requiring fracture fixation or orthopaedic corrective surgery
Orthopaedics | Trauma - Intramedullary fixation | Nail | Nail - Femur | Depuy Synthes | Trochanteric Femoral Nail D 14 mm, right, 130DEG, length 480 mm, Titanium Alloy (Ti Mo15), sterile | 04.037.468S | Standalone | DE0018555 | Patients requiring fracture fixation or orthopaedic corrective surgery
Orthopaedics | Trauma - Intramedullary fixation | Nail | Nail - Femur | Depuy Synthes | Trochanteric Femoral Nail D 14 mm, left, 130DEG, length 480 mm, Titanium Alloy (Ti Mo15), sterile | 04.037.469S | Standalone | DE0018555 | Patients requiring fracture fixation or orthopaedic corrective surgery
Orthopaedics | Trauma - Intramedullary fixation | Nail | Nail - Femur | Depuy Synthes | Trochanteric Femoral Nail D 9 mm, 125DEG, length 170 mm, Titanium Alloy (Ti Mo15), sterile | 04.037.912S | Standalone | DE0018555 | Patients requiring fracture fixation or orthopaedic corrective surgery
Orthopaedics | Trauma - Intramedullary fixation | Nail | Nail - Femur | Depuy Synthes | Trochanteric Femoral Nail D 9 mm, 125DEG, length 200 mm, Titanium Alloy (Ti Mo15), sterile | 04.037.913S | Standalone | DE0018555 | Patients requiring fracture fixation or orthopaedic corrective surgery
Orthopaedics | Trauma - Intramedullary fixation | Nail | Nail - Femur | Depuy Synthes | Trochanteric Femoral Nail D 9 mm, right, 125DEG, length 235 mm, Titanium Alloy (Ti Mo15), sterile | 04.037.914S | Standalone | DE0018555 | Patients requiring fracture fixation or orthopaedic corrective surgery
Orthopaedics | Trauma - Intramedullary fixation | Nail | Nail - Femur | Depuy Synthes | Trochanteric Femoral Nail D 9 mm, left, 125DEG, length 235 mm, Titanium Alloy (Ti Mo15), sterile | 04.037.915S | Standalone | DE0018555 | Patients requiring fracture fixation or orthopaedic corrective surgery
Orthopaedics | Trauma - Intramedullary fixation | Nail | Nail - Femur | Depuy Synthes | Trochanteric Femoral Nail D 9 mm, right, 125DEG, length 260 mm, Titanium Alloy (Ti Mo15), sterile | 04.037.916S | Standalone | DE0018555 | Patients requiring fracture fixation or orthopaedic corrective surgery
Orthopaedics | Trauma - Intramedullary fixation | Nail | Nail - Femur | Depuy Synthes | Trochanteric Femoral Nail D 9 mm, left, 125DEG, length 260 mm, Titanium Alloy (Ti Mo15), sterile | 04.037.917S | Standalone | DE0018555 | Patients requiring fracture fixation or orthopaedic corrective surgery
Orthopaedics | Trauma - Intramedullary fixation | Nail | Nail - Femur | Depuy Synthes | Trochanteric Femoral Nail D 9 mm, right, 125DEG, length 280 mm, Titanium Alloy (Ti Mo15), sterile | 04.037.918S | Standalone | DE0018555 | Patients requiring fracture fixation or orthopaedic corrective surgery
Orthopaedics | Trauma - Intramedullary fixation | Nail | Nail - Femur | Depuy Synthes | Trochanteric Femoral Nail D 9 mm, left, 125DEG, length 280 mm, Titanium Alloy (Ti Mo15), sterile | 04.037.919S | Standalone | DE0018555 | Patients requiring fracture fixation or orthopaedic corrective surgery
Orthopaedics | Trauma - Intramedullary fixation | Nail | Nail - Femur | Depuy Synthes | Trochanteric Femoral Nail D 9 mm, right, 125DEG, length 300 mm, Titanium Alloy (Ti Mo15), sterile | 04.037.920S | Standalone | DE0018555 | Patients requiring fracture fixation or orthopaedic corrective surgery
Orthopaedics | Trauma - Intramedullary fixation | Nail | Nail - Femur | Depuy Synthes | Trochanteric Femoral Nail D 9 mm, left, 125DEG, length 300 mm, Titanium Alloy (Ti Mo15), sterile | 04.037.921S | Standalone | DE0018555 | Patients requiring fracture fixation or orthopaedic corrective surgery
Orthopaedics | Trauma - Intramedullary fixation | Nail | Nail - Femur | Depuy Synthes | Trochanteric Femoral Nail D 9 mm, right, 125DEG, length 320 mm, Titanium Alloy (Ti Mo15), sterile | 04.037.922S | Standalone | DE0018555 | Patients requiring fracture fixation or orthopaedic corrective surgery
Orthopaedics | Trauma - Intramedullary fixation | Nail | Nail - Femur | Depuy Synthes | Trochanteric Femoral Nail D 9 mm, left, 125DEG, length 320 mm, Titanium Alloy (Ti Mo15), sterile | 04.037.923S | Standalone | DE0018555 | Patients requiring fracture fixation or orthopaedic corrective surgery
Orthopaedics | Trauma - Intramedullary fixation | Nail | Nail - Femur | Depuy Synthes | Trochanteric Femoral Nail D 9 mm, right, 125DEG, length 340 mm, Titanium Alloy (Ti Mo15), sterile | 04.037.924S | Standalone | DE0018555 | Patients requiring fracture fixation or orthopaedic corrective surgery
Orthopaedics | Trauma - Intramedullary fixation | Nail | Nail - Femur | Depuy Synthes | Trochanteric Femoral Nail D 9 mm, left, 125DEG, length 340 mm, Titanium Alloy (Ti Mo15), sterile | 04.037.925S | Standalone | DE0018555 | Patients requiring fracture fixation or orthopaedic corrective surgery
Orthopaedics | Trauma - Intramedullary fixation | Nail | Nail - Femur | Depuy Synthes | Trochanteric Femoral Nail D 9 mm, right, 125DEG, length 360 mm, Titanium Alloy (Ti Mo15), sterile | 04.037.926S | Standalone | DE0018555 | Patients requiring fracture fixation or orthopaedic corrective surgery
Orthopaedics | Trauma - Intramedullary fixation | Nail | Nail - Femur | Depuy Synthes | Trochanteric Femoral Nail D 9 mm, left, 125DEG, length 360 mm, Titanium Alloy (Ti Mo15), sterile | 04.037.927S | Standalone | DE0018555 | Patients requiring fracture fixation or orthopaedic corrective surgery
Orthopaedics | Trauma - Intramedullary fixation | Nail | Nail - Femur | Depuy Synthes | Trochanteric Femoral Nail D 9 mm, right, 125DEG, length 380 mm, Titanium Alloy (Ti Mo15), sterile | 04.037.928S | Standalone | DE0018555 | Patients requiring fracture fixation or orthopaedic corrective surgery
Orthopaedics | Trauma - Intramedullary fixation | Nail | Nail - Femur | Depuy Synthes | Trochanteric Femoral Nail D 9 mm, left, 125DEG, length 380 mm, Titanium Alloy (Ti Mo15), sterile | 04.037.929S | Standalone | DE0018555 | Patients requiring fracture fixation or orthopaedic corrective surgery
Orthopaedics | Trauma - Intramedullary fixation | Nail | Nail - Femur | Depuy Synthes | Trochanteric Femoral Nail D 9 mm, right, 125DEG, length 400 mm, Titanium Alloy (Ti Mo15), sterile | 04.037.930S | Standalone | DE0018555 | Patients requiring fracture fixation or orthopaedic corrective surgery
Orthopaedics | Trauma - Intramedullary fixation | Nail | Nail - Femur | Depuy Synthes | Trochanteric Femoral Nail D 9 mm, left, 125DEG, length 400 mm, Titanium Alloy (Ti Mo15), sterile | 04.037.931S | Standalone | DE0018555 | Patients requiring fracture fixation or orthopaedic corrective surgery
Orthopaedics | Trauma - Intramedullary fixation | Nail | Nail - Femur | Depuy Synthes | Trochanteric Femoral Nail D 9 mm, right, 125DEG, length 420 mm, Titanium Alloy (Ti Mo15), sterile | 04.037.932S | Standalone | DE0018555 | Patients requiring fracture fixation or orthopaedic corrective surgery
Orthopaedics | Trauma - Intramedullary fixation | Nail | Nail - Femur | Depuy Synthes | Trochanteric Femoral Nail D 9 mm, left, 125DEG, length 420 mm, Titanium Alloy (Ti Mo15), sterile | 04.037.933S | Standalone | DE0018555 | Patients requiring fracture fixation or orthopaedic corrective surgery
Orthopaedics | Trauma - Intramedullary fixation | Nail | Nail - Femur | Depuy Synthes | Trochanteric Femoral Nail D 9 mm, right, 125DEG, length 440 mm, Titanium Alloy (Ti Mo15), sterile | 04.037.934S | Standalone | DE0018555 | Patients requiring fracture fixation or orthopaedic corrective surgery
Orthopaedics | Trauma - Intramedullary fixation | Nail | Nail - Femur | Depuy Synthes | Trochanteric Femoral Nail D 9 mm, left, 125DEG, length 440 mm, Titanium Alloy (Ti Mo15), sterile | 04.037.935S | Standalone | DE0018555 | Patients requiring fracture fixation or orthopaedic corrective surgery
Orthopaedics | Trauma - Intramedullary fixation | Nail | Nail - Femur | Depuy Synthes | Trochanteric Femoral Nail D 9 mm, right, 125DEG, length 460 mm, Titanium Alloy (Ti Mo15), sterile | 04.037.936S | Standalone | DE0018555 | Patients requiring fracture fixation or orthopaedic corrective surgery
Orthopaedics | Trauma - Intramedullary fixation | Nail | Nail - Femur | Depuy Synthes | Trochanteric Femoral Nail D 9 mm, left, 125DEG, length 460 mm, Titanium Alloy (Ti Mo15), sterile | 04.037.937S | Standalone | DE0018555 | Patients requiring fracture fixation or orthopaedic corrective surgery
Orthopaedics | Trauma - Intramedullary fixation | Nail | Nail - Femur | Depuy Synthes | Trochanteric Femoral Nail D 9 mm, right, 125DEG, length 480 mm, Titanium Alloy (Ti Mo15), sterile | 04.037.938S | Standalone | DE0018555 | Patients requiring fracture fixation or orthopaedic corrective surgery
Orthopaedics | Trauma - Intramedullary fixation | Nail | Nail - Femur | Depuy Synthes | Trochanteric Femoral Nail D 9 mm, left, 125DEG, length 480 mm, Titanium Alloy (Ti Mo15), sterile | 04.037.939S | Standalone | DE0018555 | Patients requiring fracture fixation or orthopaedic corrective surgery
Orthopaedics | Trauma - Intramedullary fixation | Nail | Nail - Femur | Depuy Synthes | Trochanteric Femoral Nail D 9 mm, 130DEG, length 170 mm, Titanium Alloy (Ti Mo15), sterile | 04.037.942S | Standalone | DE0018555 | Patients requiring fracture fixation or orthopaedic corrective surgery
Orthopaedics | Trauma - Intramedullary fixation | Nail | Nail - Femur | Depuy Synthes | Trochanteric Femoral Nail D 9 mm, 130DEG, length 200 mm, Titanium Alloy (Ti Mo15), sterile | 04.037.943S | Standalone | DE0018555 | Patients requiring fracture fixation or orthopaedic corrective surgery
Orthopaedics | Trauma - Intramedullary fixation | Nail | Nail - Femur | Depuy Synthes | Trochanteric Femoral Nail D 9 mm, right, 130DEG, length 235 mm, Titanium Alloy (Ti Mo15), sterile | 04.037.944S | Standalone | DE0018555 | Patients requiring fracture fixation or orthopaedic corrective surgery
Orthopaedics | Trauma - Intramedullary fixation | Nail | Nail - Femur | Depuy Synthes | Trochanteric Femoral Nail D 9 mm, left, 130DEG, length 235 mm, Titanium Alloy (Ti Mo15), sterile | 04.037.945S | Standalone | DE0018555 | Patients requiring fracture fixation or orthopaedic corrective surgery
Orthopaedics | Trauma - Intramedullary fixation | Nail | Nail - Femur | Depuy Synthes | Trochanteric Femoral Nail D 9 mm, right, 130DEG, length 260 mm, Titanium Alloy (Ti Mo15), sterile | 04.037.946S | Standalone | DE0018555 | Patients requiring fracture fixation or orthopaedic corrective surgery
Orthopaedics | Trauma - Intramedullary fixation | Nail | Nail - Femur | Depuy Synthes | Trochanteric Femoral Nail D 9 mm, left, 130DEG, length 260 mm, Titanium Alloy (Ti Mo15), sterile | 04.037.947S | Standalone | DE0018555 | Patients requiring fracture fixation or orthopaedic corrective surgery
Orthopaedics | Trauma - Intramedullary fixation | Nail | Nail - Femur | Depuy Synthes | Trochanteric Femoral Nail D 9 mm, right, 130DEG, length 280 mm, Titanium Alloy (Ti Mo15), sterile | 04.037.948S | Standalone | DE0018555 | Patients requiring fracture fixation or orthopaedic corrective surgery
Orthopaedics | Trauma - Intramedullary fixation | Nail | Nail - Femur | Depuy Synthes | Trochanteric Femoral Nail D 9 mm, left, 130DEG, length 280 mm, Titanium Alloy (Ti Mo15), sterile | 04.037.949S | Standalone | DE0018555 | Patients requiring fracture fixation or orthopaedic corrective surgery
Orthopaedics | Trauma - Intramedullary fixation | Nail | Nail - Femur | Depuy Synthes | Trochanteric Femoral Nail D 9 mm, right, 130DEG, length 300 mm, Titanium Alloy (Ti Mo15), sterile | 04.037.950S | Standalone | DE0018555 | Patients requiring fracture fixation or orthopaedic corrective surgery
Orthopaedics | Trauma - Intramedullary fixation | Nail | Nail - Femur | Depuy Synthes | Trochanteric Femoral Nail D 9 mm, left, 130DEG, length 300 mm, Titanium Alloy (Ti Mo15), sterile | 04.037.951S | Standalone | DE0018555 | Patients requiring fracture fixation or orthopaedic corrective surgery
Orthopaedics | Trauma - Intramedullary fixation | Nail | Nail - Femur | Depuy Synthes | Trochanteric Femoral Nail D 9 mm, right, 130DEG, length 320 mm, Titanium Alloy (Ti Mo15), sterile | 04.037.952S | Standalone | DE0018555 | Patients requiring fracture fixation or orthopaedic corrective surgery
Orthopaedics | Trauma - Intramedullary fixation | Nail | Nail - Femur | Depuy Synthes | Trochanteric Femoral Nail D 9 mm, left, 130DEG, length 320 mm, Titanium Alloy (Ti Mo15), sterile | 04.037.953S | Standalone | DE0018555 | Patients requiring fracture fixation or orthopaedic corrective surgery
Orthopaedics | Trauma - Intramedullary fixation | Nail | Nail - Femur | Depuy Synthes | Trochanteric Femoral Nail D 9 mm, right, 130DEG, length 340 mm, Titanium Alloy (Ti Mo15), sterile | 04.037.954S | Standalone | DE0018555 | Patients requiring fracture fixation or orthopaedic corrective surgery
Orthopaedics | Trauma - Intramedullary fixation | Nail | Nail - Femur | Depuy Synthes | Trochanteric Femoral Nail D 9 mm, left, 130DEG, length 340 mm, Titanium Alloy (Ti Mo15), sterile | 04.037.955S | Standalone | DE0018555 | Patients requiring fracture fixation or orthopaedic corrective surgery
Orthopaedics | Trauma - Intramedullary fixation | Nail | Nail - Femur | Depuy Synthes | Trochanteric Femoral Nail D 9 mm, right, 130DEG, length 360 mm, Titanium Alloy (Ti Mo15), sterile | 04.037.956S | Standalone | DE0018555 | Patients requiring fracture fixation or orthopaedic corrective surgery
Orthopaedics | Trauma - Intramedullary fixation | Nail | Nail - Femur | Depuy Synthes | Trochanteric Femoral Nail D 9 mm, left, 130DEG, length 360 mm, Titanium Alloy (Ti Mo15), sterile | 04.037.957S | Standalone | DE0018555 | Patients requiring fracture fixation or orthopaedic corrective surgery
Orthopaedics | Trauma - Intramedullary fixation | Nail | Nail - Femur | Depuy Synthes | Trochanteric Femoral Nail D 9 mm, right, 130DEG, length 380 mm, Titanium Alloy (Ti Mo15), sterile | 04.037.958S | Standalone | DE0018555 | Patients requiring fracture fixation or orthopaedic corrective surgery
Orthopaedics | Trauma - Intramedullary fixation | Nail | Nail - Femur | Depuy Synthes | Trochanteric Femoral Nail D 9 mm, left, 130DEG, length 380 mm, Titanium Alloy (Ti Mo15), sterile | 04.037.959S | Standalone | DE0018555 | Patients requiring fracture fixation or orthopaedic corrective surgery
Orthopaedics | Trauma - Intramedullary fixation | Nail | Nail - Femur | Depuy Synthes | Trochanteric Femoral Nail D 9 mm, right, 130DEG, length 400 mm, Titanium Alloy (Ti Mo15), sterile | 04.037.960S | Standalone | DE0018555 | Patients requiring fracture fixation or orthopaedic corrective surgery
Orthopaedics | Trauma - Intramedullary fixation | Nail | Nail - Femur | Depuy Synthes | Trochanteric Femoral Nail D 9 mm, left, 130DEG, length 400 mm, Titanium Alloy (Ti Mo15), sterile | 04.037.961S | Standalone | DE0018555 | Patients requiring fracture fixation or orthopaedic corrective surgery
Orthopaedics | Trauma - Intramedullary fixation | Nail | Nail - Femur | Depuy Synthes | Trochanteric Femoral Nail D 9 mm, right, 130DEG, length 420 mm, Titanium Alloy (Ti Mo15), sterile | 04.037.962S | Standalone | DE0018555 | Patients requiring fracture fixation or orthopaedic corrective surgery
Orthopaedics | Trauma - Intramedullary fixation | Nail | Nail - Femur | Depuy Synthes | Trochanteric Femoral Nail D 9 mm, left, 130DEG, length 420 mm, Titanium Alloy (Ti Mo15), sterile | 04.037.963S | Standalone | DE0018555 | Patients requiring fracture fixation or orthopaedic corrective surgery
Orthopaedics | Trauma - Intramedullary fixation | Nail | Nail - Femur | Depuy Synthes | Trochanteric Femoral Nail D 9 mm, right, 130DEG, length 440 mm, Titanium Alloy (Ti Mo15), sterile | 04.037.964S | Standalone | DE0018555 | Patients requiring fracture fixation or orthopaedic corrective surgery
Orthopaedics | Trauma - Intramedullary fixation | Nail | Nail - Femur | Depuy Synthes | Trochanteric Femoral Nail D 9 mm, left, 130DEG, length 440 mm, Titanium Alloy (Ti Mo15), sterile | 04.037.965S | Standalone | DE0018555 | Patients requiring fracture fixation or orthopaedic corrective surgery
Orthopaedics | Trauma - Intramedullary fixation | Nail | Nail - Femur | Depuy Synthes | Trochanteric Femoral Nail D 9 mm, right, 130DEG, length 460 mm, Titanium Alloy (Ti Mo15), sterile | 04.037.966S | Standalone | DE0018555 | Patients requiring fracture fixation or orthopaedic corrective surgery
Orthopaedics | Trauma - Intramedullary fixation | Nail | Nail - Femur | Depuy Synthes | Trochanteric Femoral Nail D 9 mm, left, 130DEG, length 460 mm, Titanium Alloy (Ti Mo15), sterile | 04.037.967S | Standalone | DE0018555 | Patients requiring fracture fixation or orthopaedic corrective surgery
Orthopaedics | Trauma - Intramedullary fixation | Nail | Nail - Femur | Depuy Synthes | Trochanteric Femoral Nail D 9 mm, right, 130DEG, length 480 mm, Titanium Alloy (Ti Mo15), sterile | 04.037.968S | Standalone | DE0018555 | Patients requiring fracture fixation or orthopaedic corrective surgery
Orthopaedics | Trauma - Intramedullary fixation | Nail | Nail - Femur | Depuy Synthes | Trochanteric Femoral Nail D 9 mm, left, 130DEG, length 480 mm, Titanium Alloy (Ti Mo15), sterile | 04.037.969S | Standalone | DE0018555 | Patients requiring fracture fixation or orthopaedic corrective surgery
Orthopaedics | Trauma - Intramedullary fixation | Nail | Nail - Femur | Depuy Synthes | Trochanteric Femoral Nail D 9 mm, 135DEG, length 170 mm, Titanium Alloy (Ti Mo15), sterile | 04.037.972S | Standalone | DE0018555 | Patients requiring fracture fixation or orthopaedic corrective surgery
Orthopaedics | Trauma - Intramedullary fixation | Nail | Nail - Femur | Depuy Synthes | Trochanteric Femoral Nail D 9 mm, 135DEG, length 200 mm, Titanium Alloy (Ti Mo15), sterile | 04.037.973S | Standalone | DE0018555 | Patients requiring fracture fixation or orthopaedic corrective surgery
Orthopaedics | Trauma - Intramedullary fixation | Nail | Nail - Femur | Depuy Synthes | Trochanteric Femoral Nail D 9 mm, right, 135DEG, length 235 mm, Titanium Alloy (Ti Mo15), sterile | 04.037.974S | Standalone | DE0018555 | Patients requiring fracture fixation or orthopaedic corrective surgery
Orthopaedics | Trauma - Intramedullary fixation | Nail | Nail - Femur | Depuy Synthes | Trochanteric Femoral Nail D 9 mm, left, 135DEG, length 235 mm, Titanium Alloy (Ti Mo15), sterile | 04.037.975S | Standalone | DE0018555 | Patients requiring fracture fixation or orthopaedic corrective surgery
Orthopaedics | Trauma - Intramedullary fixation | Nail accessories | Nail end cap/set screw | Depuy Synthes | End Cap, extension 0 mm, Titanium Alloy (TAN), sterile | 04.038.000S | Standalone | DE0018555 | Patients requiring fracture fixation or orthopaedic corrective surgery
Orthopaedics | Trauma - Intramedullary fixation | Nail accessories | Nail end cap/set screw | Depuy Synthes | End Cap, extension 5 mm, Titanium Alloy (TAN), sterile | 04.038.005S | Standalone | DE0018555 | Patients requiring fracture fixation or orthopaedic corrective surgery
Orthopaedics | Trauma - Intramedullary fixation | Nail accessories | Nail end cap/set screw | Depuy Synthes | End Cap, extension 10 mm, Titanium Alloy (TAN), sterile | 04.038.010S | Standalone | DE0018555 | Patients requiring fracture fixation or orthopaedic corrective surgery
Orthopaedics | Trauma - Intramedullary fixation | Nail accessories | Nail end cap/set screw | Depuy Synthes | End Cap, extension 15 mm, Titanium Alloy (TAN), sterile | 04.038.015S | Standalone | DE0018555 | Patients requiring fracture fixation or orthopaedic corrective surgery
Orthopaedics | Trauma - Extramedullary fixation | Locking/combination plate | Locking/combination plate - Foot/ankle | Depuy Synthes | Navicular Plate 2.4, locking | 04.100.020 | Standalone | DE0006811 | Patients requiring fracture fixation or orthopaedic corrective surgery
Orthopaedics | Trauma - Extramedullary fixation | Locking/combination plate | Locking/combination plate - Foot/ankle | Depuy Synthes | Cuboid Plate 2.4, locking, left | 04.100.021 | Standalone | DE0006811 | Patients requiring fracture fixation or orthopaedic corrective surgery
Orthopaedics | Trauma - Extramedullary fixation | Locking/combination plate | Locking/combination plate - Foot/ankle | Depuy Synthes | Cuboid Plate 2.4, locking, right | 04.100.022 | Standalone | DE0006811 | Patients requiring fracture fixation or orthopaedic corrective surgery
Orthopaedics | Trauma - Extramedullary fixation | Locking/combination plate | Locking/combination plate - Foot/ankle | Depuy Synthes | Talus Plate 2.4, locking | 04.100.023 | Standalone | DE0006811 | Patients requiring fracture fixation or orthopaedic corrective surgery
Orthopaedics | Trauma - Extramedullary fixation | Locking/combination plate | Locking/combination plate - Humerus | Depuy Synthes | LCP Distal Humeral Plate, right, 4 holes, L 122mm | 04.104.004 | Standalone | DE0008376 | Patients requiring fracture fixation or orthopaedic corrective surgery
Orthopaedics | Trauma - Extramedullary fixation | Locking/combination plate | Locking/combination plate - Humerus | Depuy Synthes | LCP Distal Humeral Plate, right, 6 holes, L 158mm | 04.104.006 | Standalone | DE0008376 | Patients requiring fracture fixation or orthopaedic corrective surgery
Orthopaedics | Trauma - Extramedullary fixation | Locking/combination plate | Locking/combination plate - Humerus | Depuy Synthes | LCP Distal Humeral Plate, right, 8 holes, L 194mm | 04.104.008 | Standalone | DE0008376 | Patients requiring fracture fixation or orthopaedic corrective surgery
Orthopaedics | Trauma - Extramedullary fixation | Locking/combination plate | Locking/combination plate - Humerus | Depuy Synthes | LCP Distal Humeral Plate, right, 10 holes, L 230mm | 04.104.010 | Standalone | DE0008376 | Patients requiring fracture fixation or orthopaedic corrective surgery
Orthopaedics | Trauma - Extramedullary fixation | Locking/combination plate | Locking/combination plate - Humerus | Depuy Synthes | LCP Distal Humeral Plate, right, 12 holes, L 266mm | 04.104.012 | Standalone | DE0008376 | Patients requiring fracture fixation or orthopaedic corrective surgery
Orthopaedics | Trauma - Extramedullary fixation | Locking/combination plate | Locking/combination plate - Humerus | Depuy Synthes | LCP Distal Humeral Plate, right, 14 holes, L 302mm | 04.104.014 | Standalone | DE0008376 | Patients requiring fracture fixation or orthopaedic corrective surgery
Orthopaedics | Trauma - Extramedullary fixation | Locking/combination plate | Locking/combination plate - Humerus | Depuy Synthes | LCP Distal Humeral Plate, left, 4 holes, L 122mm | 04.104.024 | Standalone | DE0008376 | Patients requiring fracture fixation or orthopaedic corrective surgery
Orthopaedics | Trauma - Extramedullary fixation | Locking/combination plate | Locking/combination plate - Humerus | Depuy Synthes | LCP Distal Humeral Plate, left, 6 holes, L 158mm | 04.104.026 | Standalone | DE0008376 | Patients requiring fracture fixation or orthopaedic corrective surgery
Orthopaedics | Trauma - Extramedullary fixation | Locking/combination plate | Locking/combination plate - Humerus | Depuy Synthes | LCP Distal Humeral Plate, left, 8 holes, L 194mm | 04.104.028 | Standalone | DE0008376 | Patients requiring fracture fixation or orthopaedic corrective surgery
Orthopaedics | Trauma - Extramedullary fixation | Locking/combination plate | Locking/combination plate - Humerus | Depuy Synthes | LCP Distal Humeral Plate, left, 10 holes, L 230mm | 04.104.030 | Standalone | DE0008376 | Patients requiring fracture fixation or orthopaedic corrective surgery
Orthopaedics | Trauma - Extramedullary fixation | Locking/combination plate | Locking/combination plate - Humerus | Depuy Synthes | LCP Distal Humeral Plate, left, 12 holes, L 266mm | 04.104.032 | Standalone | DE0008376 | Patients requiring fracture fixation or orthopaedic corrective surgery
Orthopaedics | Trauma - Extramedullary fixation | Locking/combination plate | Locking/combination plate - Humerus | Depuy Synthes | LCP Distal Humeral Plate, left, 14 holes, L 302mm | 04.104.034 | Standalone | DE0008376 | Patients requiring fracture fixation or orthopaedic corrective surgery
Orthopaedics | Trauma - Extramedullary fixation | Locking/combination plate | Locking/combination plate - Intercarpal arthrodesis | Depuy Synthes | LCP Wrist Fusion Plate 2.7/3.5, standard bend | 04.110.150 | Standalone | DE0005971 | Patients requiring fracture fixation or orthopaedic corrective surgery
Orthopaedics | Trauma - Extramedullary fixation | Locking/combination plate | Locking/combination plate - Intercarpal arthrodesis | Depuy Synthes | LCP Wrist Fusion Plate 2.7/3.5, short bend | 04.110.151 | Standalone | DE0005971 | Patients requiring fracture fixation or orthopaedic corrective surgery
Orthopaedics | Trauma - Extramedullary fixation | Locking/combination plate | Locking/combination plate - Intercarpal arthrodesis | Depuy Synthes | LCP Wrist Fusion Plate 2.7/3.5, short bend Sterile | 04.110.151S | Standalone | DE0005971 | Patients requiring fracture fixation or orthopaedic corrective surgery
Orthopaedics | Trauma - Extramedullary fixation | Locking/combination plate | Locking/combination plate - Intercarpal arthrodesis | Depuy Synthes | LCP Wrist Fusion Plate 2.7/3.5, straight | 04.110.152 | Standalone | DE0005971 | Patients requiring fracture fixation or orthopaedic corrective surgery
Orthopaedics | Trauma - Intramedullary fixation | Nail | Nail - Foot/ankle arthrodesis | Depuy Synthes | Midfoot Fusion Bolt D 6.5 mm, length 50 mm, Titanium Alloy (TAN), sterile | 04.111.150s | Standalone | DE0007911 | Patients requiring fracture fixation or orthopaedic corrective surgery
Orthopaedics | Trauma - Intramedullary fixation | Nail | Nail - Foot/ankle arthrodesis | Depuy Synthes | Midfoot Fusion Bolt D 6.5 mm, length 55 mm, Titanium Alloy (TAN), sterile | 04.111.155s | Standalone | DE0007911 | Patients requiring fracture fixation or orthopaedic corrective surgery
Orthopaedics | Trauma - Intramedullary fixation | Nail | Nail - Foot/ankle arthrodesis | Depuy Synthes | Midfoot Fusion Bolt D 6.5 mm, length 60 mm, Titanium Alloy (TAN), sterile | 04.111.160s | Standalone | DE0007911 | Patients requiring fracture fixation or orthopaedic corrective surgery
Orthopaedics | Trauma - Intramedullary fixation | Nail | Nail - Foot/ankle arthrodesis | Depuy Synthes | Midfoot Fusion Bolt D 6.5 mm, length 65 mm, Titanium Alloy (TAN), sterile | 04.111.165s | Standalone | DE0007911 | Patients requiring fracture fixation or orthopaedic corrective surgery
Orthopaedics | Trauma - Intramedullary fixation | Nail | Nail - Foot/ankle arthrodesis | Depuy Synthes | Midfoot Fusion Bolt D 6.5 mm, length 70 mm, Titanium Alloy (TAN), sterile | 04.111.170s | Standalone | DE0007911 | Patients requiring fracture fixation or orthopaedic corrective surgery
Orthopaedics | Trauma - Intramedullary fixation | Nail | Nail - Foot/ankle arthrodesis | Depuy Synthes | Midfoot Fusion Bolt D 6.5 mm, length 75 mm, Titanium Alloy (TAN), sterile | 04.111.175s | Standalone | DE0007911 | Patients requiring fracture fixation or orthopaedic corrective surgery
Orthopaedics | Trauma - Intramedullary fixation | Nail | Nail - Foot/ankle arthrodesis | Depuy Synthes | Midfoot Fusion Bolt D 6.5 mm, length 80 mm, Titanium Alloy (TAN), sterile | 04.111.180s | Standalone | DE0007911 | Patients requiring fracture fixation or orthopaedic corrective surgery
Orthopaedics | Trauma - Intramedullary fixation | Nail | Nail - Foot/ankle arthrodesis | Depuy Synthes | Midfoot Fusion Bolt D 6.5 mm, length 85 mm, Titanium Alloy (TAN), sterile | 04.111.185s | Standalone | DE0007911 | Patients requiring fracture fixation or orthopaedic corrective surgery
Orthopaedics | Trauma - Intramedullary fixation | Nail | Nail - Foot/ankle arthrodesis | Depuy Synthes | Midfoot Fusion Bolt D 6.5 mm, length 90 mm, Titanium Alloy (TAN), sterile | 04.111.190s | Standalone | DE0007911 | Patients requiring fracture fixation or orthopaedic corrective surgery
Orthopaedics | Trauma - Intramedullary fixation | Nail | Nail - Foot/ankle arthrodesis | Depuy Synthes | Midfoot Fusion Bolt D 6.5 mm, length 95 mm, Titanium Alloy (TAN), sterile | 04.111.195s | Standalone | DE0007911 | Patients requiring fracture fixation or orthopaedic corrective surgery
Orthopaedics | Trauma - Intramedullary fixation | Nail | Nail - Foot/ankle arthrodesis | Depuy Synthes | Midfoot Fusion Bolt D 6.5 mm, length 100 mm, Titanium Alloy (TAN), sterile | 04.111.200s | Standalone | DE0007911 | Patients requiring fracture fixation or orthopaedic corrective surgery
Orthopaedics | Trauma - Intramedullary fixation | Nail | Nail - Foot/ankle arthrodesis | Depuy Synthes | Midfoot Fusion Bolt D 6.5 mm, length 105 mm, Titanium Alloy (TAN), sterile | 04.111.205s | Standalone | DE0007911 | Patients requiring fracture fixation or orthopaedic corrective surgery
Orthopaedics | Trauma - Intramedullary fixation | Nail | Nail - Foot/ankle arthrodesis | Depuy Synthes | Midfoot Fusion Bolt D 6.5 mm, length 110 mm, Titanium Alloy (TAN), sterile | 04.111.210s | Standalone | DE0007911 | Patients requiring fracture fixation or orthopaedic corrective surgery
Orthopaedics | Trauma - Intramedullary fixation | Nail | Nail - Foot/ankle arthrodesis | Depuy Synthes | Midfoot Fusion Bolt D 6.5 mm, length 115 mm, Titanium Alloy (TAN), sterile | 04.111.215s | Standalone | DE0007911 | Patients requiring fracture fixation or orthopaedic corrective surgery
Orthopaedics | Trauma - Intramedullary fixation | Nail | Nail - Foot/ankle arthrodesis | Depuy Synthes | Midfoot Fusion Bolt D 6.5 mm, length 120 mm, Titanium Alloy (TAN), sterile | 04.111.220s | Standalone | DE0007911 | Patients requiring fracture fixation or orthopaedic corrective surgery
Orthopaedics | Trauma - Intramedullary fixation | Nail | Nail - Foot/ankle arthrodesis | Depuy Synthes | Midfoot Fusion Bolt D 6.5 mm, length 125 mm, Titanium Alloy (TAN), sterile | 04.111.225s | Standalone | DE0007911 | Patients requiring fracture fixation or orthopaedic corrective surgery
Orthopaedics | Trauma - Intramedullary fixation | Nail | Nail - Foot/ankle arthrodesis | Depuy Synthes | Midfoot Fusion Bolt D 6.5 mm, length 130 mm, Titanium Alloy (TAN), sterile | 04.111.230s | Standalone | DE0007911 | Patients requiring fracture fixation or orthopaedic corrective surgery
Orthopaedics | Trauma - Intramedullary fixation | Nail | Nail - Foot/ankle arthrodesis | Depuy Synthes | Midfoot Fusion Bolt D 6.5 mm, length 135 mm, Titanium Alloy (TAN), sterile | 04.111.235s | Standalone | DE0007911 | Patients requiring fracture fixation or orthopaedic corrective surgery
Orthopaedics | Trauma - Intramedullary fixation | Nail | Nail - Foot/ankle arthrodesis | Depuy Synthes | Midfoot Fusion Bolt D 6.5 mm, length 140 mm, Titanium Alloy (TAN), sterile | 04.111.240s | Standalone | DE0007911 | Patients requiring fracture fixation or orthopaedic corrective surgery
Orthopaedics | Trauma - Intramedullary fixation | Nail | Nail - Foot/ankle arthrodesis | Depuy Synthes | Midfoot Fusion Bolt D 6.5 mm, length 145 mm, Titanium Alloy (TAN), sterile | 04.111.245s | Standalone | DE0007911 | Patients requiring fracture fixation or orthopaedic corrective surgery
Orthopaedics | Trauma - Intramedullary fixation | Nail | Nail - Foot/ankle arthrodesis | Depuy Synthes | Midfoot Fusion Bolt D 6.5 mm, length 150 mm, Titanium Alloy (TAN), sterile | 04.111.250s | Standalone | DE0007911 | Patients requiring fracture fixation or orthopaedic corrective surgery
Orthopaedics | Trauma - Intramedullary fixation | Nail | Nail - Foot/ankle arthrodesis | Depuy Synthes | Midfoot Fusion Bolt D 6.5 mm, length 155 mm, Titanium Alloy (TAN), sterile | 04.111.255s | Standalone | DE0007911 | Patients requiring fracture fixation or orthopaedic corrective surgery
Orthopaedics | Trauma - Intramedullary fixation | Nail | Nail - Foot/ankle arthrodesis | Depuy Synthes | Midfoot Fusion Bolt D 6.5 mm, length 160 mm, Titanium Alloy (TAN), sterile | 04.111.260s | Standalone | DE0007911 | Patients requiring fracture fixation or orthopaedic corrective surgery
Orthopaedics | Trauma - Extramedullary fixation | Locking/combination plate | Locking/combination plate - Radius | Depuy Synthes | VA-LCP Two-Column Distal Radius Plate 2.4, volar, narrow, right, shaft 2 holes, head 6 holes, length 42 mm, Pure Titanium | 04.111.520 | Standalone | DE0008377 | Patients requiring fracture fixation or orthopaedic corrective surgery
Orthopaedics | Trauma - Extramedullary fixation | Locking/combination plate | Locking/combination plate - Radius | Depuy Synthes | VA-LCP Two-Column Distal Radius Plate 2.4, volar, narrow, left, shaft 2 holes, head 6 holes, length 42 mm, Pure Titanium | 04.111.521 | Standalone | DE0008377 | Patients requiring fracture fixation or orthopaedic corrective surgery
Orthopaedics | Trauma - Extramedullary fixation | Locking/combination plate | Locking/combination plate - Radius | Depuy Synthes | VA-LCP Two-Column Distal Radius Plate 2.4, volar, narrow, right, shaft 3 holes, head 6 holes, length 51 mm, Pure Titanium | 04.111.530 | Standalone | DE0008377 | Patients requiring fracture fixation or orthopaedic corrective surgery
Orthopaedics | Trauma - Extramedullary fixation | Locking/combination plate | Locking/combination plate - Radius | Depuy Synthes | VA-LCP Two-Column Distal Radius Plate 2.4, volar, narrow, left, shaft 3 holes, head 6 holes, length 51 mm, Pure Titanium | 04.111.531 | Standalone | DE0008377 | Patients requiring fracture fixation or orthopaedic corrective surgery
Orthopaedics | Trauma - Extramedullary fixation | Locking/combination plate | Locking/combination plate - Radius | Depuy Synthes | VA-LCP Two-Column Distal Radius Plate 2.4, volar, narrow, right, shaft 4 holes, head 6 holes, length 63 mm, Pure Titanium | 04.111.540 | Standalone | DE0008377 | Patients requiring fracture fixation or orthopaedic corrective surgery
Orthopaedics | Trauma - Extramedullary fixation | Locking/combination plate | Locking/combination plate - Radius | Depuy Synthes | VA-LCP Two-Column Distal Radius Plate 2.4, volar, narrow, left, shaft 4 holes, head 6 holes, length 63 mm, Pure Titanium | 04.111.541 | Standalone | DE0008377 | Patients requiring fracture fixation or orthopaedic corrective surgery
Orthopaedics | Trauma - Extramedullary fixation | Locking/combination plate | Locking/combination plate - Radius | Depuy Synthes | VA-LCP Two-Column Distal Radius Plate 2.4, volar, narrow, right, shaft 5 holes, head 6 holes, length 72 mm, Pure Titanium | 04.111.550 | Standalone | DE0008377 | Patients requiring fracture fixation or orthopaedic corrective surgery
Orthopaedics | Trauma - Extramedullary fixation | Locking/combination plate | Locking/combination plate - Radius | Depuy Synthes | VA-LCP Two-Column Distal Radius Plate 2.4, volar, narrow, left, shaft 5 holes, head 6 holes, length 72 mm, Pure Titanium | 04.111.551 | Standalone | DE0008377 | Patients requiring fracture fixation or orthopaedic corrective surgery
Orthopaedics | Trauma - Extramedullary fixation | Locking/combination plate | Locking/combination plate - Radius | Depuy Synthes | VA-LCP Two-Column Distal Radius Plate 2.4, volar, right, shaft 2 holes, head 6 holes, length 45 mm, Pure Titanium | 04.111.620 | Standalone | DE0008377 | Patients requiring fracture fixation or orthopaedic corrective surgery
Orthopaedics | Trauma - Extramedullary fixation | Locking/combination plate | Locking/combination plate - Radius | Depuy Synthes | VA-LCP Two-Column Distal Radius Plate 2.4, volar, left, shaft 2 holes, head 6 holes, length 45 mm, Pure Titanium | 04.111.621 | Standalone | DE0008377 | Patients requiring fracture fixation or orthopaedic corrective surgery
Orthopaedics | Trauma - Extramedullary fixation | Locking/combination plate | Locking/combination plate - Radius | Depuy Synthes | VA-LCP Two-Column Distal Radius Plate 2.4, volar, right, shaft 3 holes, head 6 holes, length 54 mm, Pure Titanium | 04.111.630 | Standalone | DE0008377 | Patients requiring fracture fixation or orthopaedic corrective surgery
Orthopaedics | Trauma - Extramedullary fixation | Locking/combination plate | Locking/combination plate - Radius | Depuy Synthes | VA-LCP Two-Column Distal Radius Plate 2.4, volar, left, shaft 3 holes, head 6 holes, length 54 mm, Pure Titanium | 04.111.631 | Standalone | DE0008377 | Patients requiring fracture fixation or orthopaedic corrective surgery
Orthopaedics | Trauma - Extramedullary fixation | Locking/combination plate | Locking/combination plate - Radius | Depuy Synthes | VA-LCP Two-Column Distal Radius Plate 2.4, volar, right, shaft 4 holes, head 6 holes, length 66 mm, Pure Titanium | 04.111.640 | Standalone | DE0008377 | Patients requiring fracture fixation or orthopaedic corrective surgery
Orthopaedics | Trauma - Extramedullary fixation | Locking/combination plate | Locking/combination plate - Radius | Depuy Synthes | VA-LCP Two-Column Distal Radius Plate 2.4, volar, left, shaft 4 holes, head 6 holes, length 66 mm, Pure Titanium | 04.111.641 | Standalone | DE0008377 | Patients requiring fracture fixation or orthopaedic corrective surgery
Orthopaedics | Trauma - Extramedullary fixation | Locking/combination plate | Locking/combination plate - Radius | Depuy Synthes | VA-LCP Two-Column Distal Radius Plate 2.4, volar, right, shaft 5 holes, head 6 holes, length 75 mm, Pure Titanium | 04.111.650 | Standalone | DE0008377 | Patients requiring fracture fixation or orthopaedic corrective surgery
Orthopaedics | Trauma - Extramedullary fixation | Locking/combination plate | Locking/combination plate - Radius | Depuy Synthes | VA-LCP Two-Column Distal Radius Plate 2.4, volar, left, shaft 5 holes, head 6 holes, length 75 mm, Pure Titanium | 04.111.651 | Standalone | DE0008377 | Patients requiring fracture fixation or orthopaedic corrective surgery
Orthopaedics | Trauma - Extramedullary fixation | Locking/combination plate | Locking/combination plate - Radius | Depuy Synthes | VA-LCP Two-Column Distal Radius Plate 2.4, volar, right, shaft 2 holes, head 7 holes, length 47 mm, Pure Titanium | 04.111.720 | Standalone | DE0008377 | Patients requiring fracture fixation or orthopaedic corrective surgery
Orthopaedics | Trauma - Extramedullary fixation | Locking/combination plate | Locking/combination plate - Radius | Depuy Synthes | VA-LCP Two-Column Distal Radius Plate 2.4, volar, left, shaft 2 holes, head 7 holes, length 47 mm, Pure Titanium | 04.111.721 | Standalone | DE0008377 | Patients requiring fracture fixation or orthopaedic corrective surgery
Orthopaedics | Trauma - Extramedullary fixation | Locking/combination plate | Locking/combination plate - Radius | Depuy Synthes | VA-LCP Two-Column Distal Radius Plate 2.4, volar, right, shaft 3 holes, head 7 holes, length 55 mm, Pure Titanium | 04.111.730 | Standalone | DE0008377 | Patients requiring fracture fixation or orthopaedic corrective surgery
Orthopaedics | Trauma - Extramedullary fixation | Locking/combination plate | Locking/combination plate - Radius | Depuy Synthes | VA-LCP Two-Column Distal Radius Plate 2.4, volar, left, shaft 3 holes, head 7 holes, length 55 mm, Pure Titanium | 04.111.731 | Standalone | DE0008377 | Patients requiring fracture fixation or orthopaedic corrective surgery
Orthopaedics | Trauma - Extramedullary fixation | Locking/combination plate | Locking/combination plate - Radius | Depuy Synthes | VA-LCP Two-Column Distal Radius Plate 2.4, volar, right, shaft 4 holes, head 7 holes, length 68 mm, Pure Titanium | 04.111.740 | Standalone | DE0008377 | Patients requiring fracture fixation or orthopaedic corrective surgery
Orthopaedics | Trauma - Extramedullary fixation | Locking/combination plate | Locking/combination plate - Radius | Depuy Synthes | VA-LCP Two-Column Distal Radius Plate 2.4, volar, left, shaft 4 holes, head 7 holes, length 68 mm, Pure Titanium | 04.111.741 | Standalone | DE0008377 | Patients requiring fracture fixation or orthopaedic corrective surgery
Orthopaedics | Trauma - Extramedullary fixation | Locking/combination plate | Locking/combination plate - Radius | Depuy Synthes | VA-LCP Two-Column Distal Radius Plate 2.4, volar, right, shaft 5 holes, head 7 holes, length 77 mm, Pure Titanium | 04.111.750 | Standalone | DE0008377 | Patients requiring fracture fixation or orthopaedic corrective surgery
Orthopaedics | Trauma - Extramedullary fixation | Locking/combination plate | Locking/combination plate - Radius | Depuy Synthes | VA-LCP Two-Column Distal Radius Plate 2.4, volar, left, shaft 5 holes, head 7 holes, length 77 mm, Pure Titanium | 04.111.751 | Standalone | DE0008377 | Patients requiring fracture fixation or orthopaedic corrective surgery
Orthopaedics | Trauma - Extramedullary fixation | Locking/combination plate | Locking/combination plate - Clavicle | Depuy Synthes | LCP Sup-Ant. Clavicle Plate 3.5, 6 holes, right | 04.112.026 | Standalone | DE0007279 | Patients requiring fracture fixation or orthopaedic corrective surgery
Orthopaedics | Trauma - Extramedullary fixation | Locking/combination plate | Locking/combination plate - Clavicle | Depuy Synthes | LCP Sup-Ant. Clavicle Plate 3.5, 6 holes, left | 04.112.027 | Standalone | DE0007279 | Patients requiring fracture fixation or orthopaedic corrective surgery
Orthopaedics | Trauma - Extramedullary fixation | Locking/combination plate | Locking/combination plate - Clavicle | Depuy Synthes | LCP Sup-Ant. Clavicle Plate 3.5, 7 holes, right | 04.112.028 | Standalone | DE0007279 | Patients requiring fracture fixation or orthopaedic corrective surgery
Orthopaedics | Trauma - Extramedullary fixation | Locking/combination plate | Locking/combination plate - Clavicle | Depuy Synthes | LCP Sup-Ant. Clavicle Plate 3.5, 7 holes, left | 04.112.029 | Standalone | DE0007279 | Patients requiring fracture fixation or orthopaedic corrective surgery
Orthopaedics | Trauma - Extramedullary fixation | Locking/combination plate | Locking/combination plate - Clavicle | Depuy Synthes | LCP Sup-Ant. Clavicle Plate 3.5, 8 holes, right | 04.112.030 | Standalone | DE0007279 | Patients requiring fracture fixation or orthopaedic corrective surgery
Orthopaedics | Trauma - Extramedullary fixation | Locking/combination plate | Locking/combination plate - Clavicle | Depuy Synthes | LCP Sup-Ant. Clavicle Plate 3.5, 8 holes, left | 04.112.031 | Standalone | DE0007279 | Patients requiring fracture fixation or orthopaedic corrective surgery
Orthopaedics | Trauma - Extramedullary fixation | Locking/combination plate | Locking/combination plate - Clavicle | Depuy Synthes | LCP Anterior Clavicle Plate 3.5, 6 holes, L 79mm | 04.112.040 | Standalone | DE0018474 | Patients requiring fracture fixation or orthopaedic corrective surgery
Orthopaedics | Trauma - Extramedullary fixation | Locking/combination plate | Locking/combination plate - Clavicle | Depuy Synthes | LCP Anterior Clavicle Plate 3.5, 7 holes, L 91mm | 04.112.041 | Standalone | DE0018474 | Patients requiring fracture fixation or orthopaedic corrective surgery
Orthopaedics | Trauma - Extramedullary fixation | Locking/combination plate | Locking/combination plate - Clavicle | Depuy Synthes | LCP Anterior Clavicle Plate 3.5, 8 holes, L 102mm | 04.112.042 | Standalone | DE0018474 | Patients requiring fracture fixation or orthopaedic corrective surgery
Orthopaedics | Trauma - Extramedullary fixation | Locking/combination plate | Locking/combination plate - Fibula | Depuy Synthes | LCP Posterolateral Distal Fibula Plate 2.7/3.5, 3 holes, length 77 mm, right, Titanium Alloy (TAN) | 04.112.106 | Standalone | DE0008378 | Patients requiring fracture fixation or orthopaedic corrective surgery
Orthopaedics | Trauma - Extramedullary fixation | Locking/combination plate | Locking/combination plate - Fibula | Depuy Synthes | LCP Posterolateral Distal Fibula Plate 2.7/3.5, 3 holes, length 77 mm, left, Titanium Alloy (TAN) | 04.112.107 | Standalone | DE0008378 | Patients requiring fracture fixation or orthopaedic corrective surgery
Orthopaedics | Trauma - Extramedullary fixation | Locking/combination plate | Locking/combination plate - Fibula | Depuy Synthes | LCP Posterolateral Distal Fibula Plate 2.7/3.5, 4 holes, length 90 mm, right, Titanium Alloy (TAN) | 04.112.108 | Standalone | DE0008378 | Patients requiring fracture fixation or orthopaedic corrective surgery
Orthopaedics | Trauma - Extramedullary fixation | Locking/combination plate | Locking/combination plate - Fibula | Depuy Synthes | LCP Posterolateral Distal Fibula Plate 2.7/3.5, 4 holes, length 90 mm, left, Titanium Alloy (TAN) | 04.112.109 | Standalone | DE0008378 | Patients requiring fracture fixation or orthopaedic corrective surgery
Orthopaedics | Trauma - Extramedullary fixation | Locking/combination plate | Locking/combination plate - Fibula | Depuy Synthes | LCP Posterolateral Distal Fibula Plate 2.7/3.5, 5 holes, length 103 mm, right, Titanium Alloy (TAN) | 04.112.110 | Standalone | DE0008378 | Patients requiring fracture fixation or orthopaedic corrective surgery
Orthopaedics | Trauma - Extramedullary fixation | Locking/combination plate | Locking/combination plate - Fibula | Depuy Synthes | LCP Posterolateral Distal Fibula Plate 2.7/3.5, 5 holes, length 103 mm, left, Titanium Alloy (TAN) | 04.112.111 | Standalone | DE0008378 | Patients requiring fracture fixation or orthopaedic corrective surgery
Orthopaedics | Trauma - Extramedullary fixation | Locking/combination plate | Locking/combination plate - Fibula | Depuy Synthes | LCP Posterolateral Distal Fibula Plate 2.7/3.5, 6 holes, length 116 mm, right, Titanium Alloy (TAN) | 04.112.112 | Standalone | DE0008378 | Patients requiring fracture fixation or orthopaedic corrective surgery
Orthopaedics | Trauma - Extramedullary fixation | Locking/combination plate | Locking/combination plate - Fibula | Depuy Synthes | LCP Posterolateral Distal Fibula Plate 2.7/3.5, 6 holes, length 116 mm, left, Titanium Alloy (TAN) | 04.112.113 | Standalone | DE0008378 | Patients requiring fracture fixation or orthopaedic corrective surgery
Orthopaedics | Trauma - Extramedullary fixation | Locking/combination plate | Locking/combination plate - Fibula | Depuy Synthes | LCP Posterolateral Distal Fibula Plate 2.7/3.5, 7 holes, length 129 mm, right, Titanium Alloy (TAN) | 04.112.114 | Standalone | DE0008378 | Patients requiring fracture fixation or orthopaedic corrective surgery
Orthopaedics | Trauma - Extramedullary fixation | Locking/combination plate | Locking/combination plate - Fibula | Depuy Synthes | LCP Posterolateral Distal Fibula Plate 2.7/3.5, 7 holes, length 129 mm, left, Titanium Alloy (TAN) | 04.112.115 | Standalone | DE0008378 | Patients requiring fracture fixation or orthopaedic corrective surgery
Orthopaedics | Trauma - Extramedullary fixation | Locking/combination plate | Locking/combination plate - Fibula | Depuy Synthes | LCP Lat.Distal Fibula Pl. 2.7/3.5, 3 holes, right | 04.112.136 | Standalone | DE0008378 | Patients requiring fracture fixation or orthopaedic corrective surgery
Orthopaedics | Trauma - Extramedullary fixation | Locking/combination plate | Locking/combination plate - Fibula | Depuy Synthes | LCP Lat.Distal Fibula Pl. 2.7/3.5, 3 holes, left | 04.112.137 | Standalone | DE0008378 | Patients requiring fracture fixation or orthopaedic corrective surgery
Orthopaedics | Trauma - Extramedullary fixation | Locking/combination plate | Locking/combination plate - Fibula | Depuy Synthes | LCP Lat.Distal Fibula Pl. 2.7/3.5, 4 holes, right | 04.112.138 | Standalone | DE0008378 | Patients requiring fracture fixation or orthopaedic corrective surgery
Orthopaedics | Trauma - Extramedullary fixation | Locking/combination plate | Locking/combination plate - Fibula | Depuy Synthes | LCP Lat.Distal Fibula Pl. 2.7/3.5, 4 holes, left | 04.112.139 | Standalone | DE0008378 | Patients requiring fracture fixation or orthopaedic corrective surgery
Orthopaedics | Trauma - Extramedullary fixation | Locking/combination plate | Locking/combination plate - Fibula | Depuy Synthes | LCP Lat.Distal Fibula Pl. 2.7/3.5, 5 holes, right | 04.112.140 | Standalone | DE0008378 | Patients requiring fracture fixation or orthopaedic corrective surgery
Orthopaedics | Trauma - Extramedullary fixation | Locking/combination plate | Locking/combination plate - Fibula | Depuy Synthes | LCP Lat.Distal Fibula Pl. 2.7/3.5, 5 holes, left | 04.112.141 | Standalone | DE0008378 | Patients requiring fracture fixation or orthopaedic corrective surgery
Orthopaedics | Trauma - Extramedullary fixation | Locking/combination plate | Locking/combination plate - Fibula | Depuy Synthes | LCP Lat.Distal Fibula Pl. 2.7/3.5, 6 holes, right | 04.112.142 | Standalone | DE0008378 | Patients requiring fracture fixation or orthopaedic corrective surgery
Orthopaedics | Trauma - Extramedullary fixation | Locking/combination plate | Locking/combination plate - Fibula | Depuy Synthes | LCP Lat.Distal Fibula Pl. 2.7/3.5, 6 holes, left | 04.112.143 | Standalone | DE0008378 | Patients requiring fracture fixation or orthopaedic corrective surgery
Orthopaedics | Trauma - Extramedullary fixation | Locking/combination plate | Locking/combination plate - Fibula | Depuy Synthes | LCP Lat.Distal Fibula Pl. 2.7/3.5, 7 holes, right | 04.112.144 | Standalone | DE0008378 | Patients requiring fracture fixation or orthopaedic corrective surgery
Orthopaedics | Trauma - Extramedullary fixation | Locking/combination plate | Locking/combination plate - Fibula | Depuy Synthes | LCP Lat.Distal Fibula Pl. 2.7/3.5, 7 holes, left | 04.112.145 | Standalone | DE0008378 | Patients requiring fracture fixation or orthopaedic corrective surgery
Orthopaedics | Trauma - Extramedullary fixation | Locking/combination plate | Locking/combination plate - Tibia | Depuy Synthes | LCP Medial Distal Tibial Pl. 3.5, right, 4 holes | 04.112.510 | Standalone | DE0008375 | Patients requiring fracture fixation or orthopaedic corrective surgery
Orthopaedics | Trauma - Extramedullary fixation | Locking/combination plate | Locking/combination plate - Tibia | Depuy Synthes | LCP Medial Distal Tibial Pl. 3.5, left, 4 holes | 04.112.511 | Standalone | DE0008375 | Patients requiring fracture fixation or orthopaedic corrective surgery
Orthopaedics | Trauma - Extramedullary fixation | Locking/combination plate | Locking/combination plate - Tibia | Depuy Synthes | LCP Medial Distal Tibial Pl. 3.5, right, 6 holes | 04.112.514 | Standalone | DE0008375 | Patients requiring fracture fixation or orthopaedic corrective surgery
Orthopaedics | Trauma - Extramedullary fixation | Locking/combination plate | Locking/combination plate - Tibia | Depuy Synthes | LCP Medial Distal Tibial Pl. 3.5, left, 6 holes | 04.112.515 | Standalone | DE0008375 | Patients requiring fracture fixation or orthopaedic corrective surgery
Orthopaedics | Trauma - Extramedullary fixation | Locking/combination plate | Locking/combination plate - Tibia | Depuy Synthes | LCP Medial Distal Tibial Pl. 3.5, right, 8 holes | 04.112.518 | Standalone | DE0008375 | Patients requiring fracture fixation or orthopaedic corrective surgery
Orthopaedics | Trauma - Extramedullary fixation | Locking/combination plate | Locking/combination plate - Tibia | Depuy Synthes | LCP Medial Distal Tibial Pl. 3.5, left, 8 holes | 04.112.519 | Standalone | DE0008375 | Patients requiring fracture fixation or orthopaedic corrective surgery
Orthopaedics | Trauma - Extramedullary fixation | Locking/combination plate | Locking/combination plate - Tibia | Depuy Synthes | LCP Medial Distal Tibial Pl. 3.5, right, 10 holes | 04.112.522 | Standalone | DE0008375 | Patients requiring fracture fixation or orthopaedic corrective surgery
Orthopaedics | Trauma - Extramedullary fixation | Locking/combination plate | Locking/combination plate - Tibia | Depuy Synthes | LCP Medial Distal Tibial Pl. 3.5, left, 10 holes | 04.112.523 | Standalone | DE0008375 | Patients requiring fracture fixation or orthopaedic corrective surgery
Orthopaedics | Trauma - Extramedullary fixation | Locking/combination plate | Locking/combination plate - Tibia | Depuy Synthes | LCP Medial Distal Tibial Pl. 3.5, right, 12 holes | 04.112.526 | Standalone | DE0008375 | Patients requiring fracture fixation or orthopaedic corrective surgery
Orthopaedics | Trauma - Extramedullary fixation | Locking/combination plate | Locking/combination plate - Tibia | Depuy Synthes | LCP Medial Distal Tibial Pl. 3.5, left, 12 holes | 04.112.527 | Standalone | DE0008375 | Patients requiring fracture fixation or orthopaedic corrective surgery
Orthopaedics | Trauma - Extramedullary fixation | Locking/combination plate | Locking/combination plate - Tibia | Depuy Synthes | LCP Medial Distal Tibial Pl. 3.5, right, 14 holes | 04.112.530 | Standalone | DE0008375 | Patients requiring fracture fixation or orthopaedic corrective surgery
Orthopaedics | Trauma - Extramedullary fixation | Locking/combination plate | Locking/combination plate - Tibia | Depuy Synthes | LCP Medial Distal Tibial Pl. 3.5, left, 14 holes | 04.112.531 | Standalone | DE0008375 | Patients requiring fracture fixation or orthopaedic corrective surgery
Orthopaedics | Trauma - Extramedullary fixation | Locking/combination plate | Locking/combination plate - Hand | Depuy Synthes | LCP Plate 1.5, straight, 4 holes, L 23mm | 04.114.002 | Standalone | DE0005967 | Patients requiring fracture fixation or orthopaedic corrective surgery
Orthopaedics | Trauma - Extramedullary fixation | Locking/combination plate | Locking/combination plate - Hand | Depuy Synthes | Locking Plate 1.5, straight, 6 holes, L 29mm | 04.114.003 | Standalone | DE0005967 | Patients requiring fracture fixation or orthopaedic corrective surgery
Orthopaedics | Trauma - Extramedullary fixation | Locking/combination plate | Locking/combination plate - Hand | Depuy Synthes | LCP Plate 1.5, straight, 6 holes, L 36mm | 04.114.004 | Standalone | DE0005967 | Patients requiring fracture fixation or orthopaedic corrective surgery
Orthopaedics | Trauma - Extramedullary fixation | Locking/combination plate | Locking/combination plate - Hand | Depuy Synthes | Locking Plate 1.5, straight, 12 holes, L 1794.59Dm | 04.114.005 | Standalone | DE0005967 | Patients requiring fracture fixation or orthopaedic corrective surgery
Orthopaedics | Trauma - Extramedullary fixation | Locking/combination plate | Locking/combination plate - Hand | Depuy Synthes | Locking T-Plate 1.5, 8+3 holes | 04.114.006 | Standalone | DE0005967 | Patients requiring fracture fixation or orthopaedic corrective surgery
Orthopaedics | Trauma - Extramedullary fixation | Locking/combination plate | Locking/combination plate - Hand | Depuy Synthes | Locking T-Plate 1.5, 8+4 holes | 04.114.007 | Standalone | DE0005967 | Patients requiring fracture fixation or orthopaedic corrective surgery
Orthopaedics | Trauma - Extramedullary fixation | Locking/combination plate | Locking/combination plate - Hand | Depuy Synthes | Locking Strut Plate 1.5, 8 holes, oblique-angled, left, Pure Titanium | 04.114.009 | Standalone | DE0005967 | Patients requiring fracture fixation or orthopaedic corrective surgery
Orthopaedics | Trauma - Extramedullary fixation | Locking/combination plate | Locking/combination plate - Hand | Depuy Synthes | Locking Strut Plate 1.5, 8 holes, oblique-angled, right, Pure Titanium | 04.114.010 | Standalone | DE0007386 | Patients requiring fracture fixation or orthopaedic corrective surgery
Orthopaedics | Trauma - Extramedullary fixation | Locking/combination plate | Locking/combination plate - Hand | Depuy Synthes | Locking Y-Plate 1.5, 8+3 holes | 04.114.013 | Standalone | DE0005967 | Patients requiring fracture fixation or orthopaedic corrective surgery
Orthopaedics | Trauma - Extramedullary fixation | Locking/combination plate | Locking/combination plate - Hand | Depuy Synthes | Locking Condylar Plate 1.5, 6+2 holes | 04.114.014 | Standalone | DE0005967 | Patients requiring fracture fixation or orthopaedic corrective surgery
Orthopaedics | Trauma - Extramedullary fixation | Locking/combination plate | Locking/combination plate - Radius | Depuy Synthes | VA-LCP Dorsal Distal Radius L-Plate 2.4, right angled, shaft 3 holes, head 2 holes, length 37 mm, Pure Titanium | 04.115.130 | Standalone | DE0013334 | Patients requiring fracture fixation or orthopaedic corrective surgery
Orthopaedics | Trauma - Extramedullary fixation | Locking/combination plate | Locking/combination plate - Radius | Depuy Synthes | VA-LCP Dorsal Distal Radius L-Plate 2.4, left angled, shaft 3 holes, head 2 holes, length 37 mm, Pure Titanium | 04.115.131 | Standalone | DE0013334 | Patients requiring fracture fixation or orthopaedic corrective surgery
Orthopaedics | Trauma - Extramedullary fixation | Locking/combination plate | Locking/combination plate - Radius | Depuy Synthes | VA-LCP Dorsal Distal Radius L-Plate 2.4, right angled, shaft 5 holes, head 2 holes, length 51 mm, Pure Titanium | 04.115.150 | Standalone | DE0013334 | Patients requiring fracture fixation or orthopaedic corrective surgery
Orthopaedics | Trauma - Extramedullary fixation | Locking/combination plate | Locking/combination plate - Radius | Depuy Synthes | VA-LCP Dorsal Distal Radius L-Plate 2.4, left angled, shaft 5 holes, head 2 holes, length 51 mm, Pure Titanium | 04.115.151 | Standalone | DE0013334 | Patients requiring fracture fixation or orthopaedic corrective surgery
Orthopaedics | Trauma - Extramedullary fixation | Locking/combination plate | Locking/combination plate - Radius | Depuy Synthes | VA-LCP Dorsal Distal Radius L-Plate 2.4, right angled, shaft 3 holes, head 3 holes, length 37 mm, Pure Titanium | 04.115.230 | Standalone | DE0013334 | Patients requiring fracture fixation or orthopaedic corrective surgery
Orthopaedics | Trauma - Extramedullary fixation | Locking/combination plate | Locking/combination plate - Radius | Depuy Synthes | VA-LCP Dorsal Distal Radius L-Plate 2.4, left angled, shaft 3 holes, head 3 holes, length 37 mm, Pure Titanium | 04.115.231 | Standalone | DE0013334 | Patients requiring fracture fixation or orthopaedic corrective surgery
Orthopaedics | Trauma - Extramedullary fixation | Locking/combination plate | Locking/combination plate - Radius | Depuy Synthes | VA-LCP Dorsal Distal Radius L-Plate 2.4, right angled, shaft 5 holes, head 3 holes, length 51 mm, Pure Titanium | 04.115.250 | Standalone | DE0013334 | Patients requiring fracture fixation or orthopaedic corrective surgery
Orthopaedics | Trauma - Extramedullary fixation | Locking/combination plate | Locking/combination plate - Radius | Depuy Synthes | VA-LCP Dorsal Distal Radius L-Plate 2.4, left angled, shaft 5 holes, head 3 holes, length 51 mm, Pure Titanium | 04.115.251 | Standalone | DE0013334 | Patients requiring fracture fixation or orthopaedic corrective surgery
Orthopaedics | Trauma - Extramedullary fixation | Locking/combination plate | Locking/combination plate - Radius | Depuy Synthes | VA-LCP Dorsal Distal Radius T-Plate 2.4, shaft 3 holes, head 3 holes, length 37 mm, Pure Titanium | 04.115.330 | Standalone | DE0013334 | Patients requiring fracture fixation or orthopaedic corrective surgery
Orthopaedics | Trauma - Extramedullary fixation | Locking/combination plate | Locking/combination plate - Radius | Depuy Synthes | VA-LCP Dorsal Distal Radius T-Plate 2.4, L 51mm | 04.115.350 | Standalone | DE0013334 | Patients requiring fracture fixation or orthopaedic corrective surgery
Orthopaedics | Trauma - Extramedullary fixation | Locking/combination plate | Locking/combination plate - Radius | Depuy Synthes | VA-LCP Dorsal Distal Radius L-Plate 2.4, oblique, right angled, shaft 3 holes, head 3 holes, length 41 mm, Pure Titanium | 04.115.430 | Standalone | DE0013334 | Patients requiring fracture fixation or orthopaedic corrective surgery
Orthopaedics | Trauma - Extramedullary fixation | Locking/combination plate | Locking/combination plate - Radius | Depuy Synthes | VA-LCP Dorsal Distal Radius L-Plate 2.4, oblique, left angled, shaft 3 holes, head 3 holes, length 41 mm, Pure Titanium | 04.115.431 | Standalone | DE0013334 | Patients requiring fracture fixation or orthopaedic corrective surgery
Orthopaedics | Trauma - Extramedullary fixation | Locking/combination plate | Locking/combination plate - Radius | Depuy Synthes | VA-LCP Dorsal Distal Radius L-Plate 2.4, oblique, right angled, shaft 5 holes, head 3 holes, length 55 mm, Pure Titanium | 04.115.450 | Standalone | DE0013334 | Patients requiring fracture fixation or orthopaedic corrective surgery
Orthopaedics | Trauma - Extramedullary fixation | Locking/combination plate | Locking/combination plate - Radius | Depuy Synthes | VA-LCP Dorsal Distal Radius L-Plate 2.4, oblique, left angled, shaft 5 holes, head 3 holes, length 55 mm, Pure Titanium | 04.115.451 | Standalone | DE0013334 | Patients requiring fracture fixation or orthopaedic corrective surgery
Orthopaedics | Trauma - Extramedullary fixation | Locking/combination plate | Locking/combination plate - Radius | Depuy Synthes | VA-LCP Dorsal Distal Radius Plate 2.4, L 46mm | 04.115.530 | Standalone | DE0013334 | Patients requiring fracture fixation or orthopaedic corrective surgery
Orthopaedics | Trauma - Extramedullary fixation | Locking/combination plate | Locking/combination plate - Radius | Depuy Synthes | VA-LCP Dorsal Distal Radius Plate 2.4, L 57mm | 04.115.540 | Standalone | DE0013334 | Patients requiring fracture fixation or orthopaedic corrective surgery
Orthopaedics | Trauma - Extramedullary fixation | Locking/combination plate | Locking/combination plate - Radius | Depuy Synthes | VA-LCP Dorsal Distal Radius Plate 2.4, intermediate Column, right, shaft 3 holes, head 2 holes, length 41 mm, Pure Titanium | 04.115.630 | Standalone | DE0013334 | Patients requiring fracture fixation or orthopaedic corrective surgery
Orthopaedics | Trauma - Extramedullary fixation | Locking/combination plate | Locking/combination plate - Radius | Depuy Synthes | VA-LCP Dorsal Distal Radius Plate 2.4, intermediate Column, left, shaft 3 holes, head 2 holes, length 41 mm, Pure Titanium | 04.115.631 | Standalone | DE0013334 | Patients requiring fracture fixation or orthopaedic corrective surgery
Orthopaedics | Trauma - Extramedullary fixation | Locking/combination plate | Locking/combination plate - Radius | Depuy Synthes | VA-LCP Dorsal Distal Radius Plate 2.4, intermediate Column, right, shaft 4 holes, head 2 holes, length 49 mm, Pure Titanium | 04.115.640 | Standalone | DE0013334 | Patients requiring fracture fixation or orthopaedic corrective surgery
Orthopaedics | Trauma - Extramedullary fixation | Locking/combination plate | Locking/combination plate - Radius | Depuy Synthes | VA-LCP Dorsal Distal Radius Plate 2.4, intermediate Column, left, shaft 4 holes, head 2 holes, length 49 mm, Pure Titanium | 04.115.641 | Standalone | DE0013334 | Patients requiring fracture fixation or orthopaedic corrective surgery
Orthopaedics | Trauma - Extramedullary fixation | Locking/combination plate | Locking/combination plate - Humerus | Depuy Synthes | VA-LCP Distal Humeral Plate 2.7/3.5, dorsolateral, with lateral support, right, short, 3 holes, length 75 mm, Titanium Alloy (TAN) | 04.117.003 | Standalone | DE0014400 | Patients requiring fracture fixation or orthopaedic corrective surgery
Orthopaedics | Trauma - Extramedullary fixation | Locking/combination plate | Locking/combination plate - Humerus | Depuy Synthes | VA-LCP Distal Humeral Plate 2.7/3.5, dorsolateral, with lateral support, right, medium, 4 holes, length 88 mm, Titanium Alloy (TAN) | 04.117.004 | Standalone | DE0014400 | Patients requiring fracture fixation or orthopaedic corrective surgery
Orthopaedics | Trauma - Extramedullary fixation | Locking/combination plate | Locking/combination plate - Humerus | Depuy Synthes | VA-LCP Distal Humeral Plate 2.7/3.5, dorsolateral, with lateral support, right, long, 7 holes, length 127 mm, Titanium Alloy (TAN) | 04.117.007 | Standalone | DE0014400 | Patients requiring fracture fixation or orthopaedic corrective surgery
Orthopaedics | Trauma - Extramedullary fixation | Locking/combination plate | Locking/combination plate - Humerus | Depuy Synthes | VA-LCP Distal Humeral Plate 2.7/3.5, dorsolateral, with lateral support, right, extra-long, 9 holes, length 153 mm, Titanium Alloy (TAN) | 04.117.009 | Standalone | DE0014400 | Patients requiring fracture fixation or orthopaedic corrective surgery
Orthopaedics | Trauma - Extramedullary fixation | Locking/combination plate | Locking/combination plate - Humerus | Depuy Synthes | VA-LCP Distal Humeral Plate 2.7/3.5, dorsolateral, with lateral support, left, short, 3 holes, length 75 mm, Titanium Alloy (TAN) | 04.117.103 | Standalone | DE0014400 | Patients requiring fracture fixation or orthopaedic corrective surgery
Orthopaedics | Trauma - Extramedullary fixation | Locking/combination plate | Locking/combination plate - Humerus | Depuy Synthes | VA-LCP Distal Humeral Plate 2.7/3.5, dorsolateral, with lateral support, left, medium, 4 holes, length 88 mm, Titanium Alloy (TAN) | 04.117.104 | Standalone | DE0014400 | Patients requiring fracture fixation or orthopaedic corrective surgery
Orthopaedics | Trauma - Extramedullary fixation | Locking/combination plate | Locking/combination plate - Humerus | Depuy Synthes | VA-LCP Distal Humeral Plate 2.7/3.5, dorsolateral, with lateral support, left, long, 7 holes, length 127 mm, Titanium Alloy (TAN) | 04.117.107 | Standalone | DE0014400 | Patients requiring fracture fixation or orthopaedic corrective surgery
Orthopaedics | Trauma - Extramedullary fixation | Locking/combination plate | Locking/combination plate - Humerus | Depuy Synthes | VA-LCP Distal Humeral Plate 2.7/3.5, dorsolateral, w/support | 04.117.109 | Standalone | DE0014400 | Patients requiring fracture fixation or orthopaedic corrective surgery
Orthopaedics | Trauma - Extramedullary fixation | Locking/combination plate | Locking/combination plate - Humerus | Depuy Synthes | VA-LCP Distal Humeral Plate 2.7/3.5, dorsolateral, right, short, 3 holes, length 75 mm, Titanium Alloy (TAN) | 04.117.203 | Standalone | DE0014400 | Patients requiring fracture fixation or orthopaedic corrective surgery
Orthopaedics | Trauma - Extramedullary fixation | Locking/combination plate | Locking/combination plate - Humerus | Depuy Synthes | VA-LCP Distal Humeral Plate 2.7/3.5, dorsolateral, right, medium, 4 holes, length 88 mm, Titanium Alloy (TAN) | 04.117.204 | Standalone | DE0014400 | Patients requiring fracture fixation or orthopaedic corrective surgery
Orthopaedics | Trauma - Extramedullary fixation | Locking/combination plate | Locking/combination plate - Humerus | Depuy Synthes | VA-LCP Distal Humeral Plate 2.7/3.5, dorsolateral, right, long, 7 holes, length 127 mm, Titanium Alloy (TAN) | 04.117.207 | Standalone | DE0014400 | Patients requiring fracture fixation or orthopaedic corrective surgery
Orthopaedics | Trauma - Extramedullary fixation | Locking/combination plate | Locking/combination plate - Humerus | Depuy Synthes | VA-LCP Distal Humeral Plate 2.7/3.5, dorsolateral, right, extra-long, 9 holes, length 153 mm, Titanium Alloy (TAN) | 04.117.209 | Standalone | DE0014400 | Patients requiring fracture fixation or orthopaedic corrective surgery
Orthopaedics | Trauma - Extramedullary fixation | Locking/combination plate | Locking/combination plate - Humerus | Depuy Synthes | VA-LCP Distal Humeral Plate 2.7/3.5, dorsolateral, left, short, 3 holes, length 75 mm, Titanium Alloy (TAN) | 04.117.303 | Standalone | DE0014400 | Patients requiring fracture fixation or orthopaedic corrective surgery
Orthopaedics | Trauma - Extramedullary fixation | Locking/combination plate | Locking/combination plate - Humerus | Depuy Synthes | VA-LCP Distal Humeral Plate 2.7/3.5, dorsolateral, left, medium, 4 holes, length 88 mm, Titanium Alloy (TAN) | 04.117.304 | Standalone | DE0014400 | Patients requiring fracture fixation or orthopaedic corrective surgery
Orthopaedics | Trauma - Extramedullary fixation | Locking/combination plate | Locking/combination plate - Humerus | Depuy Synthes | VA-LCP Distal Humeral Plate 2.7/3.5, dorsolateral, left, long, 7 holes, length 127 mm, Titanium Alloy (TAN) | 04.117.307 | Standalone | DE0014400 | Patients requiring fracture fixation or orthopaedic corrective surgery
Orthopaedics | Trauma - Extramedullary fixation | Locking/combination plate | Locking/combination plate - Humerus | Depuy Synthes | VA-LCP Distal Humeral Plate 2.7/3.5, dorsolateral, left, extra-long, 9 holes, length 153 mm, Titanium Alloy (TAN) | 04.117.309 | Standalone | DE0014400 | Patients requiring fracture fixation or orthopaedic corrective surgery
Orthopaedics | Trauma - Extramedullary fixation | Locking/combination plate | Locking/combination plate - Humerus | Depuy Synthes | VA-LCP Distal Humeral Plate 2.7/3.5, medial, right, short, 1 hole, length 69 mm, Titanium Alloy (TAN) | 04.117.401 | Standalone | DE0014400 | Patients requiring fracture fixation or orthopaedic corrective surgery
Orthopaedics | Trauma - Extramedullary fixation | Locking/combination plate | Locking/combination plate - Humerus | Depuy Synthes | VA-LCP Distal Humeral Plate 2.7/3.5, medial, right, medium, 2 holes, length 82 mm, Titanium Alloy (TAN) | 04.117.402 | Standalone | DE0014400 | Patients requiring fracture fixation or orthopaedic corrective surgery
Orthopaedics | Trauma - Extramedullary fixation | Locking/combination plate | Locking/combination plate - Humerus | Depuy Synthes | VA-LCP Distal Humeral Plate 2.7/3.5, medial, right, long, 4 holes, length 108 mm, Titanium Alloy (TAN) | 04.117.404 | Standalone | DE0014400 | Patients requiring fracture fixation or orthopaedic corrective surgery
Orthopaedics | Trauma - Extramedullary fixation | Locking/combination plate | Locking/combination plate - Humerus | Depuy Synthes | A-LCP Distal Humeral Plate 2.7/3.5, medial, right, extra-long, 6 holes, length 134 mm, Titanium Alloy (TAN) | 04.117.406 | Standalone | DE0014400 | Patients requiring fracture fixation or orthopaedic corrective surgery
Orthopaedics | Trauma - Extramedullary fixation | Locking/combination plate | Locking/combination plate - Humerus | Depuy Synthes | VA-LCP Distal Humeral Plate 2.7/3.5, medial, left, short, 1 hole, length 69 mm, Titanium Alloy (TAN) | 04.117.501 | Standalone | DE0014400 | Patients requiring fracture fixation or orthopaedic corrective surgery
Orthopaedics | Trauma - Extramedullary fixation | Locking/combination plate | Locking/combination plate - Humerus | Depuy Synthes | VA-LCP Distal Humeral Plate 2.7/3.5, medial, left, medium, 2 holes, length 82 mm, Titanium Alloy (TAN) | 04.117.502 | Standalone | DE0014400 | Patients requiring fracture fixation or orthopaedic corrective surgery
Orthopaedics | Trauma - Extramedullary fixation | Locking/combination plate | Locking/combination plate - Humerus | Depuy Synthes | VA-LCP Distal Humeral Plate 2.7/3.5, medial, left, long, 4 holes, length 108 mm, Titanium Alloy (TAN) | 04.117.504 | Standalone | DE0014400 | Patients requiring fracture fixation or orthopaedic corrective surgery
Orthopaedics | Trauma - Extramedullary fixation | Locking/combination plate | Locking/combination plate - Humerus | Depuy Synthes | VA-LCP Distal Humeral Plate 2.7/3.5, medial, left, extra-long, 6 holes, length 134 mm, Titanium Alloy (TAN) | 04.117.506 | Standalone | DE0014400 | Patients requiring fracture fixation or orthopaedic corrective surgery
Orthopaedics | Trauma - Extramedullary fixation | Locking/combination plate | Locking/combination plate - Humerus | Depuy Synthes | VA-LCP Distal Humeral Plate 2.7/3.5, medial, with Extension, right, short, 1 hole, length 72 mm, Titanium Alloy (TAN) | 04.117.601 | Standalone | DE0014400 | Patients requiring fracture fixation or orthopaedic corrective surgery
Orthopaedics | Trauma - Extramedullary fixation | Locking/combination plate | Locking/combination plate - Humerus | Depuy Synthes | VA-LCP Distal Humeral Plate 2.7/3.5, medial, with Extension, right, medium, 2 holes, length 85 mm, Titanium Alloy (TAN) | 04.117.602 | Standalone | DE0014400 | Patients requiring fracture fixation or orthopaedic corrective surgery
Orthopaedics | Trauma - Extramedullary fixation | Locking/combination plate | Locking/combination plate - Humerus | Depuy Synthes | VA-LCP Distal Humeral Plate 2.7/3.5, medial, with Extension, right, long, 4 holes, length 111 mm, Titanium Alloy (TAN) | 04.117.604 | Standalone | DE0014400 | Patients requiring fracture fixation or orthopaedic corrective surgery
Orthopaedics | Trauma - Extramedullary fixation | Locking/combination plate | Locking/combination plate - Humerus | Depuy Synthes | VA-LCP Distal Humeral Plate 2.7/3.5, medial, with Extension, right, extra- long, 6 holes, length 137 mm, Titanium Alloy (TAN) | 04.117.606 | Standalone | DE0014400 | Patients requiring fracture fixation or orthopaedic corrective surgery
Orthopaedics | Trauma - Extramedullary fixation | Locking/combination plate | Locking/combination plate - Humerus | Depuy Synthes | VA-LCP Distal Humeral Plate 2.7/3.5, medial, with Extension, left, short, 1 hole, length 72 mm, Titanium Alloy (TAN) | 04.117.701 | Standalone | DE0014400 | Patients requiring fracture fixation or orthopaedic corrective surgery
Orthopaedics | Trauma - Extramedullary fixation | Locking/combination plate | Locking/combination plate - Humerus | Depuy Synthes | VA-LCP Distal Humeral Plate 2.7/3.5, medial, with Extension, left, medium, 2 holes, length 85 mm, Titanium Alloy (TAN) | 04.117.702 | Standalone | DE0014400 | Patients requiring fracture fixation or orthopaedic corrective surgery
Orthopaedics | Trauma - Extramedullary fixation | Locking/combination plate | Locking/combination plate - Humerus | Depuy Synthes | VA-LCP Distal Humeral Plate 2.7/3.5, medial, with Extension, left, long, 4 holes, length 111 mm, Titanium Alloy (TAN) | 04.117.704 | Standalone | DE0014400 | Patients requiring fracture fixation or orthopaedic corrective surgery
Orthopaedics | Trauma - Extramedullary fixation | Locking/combination plate | Locking/combination plate - Humerus | Depuy Synthes | VA-LCP Distal Humeral Plate 2.7/3.5, medial, with Extension, left, extra- long, 6 holes, length 137 mm, Titanium Alloy (TAN) | 04.117.706 | Standalone | DE0014400 | Patients requiring fracture fixation or orthopaedic corrective surgery
Orthopaedics | Trauma - Extramedullary fixation | Locking/combination plate | Locking/combination plate - Humerus | Depuy Synthes | VA-LCP Distal Humeral Plate 2.7/3.5, lateral, right, short, 1 hole, length 69 mm, Titanium Alloy (TAN) | 04.117.801 | Standalone | DE0014400 | Patients requiring fracture fixation or orthopaedic corrective surgery
Orthopaedics | Trauma - Extramedullary fixation | Locking/combination plate | Locking/combination plate - Humerus | Depuy Synthes | VA-LCP Distal Humeral Plate 2.7/3.5, lateral, right, medium, 2 holes, length 82 mm, Titanium Alloy (TAN) | 04.117.802 | Standalone | DE0014400 | Patients requiring fracture fixation or orthopaedic corrective surgery
Orthopaedics | Trauma - Extramedullary fixation | Locking/combination plate | Locking/combination plate - Humerus | Depuy Synthes | VA-LCP Distal Humeral Plate 2.7/3.5, lateral, right, long, 5 holes, length 121 mm, Titanium Alloy (TAN) | 04.117.805 | Standalone | DE0014400 | Patients requiring fracture fixation or orthopaedic corrective surgery
Orthopaedics | Trauma - Extramedullary fixation | Locking/combination plate | Locking/combination plate - Humerus | Depuy Synthes | VA-LCP Distal Humeral Plate 2.7/3.5, lateral, right, extra-long, 7 holes, length 147 mm, Titanium Alloy (TAN) | 04.117.807 | Standalone | DE0014400 | Patients requiring fracture fixation or orthopaedic corrective surgery
Orthopaedics | Trauma - Extramedullary fixation | Locking/combination plate | Locking/combination plate - Humerus | Depuy Synthes | VA-LCP Distal Humeral Plate 2.7/3.5, lateral, left, short, 1 hole, length 69 mm, Titanium Alloy (TAN) | 04.117.901 | Standalone | DE0014400 | Patients requiring fracture fixation or orthopaedic corrective surgery
Orthopaedics | Trauma - Extramedullary fixation | Locking/combination plate | Locking/combination plate - Humerus | Depuy Synthes | VA-LCP Distal Humeral Plate 2.7/3.5, lateral, left, medium, 2 holes, length 82 mm, Titanium Alloy (TAN) | 04.117.902 | Standalone | DE0014400 | Patients requiring fracture fixation or orthopaedic corrective surgery
Orthopaedics | Trauma - Extramedullary fixation | Locking/combination plate | Locking/combination plate - Humerus | Depuy Synthes | VA-LCP Distal Humeral Plate 2.7/3.5, lateral, left, long, 5 holes, length 121 mm, Titanium Alloy (TAN) | 04.117.905 | Standalone | DE0014400 | Patients requiring fracture fixation or orthopaedic corrective surgery
Orthopaedics | Trauma - Extramedullary fixation | Locking/combination plate | Locking/combination plate - Humerus | Depuy Synthes | VA-LCP Distal Humeral Plate 2.7/3.5, lateral, left, extra-long, 7 holes, length 147 mm, Titanium Alloy (TAN) | 04.117.907 | Standalone | DE0014400 | Patients requiring fracture fixation or orthopaedic corrective surgery
Orthopaedics | Trauma - Extramedullary fixation | Plate accessories | Non-locking screw | Depuy Synthes | Low Profile Metaphyseal Compression Screw Stardrive D 2.7 mm, self- tapping, length 10 mm, Titanium Alloy (TAN) | 04.118.510 | Standalone | DE0014400 | Patients requiring fracture fixation or orthopaedic corrective surgery
Orthopaedics | Trauma - Extramedullary fixation | Plate accessories | Non-locking screw | Depuy Synthes | Low Profile Metaphyseal Compression Screw Stardrive D 2.7 mm, self- tapping, length 12 mm, Titanium Alloy (TAN) | 04.118.512 | Standalone | DE0014400 | Patients requiring fracture fixation or orthopaedic corrective surgery
Orthopaedics | Trauma - Extramedullary fixation | Plate accessories | Non-locking screw | Depuy Synthes | Low Profile Metaphyseal Compression Screw Stardrive D 2.7 mm, self- tapping, length 14 mm, Titanium Alloy (TAN) | 04.118.514 | Standalone | DE0014400 | Patients requiring fracture fixation or orthopaedic corrective surgery
Orthopaedics | Trauma - Extramedullary fixation | Plate accessories | Non-locking screw | Depuy Synthes | Low Profile Metaphyseal Compression Screw Stardrive D 2.7 mm, self- tapping, length 16 mm, Titanium Alloy (TAN) | 04.118.516 | Standalone | DE0014400 | Patients requiring fracture fixation or orthopaedic corrective surgery
Orthopaedics | Trauma - Extramedullary fixation | Plate accessories | Non-locking screw | Depuy Synthes | Low Profile Metaphyseal Compression Screw Stardrive D 2.7 mm, self- tapping, length 18 mm, Titanium Alloy (TAN) | 04.118.518 | Standalone | DE0014400 | Patients requiring fracture fixation or orthopaedic corrective surgery
Orthopaedics | Trauma - Extramedullary fixation | Plate accessories | Non-locking screw | Depuy Synthes | Low Profile Metaphyseal Compression Screw Stardrive D 2.7 mm, self- tapping, length 20 mm, Titanium Alloy (TAN) | 04.118.520 | Standalone | DE0014400 | Patients requiring fracture fixation or orthopaedic corrective surgery
Orthopaedics | Trauma - Extramedullary fixation | Plate accessories | Non-locking screw | Depuy Synthes | Low Profile Metaphyseal Compression Screw Stardrive D 2.7 mm, self- tapping, length 22 mm, Titanium Alloy (TAN) | 04.118.522 | Standalone | DE0014400 | Patients requiring fracture fixation or orthopaedic corrective surgery
Orthopaedics | Trauma - Extramedullary fixation | Plate accessories | Non-locking screw | Depuy Synthes | Low Profile Metaphyseal Compression Screw Stardrive D 2.7 mm, self- tapping, length 24 mm, Titanium Alloy (TAN) | 04.118.524 | Standalone | DE0014400 | Patients requiring fracture fixation or orthopaedic corrective surgery
Orthopaedics | Trauma - Extramedullary fixation | Plate accessories | Non-locking screw | Depuy Synthes | Low Profile Metaphyseal Compression Screw Stardrive D 2.7 mm, self- tapping, length 26 mm, Titanium Alloy (TAN) | 04.118.526 | Standalone | DE0014400 | Patients requiring fracture fixation or orthopaedic corrective surgery
Orthopaedics | Trauma - Extramedullary fixation | Plate accessories | Non-locking screw | Depuy Synthes | Low Profile Metaphyseal Compression Screw Stardrive D 2.7 mm, self- tapping, length 28 mm, Titanium Alloy (TAN) | 04.118.528 | Standalone | DE0014400 | Patients requiring fracture fixation or orthopaedic corrective surgery
Orthopaedics | Trauma - Extramedullary fixation | Plate accessories | Non-locking screw | Depuy Synthes | Low Profile Metaphyseal Compression Screw Stardrive D 2.7 mm, self- tapping, length 30 mm, Titanium Alloy (TAN) | 04.118.530 | Standalone | DE0014400 | Patients requiring fracture fixation or orthopaedic corrective surgery
Orthopaedics | Trauma - Extramedullary fixation | Plate accessories | Non-locking screw | Depuy Synthes | Low Profile Metaphyseal Compression Screw Stardrive D 2.7 mm, self- tapping, length 32 mm, Titanium Alloy (TAN) | 04.118.532 | Standalone | DE0014400 | Patients requiring fracture fixation or orthopaedic corrective surgery
Orthopaedics | Trauma - Extramedullary fixation | Plate accessories | Non-locking screw | Depuy Synthes | Low Profile Metaphyseal Compression Screw Stardrive D 2.7 mm, self- tapping, length 34 mm, Titanium Alloy (TAN) | 04.118.534 | Standalone | DE0014400 | Patients requiring fracture fixation or orthopaedic corrective surgery
Orthopaedics | Trauma - Extramedullary fixation | Plate accessories | Non-locking screw | Depuy Synthes | Low Profile Metaphyseal Compression Screw Stardrive D 2.7 mm, self- tapping, length 36 mm, Titanium Alloy (TAN) | 04.118.536 | Standalone | DE0014400 | Patients requiring fracture fixation or orthopaedic corrective surgery
Orthopaedics | Trauma - Extramedullary fixation | Plate accessories | Non-locking screw | Depuy Synthes | Low Profile Metaphyseal Compression Screw Stardrive D 2.7 mm, self- tapping, length 38 mm, Titanium Alloy (TAN) | 04.118.538 | Standalone | DE0014400 | Patients requiring fracture fixation or orthopaedic corrective surgery
Orthopaedics | Trauma - Extramedullary fixation | Plate accessories | Non-locking screw | Depuy Synthes | Low Profile Metaphyseal Compression Screw Stardrive D 2.7 mm, self- tapping, length 40 mm, Titanium Alloy (TAN) | 04.118.540 | Standalone | DE0014400 | Patients requiring fracture fixation or orthopaedic corrective surgery
Orthopaedics | Trauma - Extramedullary fixation | Plate accessories | Non-locking screw | Depuy Synthes | Low Profile Metaphyseal Compression Screw Stardrive D 2.7 mm, self- tapping, length 42 mm, Titanium Alloy (TAN) | 04.118.542 | Standalone | DE0014400 | Patients requiring fracture fixation or orthopaedic corrective surgery
Orthopaedics | Trauma - Extramedullary fixation | Plate accessories | Non-locking screw | Depuy Synthes | Low Profile Metaphyseal Compression Screw Stardrive D 2.7 mm, self- tapping, length 44 mm, Titanium Alloy (TAN) | 04.118.544 | Standalone | DE0014400 | Patients requiring fracture fixation or orthopaedic corrective surgery
Orthopaedics | Trauma - Extramedullary fixation | Plate accessories | Non-locking screw | Depuy Synthes | Low Profile Metaphyseal Compression Screw Stardrive D 2.7 mm, self- tapping, length 46 mm, Titanium Alloy (TAN) | 04.118.546 | Standalone | DE0014400 | Patients requiring fracture fixation or orthopaedic corrective surgery
Orthopaedics | Trauma - Extramedullary fixation | Plate accessories | Non-locking screw | Depuy Synthes | Low Profile Metaphyseal Compression Screw Stardrive D 2.7 mm, self- tapping, length 48 mm, Titanium Alloy (TAN) | 04.118.548 | Standalone | DE0014400 | Patients requiring fracture fixation or orthopaedic corrective surgery
Orthopaedics | Trauma - Extramedullary fixation | Plate accessories | Non-locking screw | Depuy Synthes | Low Profile Metaphyseal Compression Screw Stardrive D 2.7 mm, self- tapping, length 50 mm, Titanium Alloy (TAN) | 04.118.550 | Standalone | DE0014400 | Patients requiring fracture fixation or orthopaedic corrective surgery
Orthopaedics | Trauma - Extramedullary fixation | Plate accessories | Non-locking screw | Depuy Synthes | Low Profile Metaphyseal Compression Screw Stardrive D 2.7 mm, self- tapping, length 52 mm, Titanium Alloy (TAN) | 04.118.552 | Standalone | DE0014400 | Patients requiring fracture fixation or orthopaedic corrective surgery
Orthopaedics | Trauma - Extramedullary fixation | Plate accessories | Non-locking screw | Depuy Synthes | Low Profile Metaphyseal Compression Screw Stardrive D 2.7 mm, self- tapping, length 54 mm, Titanium Alloy (TAN) | 04.118.554 | Standalone | DE0014400 | Patients requiring fracture fixation or orthopaedic corrective surgery
Orthopaedics | Trauma - Extramedullary fixation | Plate accessories | Non-locking screw | Depuy Synthes | Low Profile Metaphyseal Compression Screw Stardrive D 2.7 mm, self- tapping, length 56 mm, Titanium Alloy (TAN) | 04.118.556 | Standalone | DE0014400 | Patients requiring fracture fixation or orthopaedic corrective surgery
Orthopaedics | Trauma - Extramedullary fixation | Plate accessories | Non-locking screw | Depuy Synthes | Low Profile Metaphyseal Compression Screw Stardrive D 2.7 mm, self- tapping, length 58 mm, Titanium Alloy (TAN) | 04.118.558 | Standalone | DE0014400 | Patients requiring fracture fixation or orthopaedic corrective surgery
Orthopaedics | Trauma - Extramedullary fixation | Plate accessories | Non-locking screw | Depuy Synthes | Low Profile Metaphyseal Compression Screw Stardrive D 2.7 mm, self- tapping, length 60 mm, Titanium Alloy (TAN) | 04.118.560 | Standalone | DE0014400 | Patients requiring fracture fixation or orthopaedic corrective surgery
Orthopaedics | Trauma - Extramedullary fixation | Plate accessories | Non-locking screw | Depuy Synthes | Low Profile Metaphyseal Compression Screw Stardrive D 2.7 mm, self- tapping, length 62 mm, Titanium Alloy (TAN) | 04.118.562 | Standalone | DE0014400 | Patients requiring fracture fixation or orthopaedic corrective surgery
Orthopaedics | Trauma - Extramedullary fixation | Plate accessories | Non-locking screw | Depuy Synthes | Low Profile Metaphyseal Compression Screw Stardrive D 2.7 mm, self- tapping, length 64 mm, Titanium Alloy (TAN) | 04.118.564 | Standalone | DE0014400 | Patients requiring fracture fixation or orthopaedic corrective surgery
Orthopaedics | Trauma - Extramedullary fixation | Plate accessories | Non-locking screw | Depuy Synthes | Low Profile Metaphyseal Compression Screw Stardrive D 2.7 mm, self- tapping, length 66 mm, Titanium Alloy (TAN) | 04.118.566 | Standalone | DE0014400 | Patients requiring fracture fixation or orthopaedic corrective surgery
Orthopaedics | Trauma - Extramedullary fixation | Plate accessories | Non-locking screw | Depuy Synthes | Low Profile Metaphyseal Compression Screw Stardrive D 2.7 mm, self- tapping, length 68 mm, Titanium Alloy (TAN) | 04.118.568 | Standalone | DE0014400 | Patients requiring fracture fixation or orthopaedic corrective surgery
Orthopaedics | Trauma - Extramedullary fixation | Plate accessories | Non-locking screw | Depuy Synthes | Low Profile Metaphyseal Compression Screw Stardrive D 2.7 mm, self- tapping, length 70 mm, Titanium Alloy (TAN) | 04.118.570 | Standalone | DE0014400 | Patients requiring fracture fixation or orthopaedic corrective surgery
Orthopaedics | Trauma - Extramedullary fixation | Locking/combination plate | Locking/combination plate - Femur | Depuy Synthes | TomoFix Femoral Pl., medial, distal, right, 4 ho. | 04.120.550 | Standalone | DE0007006 | Patients requiring fracture fixation or orthopaedic corrective surgery
Orthopaedics | Trauma - Extramedullary fixation | Locking/combination plate | Locking/combination plate - Femur | Depuy Synthes | TomoFix Femoral Pl., medial, distal, left, 4 hol. | 04.120.551 | Standalone | DE0007006 | Patients requiring fracture fixation or orthopaedic corrective surgery
Orthopaedics | Trauma - Extramedullary fixation | Plate accessories | Attachment/stabilising plate and accessories | Depuy Synthes | Locking Attachment Plate 3.5, for LCP 4.5/5.0, 4 holes, Pure Titanium | 04.120.601 | Standalone | DE0008374 | Patients requiring fracture fixation or orthopaedic corrective surgery
Orthopaedics | Trauma - Extramedullary fixation | Plate accessories | Attachment/stabilising plate and accessories | Depuy Synthes | Locking Attachment Plate 3.5, for LCP 4.5/5.0, 8 holes, Pure Titanium | 04.120.602 | Standalone | DE0008374 | Patients requiring fracture fixation or orthopaedic corrective surgery
Orthopaedics | Trauma - Extramedullary fixation | Plate accessories | Attachment/stabilising plate and accessories | Depuy Synthes | Connection Screw f/Locking Attachment Plate | 04.120.605 | Standalone | DE0008374 | Patients requiring fracture fixation or orthopaedic corrective surgery
Orthopaedics | Trauma - Extramedullary fixation | Plate accessories | Non-locking screw | Depuy Synthes | Cortex Screw Stardrive D 1.3 mm, self-tapping, length 4 mm, Titanium Alloy (TAN) | 04.130.004 | Standalone | DE0018775 | Patients requiring fracture fixation or orthopaedic corrective surgery
Orthopaedics | Trauma - Extramedullary fixation | Plate accessories | Non-locking screw | Depuy Synthes | Cortex Screw Stardrive D 1.3 mm, self-tapping, length 5 mm, Titanium Alloy (TAN) | 04.130.005 | Standalone | DE0018775 | Patients requiring fracture fixation or orthopaedic corrective surgery
Orthopaedics | Trauma - Extramedullary fixation | Plate accessories | Non-locking screw | Depuy Synthes | Cortex Screw Stardrive D 1.3 mm, self-tapping, length 6 mm, Titanium Alloy (TAN) | 04.130.006 | Standalone | DE0018775 | Patients requiring fracture fixation or orthopaedic corrective surgery
Orthopaedics | Trauma - Extramedullary fixation | Plate accessories | Non-locking screw | Depuy Synthes | Cortex Screw Stardrive D 1.3 mm, self-tapping, length 7 mm, Titanium Alloy (TAN) | 04.130.007 | Standalone | DE0018775 | Patients requiring fracture fixation or orthopaedic corrective surgery
Orthopaedics | Trauma - Extramedullary fixation | Plate accessories | Non-locking screw | Depuy Synthes | Cortex Screw Stardrive D 1.3 mm, self-tapping, length 8 mm, Titanium Alloy (TAN) | 04.130.008 | Standalone | DE0018775 | Patients requiring fracture fixation or orthopaedic corrective surgery
Orthopaedics | Trauma - Extramedullary fixation | Plate accessories | Non-locking screw | Depuy Synthes | Cortex Screw Stardrive D 1.3 mm, self-tapping, length 9 mm, Titanium Alloy (TAN) | 04.130.009 | Standalone | DE0018775 | Patients requiring fracture fixation or orthopaedic corrective surgery
Orthopaedics | Trauma - Extramedullary fixation | Plate accessories | Non-locking screw | Depuy Synthes | Cortex Screw Stardrive D 1.3 mm, self-tapping, length 10 mm, Titanium Alloy (TAN) | 04.130.010 | Standalone | DE0018775 | Patients requiring fracture fixation or orthopaedic corrective surgery
Orthopaedics | Trauma - Extramedullary fixation | Plate accessories | Non-locking screw | Depuy Synthes | Cortex Screw Stardrive D 1.3 mm, self-tapping, length 11 mm, Titanium Alloy (TAN) | 04.130.011 | Standalone | DE0018775 | Patients requiring fracture fixation or orthopaedic corrective surgery
Orthopaedics | Trauma - Extramedullary fixation | Plate accessories | Non-locking screw | Depuy Synthes | Cortex Screw Stardrive D 1.3 mm, self-tapping, length 12 mm, Titanium Alloy (TAN) | 04.130.012 | Standalone | DE0018775 | Patients requiring fracture fixation or orthopaedic corrective surgery
Orthopaedics | Trauma - Extramedullary fixation | Plate accessories | Non-locking screw | Depuy Synthes | Cortex Screw Stardrive D 1.3 mm, self-tapping, length 13 mm, Titanium Alloy (TAN) | 04.130.013 | Standalone | DE0018775 | Patients requiring fracture fixation or orthopaedic corrective surgery
Orthopaedics | Trauma - Extramedullary fixation | Plate accessories | Non-locking screw | Depuy Synthes | Cortex Screw Stardrive D 1.3 mm, self-tapping, length 14 mm, Titanium Alloy (TAN) | 04.130.014 | Standalone | DE0018775 | Patients requiring fracture fixation or orthopaedic corrective surgery
Orthopaedics | Trauma - Extramedullary fixation | Plate accessories | Non-locking screw | Depuy Synthes | Cortex Screw Stardrive D 1.3 mm, self-tapping, length 15 mm, Titanium Alloy (TAN) | 04.130.015 | Standalone | DE0018775 | Patients requiring fracture fixation or orthopaedic corrective surgery
Orthopaedics | Trauma - Extramedullary fixation | Plate accessories | Non-locking screw | Depuy Synthes | Cortex Screw Stardrive D 1.3 mm, self-tapping, length 16 mm, Titanium Alloy (TAN) | 04.130.016 | Standalone | DE0018775 | Patients requiring fracture fixation or orthopaedic corrective surgery
Orthopaedics | Trauma - Extramedullary fixation | Plate accessories | Non-locking screw | Depuy Synthes | Cortex Screw Stardrive D 1.3 mm, self-tapping, length 18 mm, Titanium Alloy (TAN) | 04.130.018 | Standalone | DE0018775 | Patients requiring fracture fixation or orthopaedic corrective surgery
Orthopaedics | Trauma - Extramedullary fixation | Plate accessories | Locking screw | Depuy Synthes | Locking Screw Stardrive D 1.3 mm, self-tapping, length 4 mm, Titanium Alloy (TAN) | 04.130.104 | Standalone | DE0018775 | Patients requiring fracture fixation or orthopaedic corrective surgery
Orthopaedics | Trauma - Extramedullary fixation | Plate accessories | Locking screw | Depuy Synthes | Locking Screw Stardrive D 1.3 mm, self-tapping, length 5 mm, Titanium Alloy (TAN) | 04.130.105 | Standalone | DE0018775 | Patients requiring fracture fixation or orthopaedic corrective surgery
Orthopaedics | Trauma - Extramedullary fixation | Plate accessories | Locking screw | Depuy Synthes | Locking Screw Stardrive D 1.3 mm, self-tapping, length 6 mm, Titanium Alloy (TAN) | 04.130.106 | Standalone | DE0018775 | Patients requiring fracture fixation or orthopaedic corrective surgery
Orthopaedics | Trauma - Extramedullary fixation | Plate accessories | Locking screw | Depuy Synthes | Locking Screw Stardrive D 1.3 mm, self-tapping, length 7 mm, Titanium Alloy (TAN) | 04.130.107 | Standalone | DE0018775 | Patients requiring fracture fixation or orthopaedic corrective surgery
Orthopaedics | Trauma - Extramedullary fixation | Plate accessories | Locking screw | Depuy Synthes | Locking Screw Stardrive D 1.3 mm, self-tapping, length 8 mm, Titanium Alloy (TAN) | 04.130.108 | Standalone | DE0018775 | Patients requiring fracture fixation or orthopaedic corrective surgery
Orthopaedics | Trauma - Extramedullary fixation | Plate accessories | Locking screw | Depuy Synthes | Locking Screw Stardrive D 1.3 mm, self-tapping, length 9 mm, Titanium Alloy (TAN) | 04.130.109 | Standalone | DE0018775 | Patients requiring fracture fixation or orthopaedic corrective surgery
Orthopaedics | Trauma - Extramedullary fixation | Plate accessories | Locking screw | Depuy Synthes | Locking Screw Stardrive D 1.3 mm, self-tapping, length 10 mm, Titanium Alloy (TAN) | 04.130.110 | Standalone | DE0018775 | Patients requiring fracture fixation or orthopaedic corrective surgery
Orthopaedics | Trauma - Extramedullary fixation | Plate accessories | Locking screw | Depuy Synthes | Locking Screw Stardrive D 1.3 mm, self-tapping, length 11 mm, Titanium Alloy (TAN) | 04.130.111 | Standalone | DE0018775 | Patients requiring fracture fixation or orthopaedic corrective surgery
Orthopaedics | Trauma - Extramedullary fixation | Plate accessories | Locking screw | Depuy Synthes | Locking Screw Stardrive D 1.3 mm, self-tapping, length 12 mm, Titanium Alloy (TAN) | 04.130.112 | Standalone | DE0018775 | Patients requiring fracture fixation or orthopaedic corrective surgery
Orthopaedics | Trauma - Extramedullary fixation | Plate accessories | Locking screw | Depuy Synthes | Locking Screw Stardrive D 1.3 mm, self-tapping, length 13 mm, Titanium Alloy (TAN) | 04.130.113 | Standalone | DE0018775 | Patients requiring fracture fixation or orthopaedic corrective surgery
Orthopaedics | Trauma - Extramedullary fixation | Plate accessories | Locking screw | Depuy Synthes | Locking Screw Stardrive D 1.3 mm, self-tapping, length 14 mm, Titanium Alloy (TAN) | 04.130.114 | Standalone | DE0018775 | Patients requiring fracture fixation or orthopaedic corrective surgery
Orthopaedics | Trauma - Extramedullary fixation | Plate accessories | Locking screw | Depuy Synthes | Locking Screw Stardrive D 1.3 mm, self-tapping, length 15 mm, Titanium Alloy (TAN) | 04.130.115 | Standalone | DE0018775 | Patients requiring fracture fixation or orthopaedic corrective surgery
Orthopaedics | Trauma - Extramedullary fixation | Plate accessories | Locking screw | Depuy Synthes | Locking Screw Stardrive D 1.3 mm, self-tapping, length 16 mm, Titanium Alloy (TAN) | 04.130.116 | Standalone | DE0018775 | Patients requiring fracture fixation or orthopaedic corrective surgery
Orthopaedics | Trauma - Extramedullary fixation | Plate accessories | Locking screw | Depuy Synthes | Locking Screw Stardrive D 1.3 mm, self-tapping, length 18 mm, Titanium Alloy (TAN) | 04.130.118 | Standalone | DE0018775 | Patients requiring fracture fixation or orthopaedic corrective surgery
Orthopaedics | Trauma - Extramedullary fixation | Locking/combination plate | Locking/combination plate - Hand | Depuy Synthes | Locking Plate 1.3, 6 holes, straight, length 24 mm, Pure Titanium | 04.130.150 | Standalone | DE0018775 | Patients requiring fracture fixation or orthopaedic corrective surgery
Orthopaedics | Trauma - Extramedullary fixation | Locking/combination plate | Locking/combination plate - Hand | Depuy Synthes | Locking Plate 1.3, 6 holes, straight, length 24 mm, Pure Titanium Sterile | 04.130.150S | Standalone | DE0018776 | Patients requiring fracture fixation or orthopaedic corrective surgery
Orthopaedics | Trauma - Extramedullary fixation | Locking/combination plate | Locking/combination plate - Hand | Depuy Synthes | Locking Plate 1.3, 12 holes, straight, length 48 mm, Pure Titanium | 04.130.151 | Standalone | DE0018775 | Patients requiring fracture fixation or orthopaedic corrective surgery
Orthopaedics | Trauma - Extramedullary fixation | Locking/combination plate | Locking/combination plate - Hand | Depuy Synthes | Locking Plate 1.3, 12 holes, straight, length 48 mm, Pure Titanium Sterile | 04.130.151S | Standalone | DE0018776 | Patients requiring fracture fixation or orthopaedic corrective surgery
Orthopaedics | Trauma - Extramedullary fixation | Locking/combination plate | Locking/combination plate - Hand | Depuy Synthes | Locking T-Plate 1.3, head 3 holes, shaft 5 holes, length 26 mm, Pure Titanium | 04.130.152 | Standalone | DE0018775 | Patients requiring fracture fixation or orthopaedic corrective surgery
Orthopaedics | Trauma - Extramedullary fixation | Locking/combination plate | Locking/combination plate - Hand | Depuy Synthes | Locking T-Plate 1.3, head 3 holes, shaft 5 holes, length 26 mm, Pure Titanium Sterile | 04.130.152S | Standalone | DE0018776 | Patients requiring fracture fixation or orthopaedic corrective surgery
Orthopaedics | Trauma - Extramedullary fixation | Locking/combination plate | Locking/combination plate - Hand | Depuy Synthes | Locking Y-Plate 1.3, head 3 holes, shaft 5 holes, length 27 mm, Pure Titanium | 04.130.153 | Standalone | DE0018775 | Patients requiring fracture fixation or orthopaedic corrective surgery
Orthopaedics | Trauma - Extramedullary fixation | Locking/combination plate | Locking/combination plate - Hand | Depuy Synthes | Locking Y-Plate 1.3, head 3 holes, shaft 5 holes, length 27 mm, Pure Titanium Sterile | 04.130.153S | Standalone | DE0018776 | Patients requiring fracture fixation or orthopaedic corrective surgery
Orthopaedics | Trauma - Extramedullary fixation | Locking/combination plate | Locking/combination plate - Hand | Depuy Synthes | Locking Phalangeal Base Plate 1.3, head 2 holes, shaft 5 holes, length 26 mm, Pure Titanium | 04.130.154 | Standalone | DE0018775 | Patients requiring fracture fixation or orthopaedic corrective surgery
Orthopaedics | Trauma - Extramedullary fixation | Locking/combination plate | Locking/combination plate - Hand | Depuy Synthes | Locking Phalangeal Base Plate 1.3, head 2 holes, shaft 5 holes, length 26 mm, Pure Titanium Sterile | 04.130.154S | Standalone | DE0018776 | Patients requiring fracture fixation or orthopaedic corrective surgery
Orthopaedics | Trauma - Extramedullary fixation | Locking/combination plate | Locking/combination plate - Hand | Depuy Synthes | Locking Phalangeal Head Plate 1.3, right, length 22 mm, Pure Titanium | 04.130.156 | Standalone | DE0018775 | Patients requiring fracture fixation or orthopaedic corrective surgery
Orthopaedics | Trauma - Extramedullary fixation | Locking/combination plate | Locking/combination plate - Hand | Depuy Synthes | Locking Phalangeal Head Plate 1.3, right, length 22 mm, Pure Titanium Sterile | 04.130.156S | Standalone | DE0018776 | Patients requiring fracture fixation or orthopaedic corrective surgery
Orthopaedics | Trauma - Extramedullary fixation | Locking/combination plate | Locking/combination plate - Hand | Depuy Synthes | Locking Phalangeal Head Plate 1.3, left, length 22 mm, Pure Titanium | 04.130.157 | Standalone | DE0018775 | Patients requiring fracture fixation or orthopaedic corrective surgery
Orthopaedics | Trauma - Extramedullary fixation | Locking/combination plate | Locking/combination plate - Hand | Depuy Synthes | Locking Phalangeal Head Plate 1.3, left, length 22 mm, Pure Titanium Sterile | 04.130.157S | Standalone | DE0018776 | Patients requiring fracture fixation or orthopaedic corrective surgery
Orthopaedics | Trauma - Extramedullary fixation | Locking/combination plate | Locking/combination plate - Hand | Depuy Synthes | Locking Strut Plate 1.3, 8 holes, oblique-angled, right, length 19 mm, Pure Titanium | 04.130.158 | Standalone | DE0018775 | Patients requiring fracture fixation or orthopaedic corrective surgery
Orthopaedics | Trauma - Extramedullary fixation | Locking/combination plate | Locking/combination plate - Hand | Depuy Synthes | Locking Strut Plate 1.3, 8 holes, oblique-angled, right, length 19 mm, Pure Titanium Sterile | 04.130.158S | Standalone | DE0018776 | Patients requiring fracture fixation or orthopaedic corrective surgery
Orthopaedics | Trauma - Extramedullary fixation | Locking/combination plate | Locking/combination plate - Hand | Depuy Synthes | Locking Strut Plate 1.3, 8 holes, oblique-angled, left, length 19 mm, Pure Titanium | 04.130.159 | Standalone | DE0018775 | Patients requiring fracture fixation or orthopaedic corrective surgery
Orthopaedics | Trauma - Extramedullary fixation | Locking/combination plate | Locking/combination plate - Hand | Depuy Synthes | Locking Strut Plate 1.3, 8 holes, oblique-angled, left, length 19 mm, Pure Titanium Sterile | 04.130.159S | Standalone | DE0018776 | Patients requiring fracture fixation or orthopaedic corrective surgery
Orthopaedics | Trauma - Extramedullary fixation | Locking/combination plate | Locking/combination plate - Hand | Depuy Synthes | Locking Web Plate 1.3, 14 holes, length 29 mm, Pure Titanium | 04.130.161 | Standalone | DE0018775 | Patients requiring fracture fixation or orthopaedic corrective surgery
Orthopaedics | Trauma - Extramedullary fixation | Locking/combination plate | Locking/combination plate - Hand | Depuy Synthes | Locking Web Plate 1.3, 14 holes, length 29 mm, Pure Titanium Sterile | 04.130.161S | Standalone | DE0018776 | Patients requiring fracture fixation or orthopaedic corrective surgery
Orthopaedics | Trauma - Extramedullary fixation | Plate accessories | Locking screw | Depuy Synthes | VA Locking Screw Stardrive D 1.5 mm, self-tapping, length 4 mm, Titanium Alloy (TAN) | 04.130.204 | Standalone | DE0018775 | Patients requiring fracture fixation or orthopaedic corrective surgery
Orthopaedics | Trauma - Extramedullary fixation | Plate accessories | Locking screw | Depuy Synthes | VA Locking Screw Stardrive D 1.5 mm, self-tapping, length 5 mm, Titanium Alloy (TAN) | 04.130.205 | Standalone | DE0018775 | Patients requiring fracture fixation or orthopaedic corrective surgery
Orthopaedics | Trauma - Extramedullary fixation | Plate accessories | Locking screw | Depuy Synthes | VA Locking Screw Stardrive D 1.5 mm, self-tapping, length 6 mm, Titanium Alloy (TAN) | 04.130.206 | Standalone | DE0018775 | Patients requiring fracture fixation or orthopaedic corrective surgery
Orthopaedics | Trauma - Extramedullary fixation | Plate accessories | Locking screw | Depuy Synthes | VA Locking Screw Stardrive D 1.5 mm, self-tapping, length 7 mm, Titanium Alloy (TAN) | 04.130.207 | Standalone | DE0018775 | Patients requiring fracture fixation or orthopaedic corrective surgery
Orthopaedics | Trauma - Extramedullary fixation | Plate accessories | Locking screw | Depuy Synthes | VA Locking Screw Stardrive D 1.5 mm, self-tapping, length 8 mm, Titanium Alloy (TAN) | 04.130.208 | Standalone | DE0018775 | Patients requiring fracture fixation or orthopaedic corrective surgery
Orthopaedics | Trauma - Extramedullary fixation | Plate accessories | Locking screw | Depuy Synthes | VA Locking Screw Stardrive D 1.5 mm, self-tapping, length 9 mm, Titanium Alloy (TAN) | 04.130.209 | Standalone | DE0018775 | Patients requiring fracture fixation or orthopaedic corrective surgery
Orthopaedics | Trauma - Extramedullary fixation | Plate accessories | Locking screw | Depuy Synthes | VA Locking Screw Stardrive D 1.5 mm, self-tapping, length 10 mm, Titanium Alloy (TAN) | 04.130.210 | Standalone | DE0018775 | Patients requiring fracture fixation or orthopaedic corrective surgery
Orthopaedics | Trauma - Extramedullary fixation | Plate accessories | Locking screw | Depuy Synthes | VA Locking Screw Stardrive D 1.5 mm, self-tapping, length 11 mm, Titanium Alloy (TAN) | 04.130.211 | Standalone | DE0018775 | Patients requiring fracture fixation or orthopaedic corrective surgery
Orthopaedics | Trauma - Extramedullary fixation | Plate accessories | Locking screw | Depuy Synthes | VA Locking Screw Stardrive D 1.5 mm, self-tapping, length 12 mm, Titanium Alloy (TAN) | 04.130.212 | Standalone | DE0018775 | Patients requiring fracture fixation or orthopaedic corrective surgery
Orthopaedics | Trauma - Extramedullary fixation | Plate accessories | Locking screw | Depuy Synthes | VA Locking Screw Stardrive D 1.5 mm, self-tapping, length 13 mm, Titanium Alloy (TAN) | 04.130.213 | Standalone | DE0018775 | Patients requiring fracture fixation or orthopaedic corrective surgery
Orthopaedics | Trauma - Extramedullary fixation | Plate accessories | Locking screw | Depuy Synthes | VA Locking Screw Stardrive D 1.5 mm, self-tapping, length 14 mm, Titanium Alloy (TAN) | 04.130.214 | Standalone | DE0018775 | Patients requiring fracture fixation or orthopaedic corrective surgery
Orthopaedics | Trauma - Extramedullary fixation | Plate accessories | Locking screw | Depuy Synthes | VA Locking Screw Stardrive D 1.5 mm, self-tapping, length 15 mm, Titanium Alloy (TAN) | 04.130.215 | Standalone | DE0018775 | Patients requiring fracture fixation or orthopaedic corrective surgery
Orthopaedics | Trauma - Extramedullary fixation | Plate accessories | Locking screw | Depuy Synthes | VA Locking Screw Stardrive D 1.5 mm, self-tapping, length 16 mm, Titanium Alloy (TAN) | 04.130.216 | Standalone | DE0018775 | Patients requiring fracture fixation or orthopaedic corrective surgery
Orthopaedics | Trauma - Extramedullary fixation | Plate accessories | Locking screw | Depuy Synthes | VA Locking Screw Stardrive D 1.5 mm, self-tapping, length 18 mm, Titanium Alloy (TAN) | 04.130.218 | Standalone | DE0018775 | Patients requiring fracture fixation or orthopaedic corrective surgery
Orthopaedics | Trauma - Extramedullary fixation | Plate accessories | Locking screw | Depuy Synthes | VA Locking Screw Stardrive D 1.5 mm, self-tapping, length 20 mm, Titanium Alloy (TAN) | 04.130.220 | Standalone | DE0018775 | Patients requiring fracture fixation or orthopaedic corrective surgery
Orthopaedics | Trauma - Extramedullary fixation | Plate accessories | Locking screw | Depuy Synthes | VA Locking Screw Stardrive D 1.5 mm, self-tapping, length 22 mm, Titanium Alloy (TAN) | 04.130.222 | Standalone | DE0018775 | Patients requiring fracture fixation or orthopaedic corrective surgery
Orthopaedics | Trauma - Extramedullary fixation | Plate accessories | Locking screw | Depuy Synthes | VA Locking Screw Stardrive D 1.5 mm, self-tapping, length 24 mm, Titanium Alloy (TAN) | 04.130.224 | Standalone | DE0018775 | Patients requiring fracture fixation or orthopaedic corrective surgery
Orthopaedics | Trauma - Extramedullary fixation | Locking/combination plate | Locking/combination plate - Hand | Depuy Synthes | VA Locking Plate 1.5, 6 holes, straight, length 28 mm, Pure Titanium | 04.130.250 | Standalone | DE0018775 | Patients requiring fracture fixation or orthopaedic corrective surgery
Orthopaedics | Trauma - Extramedullary fixation | Locking/combination plate | Locking/combination plate - Hand | Depuy Synthes | VA Locking Plate 1.5, 12 holes, straight, length 57 mm, Pure Titanium | 04.130.251 | Standalone | DE0018775 | Patients requiring fracture fixation or orthopaedic corrective surgery
Orthopaedics | Trauma - Extramedullary fixation | Locking/combination plate | Locking/combination plate - Hand | Depuy Synthes | VA Locking T-Plate 1.5, head 3 holes, shaft 7 holes, length 40 mm, Pure Titanium | 04.130.252 | Standalone | DE0018775 | Patients requiring fracture fixation or orthopaedic corrective surgery
Orthopaedics | Trauma - Extramedullary fixation | Locking/combination plate | Locking/combination plate - Hand | Depuy Synthes | VA Locking Y-Plate 1.5, head 3 holes, shaft 7 holes, length 42 mm, Pure Titanium | 04.130.253 | Standalone | DE0018775 | Patients requiring fracture fixation or orthopaedic corrective surgery
Orthopaedics | Trauma - Extramedullary fixation | Locking/combination plate | Locking/combination plate - Hand | Depuy Synthes | VA Locking Phalangeal Base Plate 1.5, head 2 holes, shaft 6 holes, length 36 mm, Pure Titanium | 04.130.254 | Standalone | DE0018775 | Patients requiring fracture fixation or orthopaedic corrective surgery
Orthopaedics | Trauma - Extramedullary fixation | Locking/combination plate | Locking/combination plate - Hand | Depuy Synthes | VA Locking Condylar Plate 1.5, head 2 holes, shaft 6 holes, length 36 mm, Pure Titanium | 04.130.255 | Standalone | DE0018775 | Patients requiring fracture fixation or orthopaedic corrective surgery
Orthopaedics | Trauma - Extramedullary fixation | Locking/combination plate | Locking/combination plate - Hand | Depuy Synthes | VA Locking Phalangeal Head Plate 1.5, right, length 26 mm, Pure Titanium | 04.130.256 | Standalone | DE0018775 | Patients requiring fracture fixation or orthopaedic corrective surgery
Orthopaedics | Trauma - Extramedullary fixation | Locking/combination plate | Locking/combination plate - Hand | Depuy Synthes | VA Locking Phalangeal Head Plate 1.5, left, length 26 mm, Pure Titanium | 04.130.257 | Standalone | DE0018775 | Patients requiring fracture fixation or orthopaedic corrective surgery
Orthopaedics | Trauma - Extramedullary fixation | Locking/combination plate | Locking/combination plate - Hand | Depuy Synthes | VA Locking Strut Plate 1.5, 8 holes, oblique-angled, right, length 23 mm, Pure Titanium | 04.130.258 | Standalone | DE0018775 | Patients requiring fracture fixation or orthopaedic corrective surgery
Orthopaedics | Trauma - Extramedullary fixation | Locking/combination plate | Locking/combination plate - Hand | Depuy Synthes | VA Locking Strut Plate 1.5, 8 holes, oblique-angled, left, length 23 mm, Pure Titanium | 04.130.259 | Standalone | DE0018775 | Patients requiring fracture fixation or orthopaedic corrective surgery
Orthopaedics | Trauma - Extramedullary fixation | Locking/combination plate | Locking/combination plate - Hand | Depuy Synthes | VA Locking Strut Plate 1.5, 12 holes, rectangular, length 36 mm, Pure Titanium | 04.130.260 | Standalone | DE0018775 | Patients requiring fracture fixation or orthopaedic corrective surgery
Orthopaedics | Trauma - Extramedullary fixation | Locking/combination plate | Locking/combination plate - Hand | Depuy Synthes | VA Locking Web Plate 1.5, 14 holes, length 33 mm, Pure Titanium | 04.130.261 | Standalone | DE0018775 | Patients requiring fracture fixation or orthopaedic corrective surgery
Orthopaedics | Trauma - Extramedullary fixation | Locking/combination plate | Locking/combination plate - Hand | Depuy Synthes | VA Locking Strut Plate 1.5, 4 holes, rectangular, length 11 mm, Pure Titanium | 04.130.262 | Standalone | DE0018775 | Patients requiring fracture fixation or orthopaedic corrective surgery
Orthopaedics | Trauma - Extramedullary fixation | Locking/combination plate | Locking/combination plate - Hand | Depuy Synthes | VA Locking Plate 1.5, for Metacarpal I, dorsal, length 29 mm, Pure Titanium | 04.130.263 | Standalone | DE0018775 | Patients requiring fracture fixation or orthopaedic corrective surgery
Orthopaedics | Trauma - Extramedullary fixation | Locking/combination plate | Locking/combination plate - Hand | Depuy Synthes | VA Locking Plate 1.5, for Metacarpal I, lateral, right, Pure Titanium | 04.130.264 | Standalone | DE0018775 | Patients requiring fracture fixation or orthopaedic corrective surgery
Orthopaedics | Trauma - Extramedullary fixation | Locking/combination plate | Locking/combination plate - Hand | Depuy Synthes | VA Locking Plate 1.5, for Metacarpal I, lateral, left, Pure Titanium | 04.130.265 | Standalone | DE0018775 | Patients requiring fracture fixation or orthopaedic corrective surgery
Orthopaedics | Trauma - Extramedullary fixation | Locking/combination plate | Locking/combination plate - Hand | Depuy Synthes | VA Locking Rotation Correction Plate 1.5, head 2 holes, shaft 6 holes, length 33 mm, Pure Titanium | 04.130.266 | Standalone | DE0018775 | Patients requiring fracture fixation or orthopaedic corrective surgery
Orthopaedics | Trauma - Extramedullary fixation | Locking/combination plate | Locking/combination plate - Hand | Depuy Synthes | VA Locking Rotation Correction Fracture Plate 1.5, length 32 mm, Pure Titanium | 04.130.267 | Standalone | DE0018775 | Patients requiring fracture fixation or orthopaedic corrective surgery
Orthopaedics | Trauma - Extramedullary fixation | Locking/combination plate | Locking/combination plate - Hand | Depuy Synthes | VA Locking Metacarpal Neck Plate 1.5, length 30 mm, Pure Titanium | 04.130.268 | Standalone | DE0018775 | Patients requiring fracture fixation or orthopaedic corrective surgery
Orthopaedics | Trauma - Extramedullary fixation | Locking/combination plate | Locking/combination plate - Hand | Depuy Synthes | VA Locking Plate 2.0, 6 holes, straight, length 35 mm, Pure Titanium | 04.130.350 | Standalone | DE0018775 | Patients requiring fracture fixation or orthopaedic corrective surgery
Orthopaedics | Trauma - Extramedullary fixation | Locking/combination plate | Locking/combination plate - Hand | Depuy Synthes | VA Locking Plate 2.0, 12 holes, straight, length 71 mm, Pure Titanium | 04.130.351 | Standalone | DE0018775 | Patients requiring fracture fixation or orthopaedic corrective surgery
Orthopaedics | Trauma - Extramedullary fixation | Locking/combination plate | Locking/combination plate - Hand | Depuy Synthes | VA Locking T-Plate 2.0, head 3 holes, shaft 7 holes, length 50 mm, Pure Titanium | 04.130.352 | Standalone | DE0018775 | Patients requiring fracture fixation or orthopaedic corrective surgery
Orthopaedics | Trauma - Extramedullary fixation | Locking/combination plate | Locking/combination plate - Hand | Depuy Synthes | VA Locking Y-Plate 2.0, head 3 holes, shaft 7 holes, length 52 mm, Pure Titanium | 04.130.353 | Standalone | DE0018775 | Patients requiring fracture fixation or orthopaedic corrective surgery
Orthopaedics | Trauma - Extramedullary fixation | Locking/combination plate | Locking/combination plate - Hand | Depuy Synthes | VA Locking Phalangeal Base Plate 2.0, head 2 holes, shaft 6 holes, length 44 mm, Pure Titanium | 04.130.354 | Standalone | DE0018775 | Patients requiring fracture fixation or orthopaedic corrective surgery
Orthopaedics | Trauma - Extramedullary fixation | Locking/combination plate | Locking/combination plate - Hand | Depuy Synthes | VA Locking Condylar Plate 2.0, head 2 holes, shaft 6 holes, length 44 mm, Pure Titanium | 04.130.355 | Standalone | DE0018775 | Patients requiring fracture fixation or orthopaedic corrective surgery
Orthopaedics | Trauma - Extramedullary fixation | Locking/combination plate | Locking/combination plate - Hand | Depuy Synthes | VA Locking Strut Plate 2.0, 12 holes, rectangular, length 45 mm, Pure Titanium | 04.130.360 | Standalone | DE0018775 | Patients requiring fracture fixation or orthopaedic corrective surgery
Orthopaedics | Trauma - Extramedullary fixation | Locking/combination plate | Locking/combination plate - Hand | Depuy Synthes | VA Locking Strut Plate 2.0, 4 holes, rectangular, length 13 mm, Pure Titanium | 04.130.362 | Standalone | DE0018775 | Patients requiring fracture fixation or orthopaedic corrective surgery
Orthopaedics | Trauma - Extramedullary fixation | Locking/combination plate | Locking/combination plate - Hand | Depuy Synthes | VA Locking Plate 2.0, for Metacarpal I, dorsal, length 32 mm, Pure Titanium | 04.130.363 | Standalone | DE0018775 | Patients requiring fracture fixation or orthopaedic corrective surgery
Orthopaedics | Trauma - Extramedullary fixation | Locking/combination plate | Locking/combination plate - Hand | Depuy Synthes | VA Locking Rotation Correction Plate 2.0, 2 + 6 holes, length 41 mm, Pure Titanium | 04.130.366 | Standalone | DE0018775 | Patients requiring fracture fixation or orthopaedic corrective surgery
Orthopaedics | Trauma - Extramedullary fixation | Locking/combination plate | Locking/combination plate - Hand | Depuy Synthes | VA Locking Rotation Correction Fracture Plate 2.0, length 42 mm, Pure Titanium | 04.130.367 | Standalone | DE0018775 | Patients requiring fracture fixation or orthopaedic corrective surgery
Orthopaedics | Trauma - Extramedullary fixation | Locking/combination plate | Locking/combination plate - Femur | Depuy Synthes | Plate, f/ Femoral Neck System 1 hole | 04.168.000S | Standalone | DE0502416 | Patients requiring fracture fixation or orthopaedic corrective surgery
Orthopaedics | Trauma - Extramedullary fixation | Locking/combination plate | Locking/combination plate - Femur | Depuy Synthes | Implant Kit, f/Femoral Neck System Construct Length 75mm | 04.168.075S | Standalone | DE0502416 | Patients requiring fracture fixation or orthopaedic corrective surgery
Orthopaedics | Trauma - Extramedullary fixation | Locking/combination plate | Locking/combination plate - Femur | Depuy Synthes | Implant Kit, f/Femoral Neck System Construct Length 80mm | 04.168.080S | Standalone | DE0502416 | Patients requiring fracture fixation or orthopaedic corrective surgery
Orthopaedics | Trauma - Extramedullary fixation | Locking/combination plate | Locking/combination plate - Femur | Depuy Synthes | Implant Kit, f/Femoral Neck System Construct Length 85mm | 04.168.085S | Standalone | DE0502416 | Patients requiring fracture fixation or orthopaedic corrective surgery
Orthopaedics | Trauma - Extramedullary fixation | Locking/combination plate | Locking/combination plate - Femur | Depuy Synthes | Implant Kit, f/Femoral Neck System Construct Length 90mm | 04.168.090S | Standalone | DE0502416 | Patients requiring fracture fixation or orthopaedic corrective surgery
Orthopaedics | Trauma - Extramedullary fixation | Locking/combination plate | Locking/combination plate - Femur | Depuy Synthes | Implant Kit, f/Femoral Neck System Construct Length 95mm | 04.168.095S | Standalone | DE0502416 | Patients requiring fracture fixation or orthopaedic corrective surgery
Orthopaedics | Trauma - Extramedullary fixation | Locking/combination plate | Locking/combination plate - Femur | Depuy Synthes | Implant Kit, f/Femoral Neck System Construct Length 100mm | 04.168.100S | Standalone | DE0502416 | Patients requiring fracture fixation or orthopaedic corrective surgery
Orthopaedics | Trauma - Extramedullary fixation | Locking/combination plate | Locking/combination plate - Femur | Depuy Synthes | Implant Kit, f/Femoral Neck System Construct Length 105mm | 04.168.105S | Standalone | DE0502416 | Patients requiring fracture fixation or orthopaedic corrective surgery
Orthopaedics | Trauma - Extramedullary fixation | Locking/combination plate | Locking/combination plate - Femur | Depuy Synthes | Implant Kit, f/Femoral Neck System Construct Length 110mm | 04.168.110S | Standalone | DE0502416 | Patients requiring fracture fixation or orthopaedic corrective surgery
Orthopaedics | Trauma - Extramedullary fixation | Locking/combination plate | Locking/combination plate - Femur | Depuy Synthes | Implant Kit, f/Femoral Neck System Construct Length 1456.25Dm | 04.168.115S | Standalone | DE0502416 | Patients requiring fracture fixation or orthopaedic corrective surgery
Orthopaedics | Trauma - Extramedullary fixation | Locking/combination plate | Locking/combination plate - Femur | Depuy Synthes | Implant Kit, f/Femoral Neck System Construct Length 120mm | 04.168.120S | Standalone | DE0502416 | Patients requiring fracture fixation or orthopaedic corrective surgery
Orthopaedics | Trauma - Extramedullary fixation | Locking/combination plate | Locking/combination plate - Femur | Depuy Synthes | Implant Kit, f/Femoral Neck System Construct Length 1760.418Dm | 04.168.125S | Standalone | DE0502416 | Patients requiring fracture fixation or orthopaedic corrective surgery
Orthopaedics | Trauma - Extramedullary fixation | Locking/combination plate | Locking/combination plate - Femur | Depuy Synthes | Implant Kit, f/Femoral Neck System Construct Length 1912.501Dm | 04.168.130S | Standalone | DE0502416 | Patients requiring fracture fixation or orthopaedic corrective surgery
Orthopaedics | Trauma - Extramedullary fixation | Plate accessories | Non-locking screw | Depuy Synthes | Cortex Screw Stardrive 3.5mm, L 12mm | 04.200.012 | Standalone | DE0005971 | Patients requiring fracture fixation or orthopaedic corrective surgery
Orthopaedics | Trauma - Extramedullary fixation | Plate accessories | Non-locking screw | Depuy Synthes | Cortex Screw Stardrive 3.5mm, L 14mm | 04.200.014 | Standalone | DE0005971 | Patients requiring fracture fixation or orthopaedic corrective surgery
Orthopaedics | Trauma - Extramedullary fixation | Plate accessories | Non-locking screw | Depuy Synthes | Cortex Screw Stardrive 3.5mm, L 16mm | 04.200.016 | Standalone | DE0005971 | Patients requiring fracture fixation or orthopaedic corrective surgery
Orthopaedics | Trauma - Extramedullary fixation | Plate accessories | Non-locking screw | Depuy Synthes | Cortex Screw Stardrive 3.5mm, L 18mm | 04.200.018 | Standalone | DE0005971 | Patients requiring fracture fixation or orthopaedic corrective surgery
Orthopaedics | Trauma - Extramedullary fixation | Plate accessories | Non-locking screw | Depuy Synthes | Cortex Screw Stardrive 3.5mm, L 20mm | 04.200.020 | Standalone | DE0005971 | Patients requiring fracture fixation or orthopaedic corrective surgery
Orthopaedics | Trauma - Extramedullary fixation | Plate accessories | Non-locking screw | Depuy Synthes | Cortex Screw Stardrive 3.5mm, L 22mm | 04.200.022 | Standalone | DE0005971 | Patients requiring fracture fixation or orthopaedic corrective surgery
Orthopaedics | Trauma - Extramedullary fixation | Plate accessories | Non-locking screw | Depuy Synthes | Cortex Screw Stardrive 3.5mm, L 24mm | 04.200.024 | Standalone | DE0005971 | Patients requiring fracture fixation or orthopaedic corrective surgery
Orthopaedics | Trauma - Extramedullary fixation | Plate accessories | Non-locking screw | Depuy Synthes | Cortex Screw Stardrive 3.5mm, L 26mm | 04.200.026 | Standalone | DE0005971 | Patients requiring fracture fixation or orthopaedic corrective surgery
Orthopaedics | Trauma - Extramedullary fixation | Plate accessories | Non-locking screw | Depuy Synthes | Cortex Screw Stardrive 3.5mm, L 28mm | 04.200.028 | Standalone | DE0005971 | Patients requiring fracture fixation or orthopaedic corrective surgery
Orthopaedics | Trauma - Extramedullary fixation | Plate accessories | Non-locking screw | Depuy Synthes | Cortex Screw Stardrive 3.5mm, L 30mm | 04.200.030 | Standalone | DE0014400 | Patients requiring fracture fixation or orthopaedic corrective surgery
Orthopaedics | Trauma - Extramedullary fixation | Plate accessories | Locking screw | Depuy Synthes | VA Locking Screw Stardrive, self-tapping | 04.210.106 | Standalone | DE0009054 | Patients requiring fracture fixation or orthopaedic corrective surgery
Orthopaedics | Trauma - Extramedullary fixation | Plate accessories | Locking screw | Depuy Synthes | VA Locking Screw Stardrive D 2.4 mm, self-tapping, length 8 mm, Titanium Alloy (TAN) | 04.210.108 | Standalone | DE0008376 | Patients requiring fracture fixation or orthopaedic corrective surgery
Orthopaedics | Trauma - Extramedullary fixation | Plate accessories | Locking screw | Depuy Synthes | VA Locking Screw Stardrive D 2.4 mm, self-tapping, length 10 mm, Titanium Alloy (TAN) | 04.210.110 | Standalone | DE0008376 | Patients requiring fracture fixation or orthopaedic corrective surgery
Orthopaedics | Trauma - Extramedullary fixation | Plate accessories | Locking screw | Depuy Synthes | VA Locking Screw Stardrive D 2.4 mm, self-tapping, length 12 mm, Titanium Alloy (TAN) | 04.210.112 | Standalone | DE0008376 | Patients requiring fracture fixation or orthopaedic corrective surgery
Orthopaedics | Trauma - Extramedullary fixation | Plate accessories | Locking screw | Depuy Synthes | VA Locking Screw Stardrive D 2.4 mm, self-tapping, length 16 mm, Titanium Alloy (TAN) | 04.210.114 | Standalone | DE0008376 | Patients requiring fracture fixation or orthopaedic corrective surgery
Orthopaedics | Trauma - Extramedullary fixation | Plate accessories | Locking screw | Depuy Synthes | VA Locking Screw Stardrive D 2.4 mm, self-tapping, length 16 mm, Titanium Alloy (TAN) | 04.210.116 | Standalone | DE0008376 | Patients requiring fracture fixation or orthopaedic corrective surgery
Orthopaedics | Trauma - Extramedullary fixation | Plate accessories | Locking screw | Depuy Synthes | VA Locking Screw Stardrive D 2.4 mm, self-tapping, length 18 mm, Titanium Alloy (TAN) | 04.210.118 | Standalone | DE0008376 | Patients requiring fracture fixation or orthopaedic corrective surgery
Orthopaedics | Trauma - Extramedullary fixation | Plate accessories | Locking screw | Depuy Synthes | VA Locking Screw Stardrive D 2.4 mm, self-tapping, length 20 mm, Titanium Alloy (TAN) | 04.210.120 | Standalone | DE0008376 | Patients requiring fracture fixation or orthopaedic corrective surgery
Orthopaedics | Trauma - Extramedullary fixation | Plate accessories | Locking screw | Depuy Synthes | VA Locking Screw Stardrive D 2.4 mm, self-tapping, length 22 mm, Titanium Alloy (TAN) | 04.210.122 | Standalone | DE0008376 | Patients requiring fracture fixation or orthopaedic corrective surgery
Orthopaedics | Trauma - Extramedullary fixation | Plate accessories | Locking screw | Depuy Synthes | VA Locking Screw Stardrive D 2.4 mm, self-tapping, length 24 mm, Titanium Alloy (TAN) | 04.210.124 | Standalone | DE0008376 | Patients requiring fracture fixation or orthopaedic corrective surgery
Orthopaedics | Trauma - Extramedullary fixation | Plate accessories | Locking screw | Depuy Synthes | VA Locking Screw Stardrive D 2.4 mm, self-tapping, length 26 mm, Titanium Alloy (TAN), sterile | 04.210.126 | Standalone | DE0008376 | Patients requiring fracture fixation or orthopaedic corrective surgery
Orthopaedics | Trauma - Extramedullary fixation | Plate accessories | Locking screw | Depuy Synthes | VA Locking Screw Stardrive D 2.4 mm, self-tapping, length 28 mm, Titanium Alloy (TAN) | 04.210.128 | Standalone | DE0008376 | Patients requiring fracture fixation or orthopaedic corrective surgery
Orthopaedics | Trauma - Extramedullary fixation | Plate accessories | Locking screw | Depuy Synthes | VA Locking Screw Stardrive D 2.4 mm, self-tapping, length 30 mm, Titanium Alloy (TAN) | 04.210.130 | Standalone | DE0008376 | Patients requiring fracture fixation or orthopaedic corrective surgery
Orthopaedics | Trauma - Extramedullary fixation | Plate accessories | Locking screw | Depuy Synthes | VA Locking Screw Stardrive D 2.4 mm, self-tapping, length 32 mm, Titanium Alloy (TAN) | 04.210.132 | Standalone | DE0009153 | Patients requiring fracture fixation or orthopaedic corrective surgery
Orthopaedics | Trauma - Extramedullary fixation | Plate accessories | Locking screw | Depuy Synthes | VA Locking Screw Stardrive D 2.4 mm, self-tapping, length 34 mm, Titanium Alloy (TAN) | 04.210.134 | Standalone | DE0009153 | Patients requiring fracture fixation or orthopaedic corrective surgery
Orthopaedics | Trauma - Extramedullary fixation | Plate accessories | Locking screw | Depuy Synthes | VA Locking Screw Stardrive D 2.4 mm, self-tapping, length 36 mm, Titanium Alloy (TAN) | 04.210.136 | Standalone | DE0009153 | Patients requiring fracture fixation or orthopaedic corrective surgery
Orthopaedics | Trauma - Extramedullary fixation | Plate accessories | Locking screw | Depuy Synthes | VA Locking Screw Stardrive D 2.4 mm, self-tapping, length 38 mm, Titanium Alloy (TAN) | 04.210.138 | Standalone | DE0009153 | Patients requiring fracture fixation or orthopaedic corrective surgery
Orthopaedics | Trauma - Extramedullary fixation | Plate accessories | Locking screw | Depuy Synthes | VA Locking Screw Stardrive D 2.4 mm, self-tapping, length 40 mm, Titanium Alloy (TAN) | 04.210.140 | Standalone | DE0009153 | Patients requiring fracture fixation or orthopaedic corrective surgery
Orthopaedics | Trauma - Extramedullary fixation | Locking/combination plate | Locking/combination plate - Foot/ankle | Depuy Synthes | X-Plate 2.4/2.7, VA Locking, 23.5x456.25Dm | 04.211.201 | Standalone | DE0009153 | Patients requiring fracture fixation or orthopaedic corrective surgery
Orthopaedics | Trauma - Extramedullary fixation | Locking/combination plate | Locking/combination plate - Foot/ankle | Depuy Synthes | X-Plate 2.4/2.7, VA Locking, 27x547.501Dm | 04.211.202 | Standalone | DE0009153 | Patients requiring fracture fixation or orthopaedic corrective surgery
Orthopaedics | Trauma - Extramedullary fixation | Locking/combination plate | Locking/combination plate - Foot/ankle | Depuy Synthes | X-Plate 2.4/2.7, VA Locking, 32x20mm | 04.211.203 | Standalone | DE0009153 | Patients requiring fracture fixation or orthopaedic corrective surgery
Orthopaedics | Trauma - Extramedullary fixation | Locking/combination plate | Locking/combination plate - Foot/ankle | Depuy Synthes | X-Plate 2.4/2.7, VA Locking, 36x20mm | 04.211.204 | Standalone | DE0009153 | Patients requiring fracture fixation or orthopaedic corrective surgery
Orthopaedics | Trauma - Extramedullary fixation | Locking/combination plate | Locking/combination plate - Foot/ankle | Depuy Synthes | Opening Wedge Plate 2.4/2.7, w/o Spacer | 04.211.210 | Standalone | DE0009153 | Patients requiring fracture fixation or orthopaedic corrective surgery
Orthopaedics | Trauma - Extramedullary fixation | Locking/combination plate | Locking/combination plate - Foot/ankle | Depuy Synthes | Opening Wedge Plate 2.4/2.7, Spacer 3mm | 04.211.211 | Standalone | DE0009153 | Patients requiring fracture fixation or orthopaedic corrective surgery
Orthopaedics | Trauma - Extramedullary fixation | Locking/combination plate | Locking/combination plate - Foot/ankle | Depuy Synthes | Opening Wedge Plate 2.4/2.7, Spacer 4mm | 04.211.212 | Standalone | DE0009153 | Patients requiring fracture fixation or orthopaedic corrective surgery
Orthopaedics | Trauma - Extramedullary fixation | Locking/combination plate | Locking/combination plate - Foot/ankle | Depuy Synthes | Opening Wedge Plate 2.4/2.7, Spacer 5mm | 04.211.213 | Standalone | DE0009153 | Patients requiring fracture fixation or orthopaedic corrective surgery
Orthopaedics | Trauma - Extramedullary fixation | Locking/combination plate | Locking/combination plate - Foot/ankle | Depuy Synthes | Opening Wedge Plate 2.4/2.7, Spacer 6mm | 04.211.214 | Standalone | DE0009153 | Patients requiring fracture fixation or orthopaedic corrective surgery
Orthopaedics | Trauma - Extramedullary fixation | Locking/combination plate | Locking/combination plate - Foot/ankle | Depuy Synthes | Opening Wedge Plate 2.4/2.7, Spacer 7mm | 04.211.215 | Standalone | DE0009153 | Patients requiring fracture fixation or orthopaedic corrective surgery
Orthopaedics | Trauma - Extramedullary fixation | Locking/combination plate | Locking/combination plate - Foot/ankle | Depuy Synthes | Navicular Plate 2.4/2.7, VA Locking | 04.211.220 | Standalone | DE0009153 | Patients requiring fracture fixation or orthopaedic corrective surgery
Orthopaedics | Trauma - Extramedullary fixation | Locking/combination plate | Locking/combination plate - Foot/ankle | Depuy Synthes | Cuboid Plate 2.4/2.7, VA Locking, left | 04.211.221 | Standalone | DE0009153 | Patients requiring fracture fixation or orthopaedic corrective surgery
Orthopaedics | Trauma - Extramedullary fixation | Locking/combination plate | Locking/combination plate - Foot/ankle | Depuy Synthes | Cuboid Plate 2.4/2.7, VA Locking, right | 04.211.222 | Standalone | DE0009153 | Patients requiring fracture fixation or orthopaedic corrective surgery
Orthopaedics | Trauma - Extramedullary fixation | Locking/combination plate | Locking/combination plate - Foot/ankle | Depuy Synthes | 1st MTP Fusion Pl. 2.4/2.7, L 42mm, neutral, right | 04.211.230 | Standalone | DE0009153 | Patients requiring fracture fixation or orthopaedic corrective surgery
Orthopaedics | Trauma - Extramedullary fixation | Locking/combination plate | Locking/combination plate - Foot/ankle | Depuy Synthes | 1st MTP Fusion Pl. 2.4/2.7, L 42mm, neutral, left | 04.211.231 | Standalone | DE0009153 | Patients requiring fracture fixation or orthopaedic corrective surgery
Orthopaedics | Trauma - Extramedullary fixation | Locking/combination plate | Locking/combination plate - Foot/ankle | Depuy Synthes | 1st MTP Fusion Plate 2.4/2.7, L 42mm, 5DEG, right | 04.211.232 | Standalone | DE0009153 | Patients requiring fracture fixation or orthopaedic corrective surgery
Orthopaedics | Trauma - Extramedullary fixation | Locking/combination plate | Locking/combination plate - Foot/ankle | Depuy Synthes | 1st MTP Fusion Plate 2.4/2.7, L 42mm, 5DEG, left | 04.211.233 | Standalone | DE0009153 | Patients requiring fracture fixation or orthopaedic corrective surgery
Orthopaedics | Trauma - Extramedullary fixation | Locking/combination plate | Locking/combination plate - Foot/ankle | Depuy Synthes | 1st MTP Fusion Plate 2.4/2.7, L 42mm, 10DEG, right | 04.211.234 | Standalone | DE0009153 | Patients requiring fracture fixation or orthopaedic corrective surgery
Orthopaedics | Trauma - Extramedullary fixation | Locking/combination plate | Locking/combination plate - Foot/ankle | Depuy Synthes | 1st MTP Fusion Plate 2.4/2.7, L 42mm, 10DEG, left | 04.211.235 | Standalone | DE0009153 | Patients requiring fracture fixation or orthopaedic corrective surgery
Orthopaedics | Trauma - Extramedullary fixation | Locking/combination plate | Locking/combination plate - Foot/ankle | Depuy Synthes | 1st MTP Fusion Pl. 2.4/2.7, L 52mm, neutral, right | 04.211.236 | Standalone | DE0009153 | Patients requiring fracture fixation or orthopaedic corrective surgery
Orthopaedics | Trauma - Extramedullary fixation | Locking/combination plate | Locking/combination plate - Foot/ankle | Depuy Synthes | 1st MTP Fusion Pl. 2.4/2.7, L 52mm, neutral, left | 04.211.237 | Standalone | DE0009153 | Patients requiring fracture fixation or orthopaedic corrective surgery
Orthopaedics | Trauma - Extramedullary fixation | Locking/combination plate | Locking/combination plate - Foot/ankle | Depuy Synthes | 1st MTP Fusion Plate 2.4/2.7, L 52mm, 5DEG, right | 04.211.238 | Standalone | DE0009153 | Patients requiring fracture fixation or orthopaedic corrective surgery
Orthopaedics | Trauma - Extramedullary fixation | Locking/combination plate | Locking/combination plate - Foot/ankle | Depuy Synthes | 1st MTP Fusion Plate 2.4/2.7, L 52mm, 5DEG, left | 04.211.239 | Standalone | DE0009153 | Patients requiring fracture fixation or orthopaedic corrective surgery
Orthopaedics | Trauma - Extramedullary fixation | Locking/combination plate | Locking/combination plate - Foot/ankle | Depuy Synthes | 1st MTP Fusion Plate 2.4/2.7, L 52mm, 10DEG, right | 04.211.240 | Standalone | DE0009153 | Patients requiring fracture fixation or orthopaedic corrective surgery
Orthopaedics | Trauma - Extramedullary fixation | Locking/combination plate | Locking/combination plate - Foot/ankle | Depuy Synthes | 1st MTP Fusion Plate 2.4/2.7, L 52mm, 10DEG, left | 04.211.241 | Standalone | DE0009153 | Patients requiring fracture fixation or orthopaedic corrective surgery
Orthopaedics | Trauma - Extramedullary fixation | Locking/combination plate | Locking/combination plate - Foot/ankle | Depuy Synthes | 1st MTP Fusion Plate 2.4/2.7, L 57mm, 5DEG, right | 04.211.242 | Standalone | DE0009153 | Patients requiring fracture fixation or orthopaedic corrective surgery
Orthopaedics | Trauma - Extramedullary fixation | Locking/combination plate | Locking/combination plate - Foot/ankle | Depuy Synthes | 1st MTP Fusion Plate 2.4/2.7, L 57mm, 5DEG, left | 04.211.243 | Standalone | DE0009153 | Patients requiring fracture fixation or orthopaedic corrective surgery
Orthopaedics | Trauma - Extramedullary fixation | Locking/combination plate | Locking/combination plate - Foot/ankle | Depuy Synthes | 1st MTP Fusion Pl. 2.4/2.7, L 53mm, neutral, right | 04.211.244 | Standalone | DE0009153 | Patients requiring fracture fixation or orthopaedic corrective surgery
Orthopaedics | Trauma - Extramedullary fixation | Locking/combination plate | Locking/combination plate - Foot/ankle | Depuy Synthes | 1st MTP Fusion Pl. 2.4/2.7, L 53mm, neutral, left | 04.211.245 | Standalone | DE0009153 | Patients requiring fracture fixation or orthopaedic corrective surgery
Orthopaedics | Trauma - Extramedullary fixation | Locking/combination plate | Locking/combination plate - Foot/ankle | Depuy Synthes | 1st TMT Fusion Plate 2.4/2.7, L 39mm | 04.211.246 | Standalone | DE0009153 | Patients requiring fracture fixation or orthopaedic corrective surgery
Orthopaedics | Trauma - Extramedullary fixation | Locking/combination plate | Locking/combination plate - Foot/ankle | Depuy Synthes | 1st TMT Fusion Plate 2.4/2.7, L 48mm | 04.211.247 | Standalone | DE0009153 | Patients requiring fracture fixation or orthopaedic corrective surgery
Orthopaedics | Trauma - Extramedullary fixation | Locking/combination plate | Locking/combination plate - Foot/ankle | Depuy Synthes | Cloverleaf Fusion Plate 2.4/2.7, 2 holes, L 38mm | 04.211.250 | Standalone | DE0009153 | Patients requiring fracture fixation or orthopaedic corrective surgery
Orthopaedics | Trauma - Extramedullary fixation | Locking/combination plate | Locking/combination plate - Foot/ankle | Depuy Synthes | Cloverleaf Fusion Plate 2.4/2.7, 2 holes, L 45mm | 04.211.251 | Standalone | DE0009153 | Patients requiring fracture fixation or orthopaedic corrective surgery
Orthopaedics | Trauma - Extramedullary fixation | Locking/combination plate | Locking/combination plate - Foot/ankle | Depuy Synthes | Cloverleaf Fusion Plate 2.4/2.7, 4 holes, L 64mm | 04.211.252 | Standalone | DE0009153 | Patients requiring fracture fixation or orthopaedic corrective surgery
Orthopaedics | Trauma - Extramedullary fixation | Locking/combination plate | Locking/combination plate - Foot/ankle | Depuy Synthes | T-Fusion Plate 2.4/2.7, 2 holes, L 35mm | 04.211.253 | Standalone | DE0009153 | Patients requiring fracture fixation or orthopaedic corrective surgery
Orthopaedics | Trauma - Extramedullary fixation | Locking/combination plate | Locking/combination plate - Foot/ankle | Depuy Synthes | T-Fusion Plate 2.4/2.7, 2 holes, L 42mm | 04.211.254 | Standalone | DE0009153 | Patients requiring fracture fixation or orthopaedic corrective surgery
Orthopaedics | Trauma - Extramedullary fixation | Locking/combination plate | Locking/combination plate - Foot/ankle | Depuy Synthes | T-Fusion Plate 2.4/2.7, 4 holes, L 60mm | 04.211.255 | Standalone | DE0009153 | Patients requiring fracture fixation or orthopaedic corrective surgery
Orthopaedics | Trauma - Extramedullary fixation | Locking/combination plate | Locking/combination plate - Foot/ankle | Depuy Synthes | L-Fusion Plate 2.4/2.7, 2 holes, L 37mm, right | 04.211.256 | Standalone | DE0009153 | Patients requiring fracture fixation or orthopaedic corrective surgery
Orthopaedics | Trauma - Extramedullary fixation | Locking/combination plate | Locking/combination plate - Foot/ankle | Depuy Synthes | L-Fusion Plate 2.4/2.7, 2 holes, L 37mm, left | 04.211.257 | Standalone | DE0009153 | Patients requiring fracture fixation or orthopaedic corrective surgery
Orthopaedics | Trauma - Extramedullary fixation | Locking/combination plate | Locking/combination plate - Foot/ankle | Depuy Synthes | L-Fusion Plate 2.4/2.7, 2 holes, L 44mm, right | 04.211.258 | Standalone | DE0009153 | Patients requiring fracture fixation or orthopaedic corrective surgery
Orthopaedics | Trauma - Extramedullary fixation | Locking/combination plate | Locking/combination plate - Foot/ankle | Depuy Synthes | L-Fusion Plate 2.4/2.7, 2 holes, L 44mm, left | 04.211.259 | Standalone | DE0009153 | Patients requiring fracture fixation or orthopaedic corrective surgery
Orthopaedics | Trauma - Extramedullary fixation | Locking/combination plate | Locking/combination plate - Foot/ankle | Depuy Synthes | L-Fusion Plate 2.4/2.7, 4 holes, L 62mm, right | 04.211.260 | Standalone | DE0009153 | Patients requiring fracture fixation or orthopaedic corrective surgery
Orthopaedics | Trauma - Extramedullary fixation | Locking/combination plate | Locking/combination plate - Foot/ankle | Depuy Synthes | L-Fusion Plate 2.4/2.7, 4 holes, L 62mm, left | 04.211.261 | Standalone | DE0009153 | Patients requiring fracture fixation or orthopaedic corrective surgery
Orthopaedics | Trauma - Extramedullary fixation | Locking/combination plate | Locking/combination plate - Foot/ankle | Depuy Synthes | Straight Fusion Plate 2.4/2.7, 2 holes, L 27mm | 04.211.262 | Standalone | DE0009153 | Patients requiring fracture fixation or orthopaedic corrective surgery
Orthopaedics | Trauma - Extramedullary fixation | Locking/combination plate | Locking/combination plate - Foot/ankle | Depuy Synthes | Straight Fusion Plate 2.4/2.7, 4 holes, L 40mm | 04.211.263 | Standalone | DE0009153 | Patients requiring fracture fixation or orthopaedic corrective surgery
Orthopaedics | Trauma - Extramedullary fixation | Locking/combination plate | Locking/combination plate - Foot/ankle | Depuy Synthes | T-Fusion Plate 2.4/2.7, 7 ho., L 92mm, head 3 ho. | 04.211.265 | Standalone | DE0009153 | Patients requiring fracture fixation or orthopaedic corrective surgery
Orthopaedics | Trauma - Extramedullary fixation | Locking/combination plate | Locking/combination plate - Foot/ankle | Depuy Synthes | TMT Fusion Plate 2.4/2.7, 2 holes, L 43mm | 04.211.266 | Standalone | DE0009153 | Patients requiring fracture fixation or orthopaedic corrective surgery
Orthopaedics | Trauma - Extramedullary fixation | Locking/combination plate | Locking/combination plate - Foot/ankle | Depuy Synthes | VA-Locking Calcaneal Plate 2.7, small, length 58 mm, right, Pure Titanium | 04.211.400 | Standalone | DE0017603 | Patients requiring fracture fixation or orthopaedic corrective surgery
Orthopaedics | Trauma - Extramedullary fixation | Locking/combination plate | Locking/combination plate - Foot/ankle | Depuy Synthes | VA-Locking Calcaneal Plate 2.7, small, length 58 mm, left, Pure Titanium | 04.211.401 | Standalone | DE0017603 | Patients requiring fracture fixation or orthopaedic corrective surgery
Orthopaedics | Trauma - Extramedullary fixation | Locking/combination plate | Locking/combination plate - Foot/ankle | Depuy Synthes | VA-Locking Calcaneal Plate 2.7, medium, length 64 mm, right, Pure Titanium | 04.211.402 | Standalone | DE0017603 | Patients requiring fracture fixation or orthopaedic corrective surgery
Orthopaedics | Trauma - Extramedullary fixation | Locking/combination plate | Locking/combination plate - Foot/ankle | Depuy Synthes | VA-Locking Calcaneal Plate 2.7, medium, length 64 mm, left, Pure Titanium | 04.211.403 | Standalone | DE0017603 | Patients requiring fracture fixation or orthopaedic corrective surgery
Orthopaedics | Trauma - Extramedullary fixation | Locking/combination plate | Locking/combination plate - Foot/ankle | Depuy Synthes | VA-Locking Calcaneal Plate 2.7, large, length 70 mm, right, Pure Titanium | 04.211.404 | Standalone | DE0017603 | Patients requiring fracture fixation or orthopaedic corrective surgery
Orthopaedics | Trauma - Extramedullary fixation | Locking/combination plate | Locking/combination plate - Foot/ankle | Depuy Synthes | VA-Locking Calcaneal Plate 2.7, large, length 70 mm, left, Pure Titanium | 04.211.405 | Standalone | DE0017603 | Patients requiring fracture fixation or orthopaedic corrective surgery
Orthopaedics | Trauma - Extramedullary fixation | Locking/combination plate | Locking/combination plate - Foot/ankle | Depuy Synthes | VA-Locking Calcaneal Plate 2.7, medium, right Pure Ti | 04.211.406 | Standalone | DE0017603 | Patients requiring fracture fixation or orthopaedic corrective surgery
Orthopaedics | Trauma - Extramedullary fixation | Locking/combination plate | Locking/combination plate - Foot/ankle | Depuy Synthes | VA-Locking Calcaneal Plate 2.7, medium, left Pure Ti | 04.211.407 | Standalone | DE0017603 | Patients requiring fracture fixation or orthopaedic corrective surgery
Orthopaedics | Trauma - Extramedullary fixation | Locking/combination plate | Locking/combination plate - Foot/ankle | Depuy Synthes | VA-Locking Calcaneal Plate 2.7, large, right Pure Ti | 04.211.408 | Standalone | DE0017603 | Patients requiring fracture fixation or orthopaedic corrective surgery
Orthopaedics | Trauma - Extramedullary fixation | Locking/combination plate | Locking/combination plate - Foot/ankle | Depuy Synthes | VA-Locking Calcaneal Plate 2.7, large, left Pure Ti | 04.211.409 | Standalone | DE0017603 | Patients requiring fracture fixation or orthopaedic corrective surgery
Orthopaedics | Trauma - Extramedullary fixation | Locking/combination plate | Locking/combination plate - Foot/ankle | Depuy Synthes | VA-Locking Anterolateral Calcaneal Plate 2.7, short, L 40mm right Titanium | 04.211.410 | Standalone | DE0017603 | Patients requiring fracture fixation or orthopaedic corrective surgery
Orthopaedics | Trauma - Extramedullary fixation | Locking/combination plate | Locking/combination plate - Foot/ankle | Depuy Synthes | VA-Locking Anterolateral Calcaneal Plate 2.7, short, L 40mm left Titanium | 04.211.411 | Standalone | DE0017603 | Patients requiring fracture fixation or orthopaedic corrective surgery
Orthopaedics | Trauma - Extramedullary fixation | Locking/combination plate | Locking/combination plate - Foot/ankle | Depuy Synthes | VA-Locking Anterolateral Calcaneal Plate 2.7, long, L 56mm, right Titanium | 04.211.412 | Standalone | DE0017603 | Patients requiring fracture fixation or orthopaedic corrective surgery
Orthopaedics | Trauma - Extramedullary fixation | Locking/combination plate | Locking/combination plate - Foot/ankle | Depuy Synthes | VA-Locking Anterolateral Calcaneal Plate 2.7, long, L 56mm, left Titanium | 04.211.413 | Standalone | DE0017603 | Patients requiring fracture fixation or orthopaedic corrective surgery
Orthopaedics | Trauma - Extramedullary fixation | Plate accessories | Non-locking screw | Depuy Synthes | Cortex Screw Stardrive D 1.5 mm, self-tapping, length 4 mm, Titanium Alloy (TAN) | 04.214.104 | Standalone | DE0018775 | Patients requiring fracture fixation or orthopaedic corrective surgery
Orthopaedics | Trauma - Extramedullary fixation | Plate accessories | Non-locking screw | Depuy Synthes | Cortex Screw Stardrive D 1.5 mm, self-tapping, length 5 mm, Titanium Alloy (TAN) | 04.214.105 | Standalone | DE0018775 | Patients requiring fracture fixation or orthopaedic corrective surgery
Orthopaedics | Trauma - Extramedullary fixation | Plate accessories | Cerclage positioning pin/Cerclage button | Depuy Synthes | Cerclage Eye f/Screws D 4.5mm Pure Ti | 04.221.003.05 | Package | DE0008376 | Patients requiring fracture fixation or orthopaedic corrective surgery
Orthopaedics | Trauma - Extramedullary fixation | Plate accessories | Locking screw | Depuy Synthes | Locking Screw D 5.0mm, self-tapp., L 8mm | 04.221.458 | Standalone | DE0007006 | Patients requiring fracture fixation or orthopaedic corrective surgery
Orthopaedics | Trauma - Extramedullary fixation | Plate accessories | Locking screw | Depuy Synthes | Locking Screw D 5.0mm, self-tapp., L 10mm | 04.221.460 | Standalone | DE0007006 | Patients requiring fracture fixation or orthopaedic corrective surgery
Orthopaedics | Trauma - Extramedullary fixation | Plate accessories | Locking screw | Depuy Synthes | Locking Screw D 5.0mm, self-tapp., L 12mm | 04.221.462 | Standalone | DE0007006 | Patients requiring fracture fixation or orthopaedic corrective surgery
Orthopaedics | Trauma - Extramedullary fixation | Plate accessories | Locking screw | Depuy Synthes | Locking Screw D 5.0mm, self-tapping, L 8mm TAN | 04.221.508 | Standalone | DE0007006 | Patients requiring fracture fixation or orthopaedic corrective surgery
Orthopaedics | Trauma - Extramedullary fixation | Plate accessories | Locking screw | Depuy Synthes | Locking Screw D 5.0mm, self-tapping, L 10mm TAN | 04.221.510 | Standalone | DE0007006 | Patients requiring fracture fixation or orthopaedic corrective surgery
Orthopaedics | Trauma - Extramedullary fixation | Plate accessories | Locking screw | Depuy Synthes | Locking Screw D 5.0mm, self-tapping, L 12mm TAN | 04.221.512 | Standalone | DE0010331 | Patients requiring fracture fixation or orthopaedic corrective surgery
Orthopaedics | Trauma - Extramedullary fixation | Plate accessories | Locking screw | Depuy Synthes | Locking Screw Stardrive D 5.0mm, L 14mm TAN | 04.221.514 | Standalone | DE0010331 | Patients requiring fracture fixation or orthopaedic corrective surgery
Orthopaedics | Trauma - Extramedullary fixation | Plate accessories | Locking screw | Depuy Synthes | Locking Screw Stardrive D 5.0mm, L 18mm | 04.221.518 | Standalone | DE0010331 | Patients requiring fracture fixation or orthopaedic corrective surgery
Orthopaedics | Trauma - Extramedullary fixation | Fixation screw | Twist-off screw | Depuy Synthes | Q Insertion Screw D 2.0 mm, length 11 mm, Titanium | 04.228.511 | Standalone | DE0507892 | Patients requiring fracture fixation or orthopaedic corrective surgery
Orthopaedics | Trauma - Extramedullary fixation | Fixation screw | Twist-off screw | Depuy Synthes | Q Insertion Screw D 2.0 mm, length 12 mm, Titanium | 04.228.512 | Standalone | DE0507892 | Patients requiring fracture fixation or orthopaedic corrective surgery
Orthopaedics | Trauma - Extramedullary fixation | Fixation screw | Twist-off screw | Depuy Synthes | Q Insertion Screw D 2.0 mm, length 13 mm, Titanium | 04.228.513 | Standalone | DE0507892 | Patients requiring fracture fixation or orthopaedic corrective surgery
Orthopaedics | Trauma - Extramedullary fixation | Fixation screw | Twist-off screw | Depuy Synthes | Q Insertion Screw D 2.0 mm, length 14 mm, Titanium | 04.228.514 | Standalone | DE0507892 | Patients requiring fracture fixation or orthopaedic corrective surgery
Orthopaedics | Trauma - Extramedullary fixation | Fixation screw | Twist-off screw | Depuy Synthes | Q Insertion Screw D 2.0 mm, length 15 mm, Titanium | 04.228.515 | Standalone | DE0507892 | Patients requiring fracture fixation or orthopaedic corrective surgery
Orthopaedics | Trauma - Extramedullary fixation | Fixation screw | Twist-off screw | Depuy Synthes | Q Insertion Screw D 2.0 mm, length 16 mm, Titanium | 04.228.516 | Standalone | DE0507892 | Patients requiring fracture fixation or orthopaedic corrective surgery
Orthopaedics | Trauma - Extramedullary fixation | Fixation screw | Twist-off screw | Depuy Synthes | Q Insertion Screw D 2.0 mm, length 17 mm, Titanium | 04.228.517 | Standalone | DE0507892 | Patients requiring fracture fixation or orthopaedic corrective surgery
Orthopaedics | Trauma - Extramedullary fixation | Fixation screw | Twist-off screw | Depuy Synthes | Q Insertion Screw D 2.0 mm, length 18 mm, Titanium | 04.228.518 | Standalone | DE0507892 | Patients requiring fracture fixation or orthopaedic corrective surgery
Orthopaedics | Trauma - Extramedullary fixation | Locking/combination plate | Locking/combination plate - Femur | Depuy Synthes | Plate, f/ Femoral Neck System 2 holes | 04.268.000S | Standalone | DE0502416 | Patients requiring fracture fixation or orthopaedic corrective surgery
Orthopaedics | Trauma - Extramedullary fixation | Fixation screw | Headless compression screw | Depuy Synthes | 2.0MM TI CANN COMPRESSION HEADLESS SCREW- ST- 10MM | 04.333.010 | Standalone | DE0506738 | Patients requiring fracture fixation or orthopaedic corrective surgery
Orthopaedics | Trauma - Extramedullary fixation | Fixation screw | Headless compression screw | Depuy Synthes | 2.0MM TI CANN COMPRESSION HEADLESS SCREW- ST- 12MM | 04.333.012 | Standalone | DE0506738 | Patients requiring fracture fixation or orthopaedic corrective surgery
Orthopaedics | Trauma - Extramedullary fixation | Fixation screw | Headless compression screw | Depuy Synthes | 2.0MM TI CANN COMPRESSION HEADLESS SCREW- ST- 14MM | 04.333.014 | Standalone | DE0506738 | Patients requiring fracture fixation or orthopaedic corrective surgery
Orthopaedics | Trauma - Extramedullary fixation | Fixation screw | Headless compression screw | Depuy Synthes | 2.0MM TI CANN COMPRESSION HEADLESS SCREW- ST- 16MM | 04.333.016 | Standalone | DE0506738 | Patients requiring fracture fixation or orthopaedic corrective surgery
Orthopaedics | Trauma - Extramedullary fixation | Fixation screw | Headless compression screw | Depuy Synthes | 2.0MM TI CANN COMPRESSION HEADLESS SCREW- ST- 18MM | 04.333.018 | Standalone | DE0506738 | Patients requiring fracture fixation or orthopaedic corrective surgery
Orthopaedics | Trauma - Extramedullary fixation | Fixation screw | Headless compression screw | Depuy Synthes | 2.0MM TI CANN COMPRESSION HEADLESS SCREW- ST- 20MM | 04.333.020 | Standalone | DE0506738 | Patients requiring fracture fixation or orthopaedic corrective surgery
Orthopaedics | Trauma - Extramedullary fixation | Fixation screw | Headless compression screw | Depuy Synthes | 2.0MM TI CANN COMPRESSION HEADLESS SCREW- ST- 22MM | 04.333.022 | Standalone | DE0506738 | Patients requiring fracture fixation or orthopaedic corrective surgery
Orthopaedics | Trauma - Extramedullary fixation | Fixation screw | Headless compression screw | Depuy Synthes | 2.0MM TI CANN COMPRESSION HEADLESS SCREW- ST- 24MM | 04.333.024 | Standalone | DE0506738 | Patients requiring fracture fixation or orthopaedic corrective surgery
Orthopaedics | Trauma - Extramedullary fixation | Fixation screw | Headless compression screw | Depuy Synthes | 2.0MM TI CANN COMPRESSION HEADLESS SCREW- ST- 26MM | 04.333.026 | Standalone | DE0506738 | Patients requiring fracture fixation or orthopaedic corrective surgery
Orthopaedics | Trauma - Extramedullary fixation | Fixation screw | Headless compression screw | Depuy Synthes | 2.0MM TI CANN COMPRESSION HEADLESS SCREW- ST- 28MM | 04.333.028 | Standalone | DE0506738 | Patients requiring fracture fixation or orthopaedic corrective surgery
Orthopaedics | Trauma - Extramedullary fixation | Fixation screw | Headless compression screw | Depuy Synthes | 2.0MM TI CANN COMPRESSION HEADLESS SCREW- ST- 30MM | 04.333.030 | Standalone | DE0506738 | Patients requiring fracture fixation or orthopaedic corrective surgery
Orthopaedics | Trauma - Extramedullary fixation | Fixation screw | Headless compression screw | Depuy Synthes | 2.5MM TI CANN COMPRESSION HEADLESS SCREW- ST- 10MM | 04.333.110 | Standalone | DE0506738 | Patients requiring fracture fixation or orthopaedic corrective surgery
Orthopaedics | Trauma - Extramedullary fixation | Fixation screw | Headless compression screw | Depuy Synthes | 2.5MM TI CANN COMPRESSION HEADLESS SCREW- ST- 12MM | 04.333.112 | Standalone | DE0506738 | Patients requiring fracture fixation or orthopaedic corrective surgery
Orthopaedics | Trauma - Extramedullary fixation | Fixation screw | Headless compression screw | Depuy Synthes | 2.5MM TI CANN COMPRESSION HEADLESS SCREW- ST- 14MM | 04.333.114 | Standalone | DE0506738 | Patients requiring fracture fixation or orthopaedic corrective surgery
Orthopaedics | Trauma - Extramedullary fixation | Fixation screw | Headless compression screw | Depuy Synthes | 2.5MM TI CANN COMPRESSION HEADLESS SCREW- ST- 16MM | 04.333.116 | Standalone | DE0506738 | Patients requiring fracture fixation or orthopaedic corrective surgery
Orthopaedics | Trauma - Extramedullary fixation | Fixation screw | Headless compression screw | Depuy Synthes | 2.5MM TI CANN COMPRESSION HEADLESS SCREW- ST- 18MM | 04.333.118 | Standalone | DE0506738 | Patients requiring fracture fixation or orthopaedic corrective surgery
Orthopaedics | Trauma - Extramedullary fixation | Fixation screw | Headless compression screw | Depuy Synthes | 2.5MM TI CANN COMPRESSION HEADLESS SCREW- ST- 20MM | 04.333.120 | Standalone | DE0506738 | Patients requiring fracture fixation or orthopaedic corrective surgery
Orthopaedics | Trauma - Extramedullary fixation | Fixation screw | Headless compression screw | Depuy Synthes | 2.5MM TI CANN COMPRESSION HEADLESS SCREW- ST- 22MM | 04.333.122 | Standalone | DE0506738 | Patients requiring fracture fixation or orthopaedic corrective surgery
Orthopaedics | Trauma - Extramedullary fixation | Fixation screw | Headless compression screw | Depuy Synthes | 2.5MM TI CANN COMPRESSION HEADLESS SCREW- ST- 24MM | 04.333.124 | Standalone | DE0506738 | Patients requiring fracture fixation or orthopaedic corrective surgery
Orthopaedics | Trauma - Extramedullary fixation | Fixation screw | Headless compression screw | Depuy Synthes | 2.5MM TI CANN COMPRESSION HEADLESS SCREW- ST- 26MM | 04.333.126 | Standalone | DE0506738 | Patients requiring fracture fixation or orthopaedic corrective surgery
Orthopaedics | Trauma - Extramedullary fixation | Fixation screw | Headless compression screw | Depuy Synthes | 2.5MM TI CANN COMPRESSION HEADLESS SCREW- ST- 28MM | 04.333.128 | Standalone | DE0506738 | Patients requiring fracture fixation or orthopaedic corrective surgery
Orthopaedics | Trauma - Extramedullary fixation | Fixation screw | Headless compression screw | Depuy Synthes | 2.5MM TI CANN COMPRESSION HEADLESS SCREW- ST- 30MM | 04.333.130 | Standalone | DE0506738 | Patients requiring fracture fixation or orthopaedic corrective surgery
Orthopaedics | Trauma - Extramedullary fixation | Fixation screw | Headless compression screw | Depuy Synthes | 2.5MM TI CANN COMPRESSION HEADLESS SCREW- ST- 32MM | 04.333.132 | Standalone | DE0506738 | Patients requiring fracture fixation or orthopaedic corrective surgery
Orthopaedics | Trauma - Extramedullary fixation | Fixation screw | Headless compression screw | Depuy Synthes | 2.5MM TI CANN COMPRESSION HEADLESS SCREW- ST- 34MM | 04.333.134 | Standalone | DE0506738 | Patients requiring fracture fixation or orthopaedic corrective surgery
Orthopaedics | Trauma - Extramedullary fixation | Fixation screw | Headless compression screw | Depuy Synthes | 2.5MM TI CANN COMPRESSION HEADLESS SCREW- ST- 36MM | 04.333.136 | Standalone | DE0506738 | Patients requiring fracture fixation or orthopaedic corrective surgery
Orthopaedics | Trauma - Extramedullary fixation | Fixation screw | Headless compression screw | Depuy Synthes | 2.5MM TI CANN COMPRESSION HEADLESS SCREW- ST- 38MM | 04.333.138 | Standalone | DE0506738 | Patients requiring fracture fixation or orthopaedic corrective surgery
Orthopaedics | Trauma - Extramedullary fixation | Fixation screw | Headless compression screw | Depuy Synthes | 2.5MM TI CANN COMPRESSION HEADLESS SCREW- ST- 40MM | 04.333.140 | Standalone | DE0506738 | Patients requiring fracture fixation or orthopaedic corrective surgery
Orthopaedics | Trauma - Extramedullary fixation | Fixation screw | Headless compression screw | Depuy Synthes | 3.0MM TI CANN COMPRESSION HEADLESS SCREW- ST- 10MM | 04.333.210 | Standalone | DE0506738 | Patients requiring fracture fixation or orthopaedic corrective surgery
Orthopaedics | Trauma - Extramedullary fixation | Fixation screw | Headless compression screw | Depuy Synthes | 3.0MM TI CANN COMPRESSION HEADLESS SCREW- ST- 12MM | 04.333.212 | Standalone | DE0506738 | Patients requiring fracture fixation or orthopaedic corrective surgery
Orthopaedics | Trauma - Extramedullary fixation | Fixation screw | Headless compression screw | Depuy Synthes | 3.0MM TI CANN COMPRESSION HEADLESS SCREW- ST- 14MM | 04.333.214 | Standalone | DE0506738 | Patients requiring fracture fixation or orthopaedic corrective surgery
Orthopaedics | Trauma - Extramedullary fixation | Fixation screw | Headless compression screw | Depuy Synthes | 3.0MM TI CANN COMPRESSION HEADLESS SCREW- ST- 16MM | 04.333.216 | Standalone | DE0506738 | Patients requiring fracture fixation or orthopaedic corrective surgery
Orthopaedics | Trauma - Extramedullary fixation | Fixation screw | Headless compression screw | Depuy Synthes | 3.0MM TI CANN COMPRESSION HEADLESS SCREW- ST- 18MM | 04.333.218 | Standalone | DE0506738 | Patients requiring fracture fixation or orthopaedic corrective surgery
Orthopaedics | Trauma - Extramedullary fixation | Fixation screw | Headless compression screw | Depuy Synthes | 3.0MM TI CANN COMPRESSION HEADLESS SCREW- ST- 20MM | 04.333.220 | Standalone | DE0506738 | Patients requiring fracture fixation or orthopaedic corrective surgery
Orthopaedics | Trauma - Extramedullary fixation | Fixation screw | Headless compression screw | Depuy Synthes | 3.0MM TI CANN COMPRESSION HEADLESS SCREW- ST- 22MM | 04.333.222 | Standalone | DE0506738 | Patients requiring fracture fixation or orthopaedic corrective surgery
Orthopaedics | Trauma - Extramedullary fixation | Fixation screw | Headless compression screw | Depuy Synthes | 3.0MM TI CANN COMPRESSION HEADLESS SCREW- ST- 24MM | 04.333.224 | Standalone | DE0506738 | Patients requiring fracture fixation or orthopaedic corrective surgery
Orthopaedics | Trauma - Extramedullary fixation | Fixation screw | Headless compression screw | Depuy Synthes | 3.0MM TI CANN COMPRESSION HEADLESS SCREW- ST- 26MM | 04.333.226 | Standalone | DE0506738 | Patients requiring fracture fixation or orthopaedic corrective surgery
Orthopaedics | Trauma - Extramedullary fixation | Fixation screw | Headless compression screw | Depuy Synthes | 3.0MM TI CANN COMPRESSION HEADLESS SCREW- ST- 28MM | 04.333.228 | Standalone | DE0506738 | Patients requiring fracture fixation or orthopaedic corrective surgery
Orthopaedics | Trauma - Extramedullary fixation | Fixation screw | Headless compression screw | Depuy Synthes | 3.0MM TI CANN COMPRESSION HEADLESS SCREW- ST- 30MM | 04.333.230 | Standalone | DE0506738 | Patients requiring fracture fixation or orthopaedic corrective surgery
Orthopaedics | Trauma - Extramedullary fixation | Fixation screw | Headless compression screw | Depuy Synthes | 3.0MM TI CANN COMPRESSION HEADLESS SCREW- ST- 32MM | 04.333.232 | Standalone | DE0506738 | Patients requiring fracture fixation or orthopaedic corrective surgery
Orthopaedics | Trauma - Extramedullary fixation | Fixation screw | Headless compression screw | Depuy Synthes | 3.0MM TI CANN COMPRESSION HEADLESS SCREW- ST- 34MM | 04.333.234 | Standalone | DE0506738 | Patients requiring fracture fixation or orthopaedic corrective surgery
Orthopaedics | Trauma - Extramedullary fixation | Fixation screw | Headless compression screw | Depuy Synthes | 3.0MM TI CANN COMPRESSION HEADLESS SCREW- ST- 36MM | 04.333.236 | Standalone | DE0506738 | Patients requiring fracture fixation or orthopaedic corrective surgery
Orthopaedics | Trauma - Extramedullary fixation | Fixation screw | Headless compression screw | Depuy Synthes | 3.0MM TI CANN COMPRESSION HEADLESS SCREW- ST- 38MM | 04.333.238 | Standalone | DE0506738 | Patients requiring fracture fixation or orthopaedic corrective surgery
Orthopaedics | Trauma - Extramedullary fixation | Fixation screw | Headless compression screw | Depuy Synthes | 3.0MM TI CANN COMPRESSION HEADLESS SCREW- ST- 40MM | 04.333.240 | Standalone | DE0506738 | Patients requiring fracture fixation or orthopaedic corrective surgery
Orthopaedics | Trauma - Extramedullary fixation | Fixation screw | Headless compression screw | Depuy Synthes | 3.5MM TI CANN COMPRESSION HEADLESS SCREW- ST- 14MM | 04.333.314 | Standalone | DE0506738 | Patients requiring fracture fixation or orthopaedic corrective surgery
Orthopaedics | Trauma - Extramedullary fixation | Fixation screw | Headless compression screw | Depuy Synthes | 3.5MM TI CANN COMPRESSION HEADLESS SCREW- ST- 16MM | 04.333.316 | Standalone | DE0506738 | Patients requiring fracture fixation or orthopaedic corrective surgery
Orthopaedics | Trauma - Extramedullary fixation | Fixation screw | Headless compression screw | Depuy Synthes | 3.5MM TI CANN COMPRESSION HEADLESS SCREW- ST- 18MM | 04.333.318 | Standalone | DE0506738 | Patients requiring fracture fixation or orthopaedic corrective surgery
Orthopaedics | Trauma - Extramedullary fixation | Fixation screw | Headless compression screw | Depuy Synthes | 3.5MM TI CANN COMPRESSION HEADLESS SCREW- ST- 20MM | 04.333.320 | Standalone | DE0506738 | Patients requiring fracture fixation or orthopaedic corrective surgery
Orthopaedics | Trauma - Extramedullary fixation | Fixation screw | Headless compression screw | Depuy Synthes | 3.5MM TI CANN COMPRESSION HEADLESS SCREW- ST- 22MM | 04.333.322 | Standalone | DE0506738 | Patients requiring fracture fixation or orthopaedic corrective surgery
Orthopaedics | Trauma - Extramedullary fixation | Fixation screw | Headless compression screw | Depuy Synthes | 3.5MM TI CANN COMPRESSION HEADLESS SCREW- ST- 24MM | 04.333.324 | Standalone | DE0506738 | Patients requiring fracture fixation or orthopaedic corrective surgery
Orthopaedics | Trauma - Extramedullary fixation | Fixation screw | Headless compression screw | Depuy Synthes | 3.5MM TI CANN COMPRESSION HEADLESS SCREW- ST- 26MM | 04.333.326 | Standalone | DE0506738 | Patients requiring fracture fixation or orthopaedic corrective surgery
Orthopaedics | Trauma - Extramedullary fixation | Fixation screw | Headless compression screw | Depuy Synthes | 3.5MM TI CANN COMPRESSION HEADLESS SCREW- ST- 28MM | 04.333.328 | Standalone | DE0506738 | Patients requiring fracture fixation or orthopaedic corrective surgery
Orthopaedics | Trauma - Extramedullary fixation | Fixation screw | Headless compression screw | Depuy Synthes | 3.5MM TI CANN COMPRESSION HEADLESS SCREW- ST- 30MM | 04.333.330 | Standalone | DE0506738 | Patients requiring fracture fixation or orthopaedic corrective surgery
Orthopaedics | Trauma - Extramedullary fixation | Fixation screw | Headless compression screw | Depuy Synthes | 3.5MM TI CANN COMPRESSION HEADLESS SCREW- ST- 32MM | 04.333.332 | Standalone | DE0506738 | Patients requiring fracture fixation or orthopaedic corrective surgery
Orthopaedics | Trauma - Extramedullary fixation | Fixation screw | Headless compression screw | Depuy Synthes | 3.5MM TI CANN COMPRESSION HEADLESS SCREW- ST- 34MM | 04.333.334 | Standalone | DE0506738 | Patients requiring fracture fixation or orthopaedic corrective surgery
Orthopaedics | Trauma - Extramedullary fixation | Fixation screw | Headless compression screw | Depuy Synthes | 3.5MM TI CANN COMPRESSION HEADLESS SCREW- ST- 36MM | 04.333.336 | Standalone | DE0506738 | Patients requiring fracture fixation or orthopaedic corrective surgery
Orthopaedics | Trauma - Extramedullary fixation | Fixation screw | Headless compression screw | Depuy Synthes | 3.5MM TI CANN COMPRESSION HEADLESS SCREW- ST- 38MM | 04.333.338 | Standalone | DE0506738 | Patients requiring fracture fixation or orthopaedic corrective surgery
Orthopaedics | Trauma - Extramedullary fixation | Fixation screw | Headless compression screw | Depuy Synthes | 3.5MM TI CANN COMPRESSION HEADLESS SCREW- ST- 40MM | 04.333.340 | Standalone | DE0506738 | Patients requiring fracture fixation or orthopaedic corrective surgery
Orthopaedics | Trauma - Extramedullary fixation | Fixation screw | Headless compression screw | Depuy Synthes | 3.5MM TI CANN COMPRESSION HEADLESS SCREW- ST- 42MM | 04.333.342 | Standalone | DE0506738 | Patients requiring fracture fixation or orthopaedic corrective surgery
Orthopaedics | Trauma - Extramedullary fixation | Fixation screw | Headless compression screw | Depuy Synthes | 3.5MM TI CANN COMPRESSION HEADLESS SCREW- ST- 44MM | 04.333.344 | Standalone | DE0506738 | Patients requiring fracture fixation or orthopaedic corrective surgery
Orthopaedics | Trauma - Extramedullary fixation | Fixation screw | Headless compression screw | Depuy Synthes | 3.5MM TI CANN COMPRESSION HEADLESS SCREW- ST- 46MM | 04.333.346 | Standalone | DE0506738 | Patients requiring fracture fixation or orthopaedic corrective surgery
Orthopaedics | Trauma - Extramedullary fixation | Fixation screw | Headless compression screw | Depuy Synthes | 3.5MM TI CANN COMPRESSION HEADLESS SCREW- ST- 48MM | 04.333.348 | Standalone | DE0506738 | Patients requiring fracture fixation or orthopaedic corrective surgery
Orthopaedics | Trauma - Extramedullary fixation | Fixation screw | Headless compression screw | Depuy Synthes | 3.5MM TI CANN COMPRESSION HEADLESS SCREW- ST- 50MM | 04.333.350 | Standalone | DE0506738 | Patients requiring fracture fixation or orthopaedic corrective surgery
Orthopaedics | Trauma - Extramedullary fixation | Fixation screw | Headless compression screw | Depuy Synthes | 4.0MM TI CANN COMPRESSION HEADLESS SCREW- ST- 14MM | 04.333.414 | Standalone | DE0506738 | Patients requiring fracture fixation or orthopaedic corrective surgery
Orthopaedics | Trauma - Extramedullary fixation | Fixation screw | Headless compression screw | Depuy Synthes | 4.0MM TI CANN COMPRESSION HEADLESS SCREW- ST- 16MM | 04.333.416 | Standalone | DE0506738 | Patients requiring fracture fixation or orthopaedic corrective surgery
Orthopaedics | Trauma - Extramedullary fixation | Fixation screw | Headless compression screw | Depuy Synthes | 4.0MM TI CANN COMPRESSION HEADLESS SCREW- ST- 18MM | 04.333.418 | Standalone | DE0506738 | Patients requiring fracture fixation or orthopaedic corrective surgery
Orthopaedics | Trauma - Extramedullary fixation | Fixation screw | Headless compression screw | Depuy Synthes | 4.0MM TI CANN COMPRESSION HEADLESS SCREW- ST- 20MM | 04.333.420 | Standalone | DE0506738 | Patients requiring fracture fixation or orthopaedic corrective surgery
Orthopaedics | Trauma - Extramedullary fixation | Fixation screw | Headless compression screw | Depuy Synthes | 4.0MM TI CANN COMPRESSION HEADLESS SCREW- ST- 22MM | 04.333.422 | Standalone | DE0506738 | Patients requiring fracture fixation or orthopaedic corrective surgery
Orthopaedics | Trauma - Extramedullary fixation | Fixation screw | Headless compression screw | Depuy Synthes | 4.0MM TI CANN COMPRESSION HEADLESS SCREW- ST- 24MM | 04.333.424 | Standalone | DE0506738 | Patients requiring fracture fixation or orthopaedic corrective surgery
Orthopaedics | Trauma - Extramedullary fixation | Fixation screw | Headless compression screw | Depuy Synthes | 4.0MM TI CANN COMPRESSION HEADLESS SCREW- ST- 26MM | 04.333.426 | Standalone | DE0506738 | Patients requiring fracture fixation or orthopaedic corrective surgery
Orthopaedics | Trauma - Extramedullary fixation | Fixation screw | Headless compression screw | Depuy Synthes | 4.0MM TI CANN COMPRESSION HEADLESS SCREW- ST- 28MM | 04.333.428 | Standalone | DE0506738 | Patients requiring fracture fixation or orthopaedic corrective surgery
Orthopaedics | Trauma - Extramedullary fixation | Fixation screw | Headless compression screw | Depuy Synthes | 4.0MM TI CANN COMPRESSION HEADLESS SCREW- ST- 30MM | 04.333.430 | Standalone | DE0506738 | Patients requiring fracture fixation or orthopaedic corrective surgery
Orthopaedics | Trauma - Extramedullary fixation | Fixation screw | Headless compression screw | Depuy Synthes | 4.0MM TI CANN COMPRESSION HEADLESS SCREW- ST- 32MM | 04.333.432 | Standalone | DE0506738 | Patients requiring fracture fixation or orthopaedic corrective surgery
Orthopaedics | Trauma - Extramedullary fixation | Fixation screw | Headless compression screw | Depuy Synthes | 4.0MM TI CANN COMPRESSION HEADLESS SCREW- ST- 34MM | 04.333.434 | Standalone | DE0506738 | Patients requiring fracture fixation or orthopaedic corrective surgery
Orthopaedics | Trauma - Extramedullary fixation | Fixation screw | Headless compression screw | Depuy Synthes | 4.0MM TI CANN COMPRESSION HEADLESS SCREW- ST- 36MM | 04.333.436 | Standalone | DE0506738 | Patients requiring fracture fixation or orthopaedic corrective surgery
Orthopaedics | Trauma - Extramedullary fixation | Fixation screw | Headless compression screw | Depuy Synthes | 4.0MM TI CANN COMPRESSION HEADLESS SCREW- ST- 38MM | 04.333.438 | Standalone | DE0506738 | Patients requiring fracture fixation or orthopaedic corrective surgery
Orthopaedics | Trauma - Extramedullary fixation | Fixation screw | Headless compression screw | Depuy Synthes | 4.0MM TI CANN COMPRESSION HEADLESS SCREW- ST- 40MM | 04.333.440 | Standalone | DE0506738 | Patients requiring fracture fixation or orthopaedic corrective surgery
Orthopaedics | Trauma - Extramedullary fixation | Fixation screw | Headless compression screw | Depuy Synthes | 4.0MM TI CANN COMPRESSION HEADLESS SCREW- ST- 42MM | 04.333.442 | Standalone | DE0506738 | Patients requiring fracture fixation or orthopaedic corrective surgery
Orthopaedics | Trauma - Extramedullary fixation | Fixation screw | Headless compression screw | Depuy Synthes | 4.0MM TI CANN COMPRESSION HEADLESS SCREW- ST- 44MM | 04.333.444 | Standalone | DE0506738 | Patients requiring fracture fixation or orthopaedic corrective surgery
Orthopaedics | Trauma - Extramedullary fixation | Fixation screw | Headless compression screw | Depuy Synthes | 4.0MM TI CANN COMPRESSION HEADLESS SCREW- ST- 46MM | 04.333.446 | Standalone | DE0506738 | Patients requiring fracture fixation or orthopaedic corrective surgery
Orthopaedics | Trauma - Extramedullary fixation | Fixation screw | Headless compression screw | Depuy Synthes | 4.0MM TI CANN COMPRESSION HEADLESS SCREW- ST- 48MM | 04.333.448 | Standalone | DE0506738 | Patients requiring fracture fixation or orthopaedic corrective surgery
Orthopaedics | Trauma - Extramedullary fixation | Fixation screw | Headless compression screw | Depuy Synthes | 4.0MM TI CANN COMPRESSION HEADLESS SCREW- ST- 50MM | 04.333.450 | Standalone | DE0506738 | Patients requiring fracture fixation or orthopaedic corrective surgery
Orthopaedics | Trauma - Extramedullary fixation | Fixation screw | Headless compression screw | Depuy Synthes | 4.0MM TI CANN COMPRESSION HEADLESS SCREW- ST- 52MM | 04.333.452 | Standalone | DE0506738 | Patients requiring fracture fixation or orthopaedic corrective surgery
Orthopaedics | Trauma - Extramedullary fixation | Fixation screw | Headless compression screw | Depuy Synthes | 4.0MM TI CANN COMPRESSION HEADLESS SCREW- ST- 54MM | 04.333.454 | Standalone | DE0506738 | Patients requiring fracture fixation or orthopaedic corrective surgery
Orthopaedics | Trauma - Extramedullary fixation | Fixation screw | Headless compression screw | Depuy Synthes | 4.0MM TI CANN COMPRESSION HEADLESS SCREW- ST- 56MM | 04.333.456 | Standalone | DE0506738 | Patients requiring fracture fixation or orthopaedic corrective surgery
Orthopaedics | Trauma - Extramedullary fixation | Fixation screw | Headless compression screw | Depuy Synthes | 4.0MM TI CANN COMPRESSION HEADLESS SCREW- ST- 58MM | 04.333.458 | Standalone | DE0506738 | Patients requiring fracture fixation or orthopaedic corrective surgery
Orthopaedics | Trauma - Extramedullary fixation | Fixation screw | Headless compression screw | Depuy Synthes | 4.0MM TI CANN COMPRESSION HEADLESS SCREW- ST- 60MM | 04.333.460 | Standalone | DE0506738 | Patients requiring fracture fixation or orthopaedic corrective surgery
Orthopaedics | Trauma - Extramedullary fixation | Fixation screw | Headless compression screw | Depuy Synthes | 2.0MM TI CANN COMPRESSION HEADLESS SCREW- LT- 20MM | 04.334.020 | Standalone | DE0506738 | Patients requiring fracture fixation or orthopaedic corrective surgery
Orthopaedics | Trauma - Extramedullary fixation | Fixation screw | Headless compression screw | Depuy Synthes | 2.0MM TI CANN COMPRESSION HEADLESS SCREW- LT- 22MM | 04.334.022 | Standalone | DE0506738 | Patients requiring fracture fixation or orthopaedic corrective surgery
Orthopaedics | Trauma - Extramedullary fixation | Fixation screw | Headless compression screw | Depuy Synthes | 2.0MM TI CANN COMPRESSION HEADLESS SCREW- LT- 24MM | 04.334.024 | Standalone | DE0506738 | Patients requiring fracture fixation or orthopaedic corrective surgery
Orthopaedics | Trauma - Extramedullary fixation | Fixation screw | Headless compression screw | Depuy Synthes | 2.0MM TI CANN COMPRESSION HEADLESS SCREW- LT- 26M | 04.334.026 | Standalone | DE0506738 | Patients requiring fracture fixation or orthopaedic corrective surgery
Orthopaedics | Trauma - Extramedullary fixation | Fixation screw | Headless compression screw | Depuy Synthes | 2.0MM TI CANN COMPRESSION HEADLESS SCREW- LT- 28MM | 04.334.028 | Standalone | DE0506738 | Patients requiring fracture fixation or orthopaedic corrective surgery
Orthopaedics | Trauma - Extramedullary fixation | Fixation screw | Headless compression screw | Depuy Synthes | 2.0MM TI CANN COMPRESSION HEADLESS SCREW- LT- 30MM | 04.334.030 | Standalone | DE0506738 | Patients requiring fracture fixation or orthopaedic corrective surgery
Orthopaedics | Trauma - Extramedullary fixation | Fixation screw | Headless compression screw | Depuy Synthes | 2.5MM TI CANN COMPRESSION HEADLESS SCREW- LT- 20MM | 04.334.120 | Standalone | DE0506738 | Patients requiring fracture fixation or orthopaedic corrective surgery
Orthopaedics | Trauma - Extramedullary fixation | Fixation screw | Headless compression screw | Depuy Synthes | 2.5MM TI CANN COMPRESSION HEADLESS SCREW- LT- 22MM | 04.334.122 | Standalone | DE0506738 | Patients requiring fracture fixation or orthopaedic corrective surgery
Orthopaedics | Trauma - Extramedullary fixation | Fixation screw | Headless compression screw | Depuy Synthes | 2.5MM TI CANN COMPRESSION HEADLESS SCREW- LT- 24MM | 04.334.124 | Standalone | DE0506738 | Patients requiring fracture fixation or orthopaedic corrective surgery
Orthopaedics | Trauma - Extramedullary fixation | Fixation screw | Headless compression screw | Depuy Synthes | 2.5MM TI CANN COMPRESSION HEADLESS SCREW- LT- 26MM | 04.334.126 | Standalone | DE0506738 | Patients requiring fracture fixation or orthopaedic corrective surgery
Orthopaedics | Trauma - Extramedullary fixation | Fixation screw | Headless compression screw | Depuy Synthes | 2.5MM TI CANN COMPRESSION HEADLESS SCREW- LT- 28MM | 04.334.128 | Standalone | DE0506738 | Patients requiring fracture fixation or orthopaedic corrective surgery
Orthopaedics | Trauma - Extramedullary fixation | Fixation screw | Headless compression screw | Depuy Synthes | 2.5MM TI CANN COMPRESSION HEADLESS SCREW- LT- 30MM | 04.334.130 | Standalone | DE0506738 | Patients requiring fracture fixation or orthopaedic corrective surgery
Orthopaedics | Trauma - Extramedullary fixation | Fixation screw | Headless compression screw | Depuy Synthes | 2.5MM TI CANN COMPRESSION HEADLESS SCREW- LT- 32MM | 04.334.132 | Standalone | DE0506738 | Patients requiring fracture fixation or orthopaedic corrective surgery
Orthopaedics | Trauma - Extramedullary fixation | Fixation screw | Headless compression screw | Depuy Synthes | 2.5MM TI CANN COMPRESSION HEADLESS SCREW- LT- 34MM | 04.334.134 | Standalone | DE0506738 | Patients requiring fracture fixation or orthopaedic corrective surgery
Orthopaedics | Trauma - Extramedullary fixation | Fixation screw | Headless compression screw | Depuy Synthes | 2.5MM TI CANN COMPRESSION HEADLESS SCREW- LT- 36MM | 04.334.136 | Standalone | DE0506738 | Patients requiring fracture fixation or orthopaedic corrective surgery
Orthopaedics | Trauma - Extramedullary fixation | Fixation screw | Headless compression screw | Depuy Synthes | 2.5MM TI CANN COMPRESSION HEADLESS SCREW- LT- 38MM | 04.334.138 | Standalone | DE0506738 | Patients requiring fracture fixation or orthopaedic corrective surgery
Orthopaedics | Trauma - Extramedullary fixation | Fixation screw | Headless compression screw | Depuy Synthes | 2.5MM TI CANN COMPRESSION HEADLESS SCREW- LT- 40MM | 04.334.140 | Standalone | DE0506738 | Patients requiring fracture fixation or orthopaedic corrective surgery
Orthopaedics | Trauma - Extramedullary fixation | Fixation screw | Headless compression screw | Depuy Synthes | 3.0MM TI CANN COMPRESSION HEADLESS SCREW- LT- 20MM | 04.334.220 | Standalone | DE0506738 | Patients requiring fracture fixation or orthopaedic corrective surgery
Orthopaedics | Trauma - Extramedullary fixation | Fixation screw | Headless compression screw | Depuy Synthes | 3.0MM TI CANN COMPRESSION HEADLESS SCREW- LT- 22MM | 04.334.222 | Standalone | DE0506738 | Patients requiring fracture fixation or orthopaedic corrective surgery
Orthopaedics | Trauma - Extramedullary fixation | Fixation screw | Headless compression screw | Depuy Synthes | 3.0MM TI CANN COMPRESSION HEADLESS SCREW- LT- 24MM | 04.334.224 | Standalone | DE0506738 | Patients requiring fracture fixation or orthopaedic corrective surgery
Orthopaedics | Trauma - Extramedullary fixation | Fixation screw | Headless compression screw | Depuy Synthes | 3.0MM TI CANN COMPRESSION HEADLESS SCREW- LT- 26MM | 04.334.226 | Standalone | DE0506738 | Patients requiring fracture fixation or orthopaedic corrective surgery
Orthopaedics | Trauma - Extramedullary fixation | Fixation screw | Headless compression screw | Depuy Synthes | 3.0MM TI CANN COMPRESSION HEADLESS SCREW- LT- 28MM | 04.334.228 | Standalone | DE0506738 | Patients requiring fracture fixation or orthopaedic corrective surgery
Orthopaedics | Trauma - Extramedullary fixation | Fixation screw | Headless compression screw | Depuy Synthes | 3.0MM TI CANN COMPRESSION HEADLESS SCREW- LT- 30MM | 04.334.230 | Standalone | DE0506738 | Patients requiring fracture fixation or orthopaedic corrective surgery
Orthopaedics | Trauma - Extramedullary fixation | Fixation screw | Headless compression screw | Depuy Synthes | 3.0MM TI CANN COMPRESSION HEADLESS SCREW- LT- 32MM | 04.334.232 | Standalone | DE0506738 | Patients requiring fracture fixation or orthopaedic corrective surgery
Orthopaedics | Trauma - Extramedullary fixation | Fixation screw | Headless compression screw | Depuy Synthes | 3.0MM TI CANN COMPRESSION HEADLESS SCREW- LT- 34MM | 04.334.234 | Standalone | DE0506738 | Patients requiring fracture fixation or orthopaedic corrective surgery
Orthopaedics | Trauma - Extramedullary fixation | Fixation screw | Headless compression screw | Depuy Synthes | 3.0MM TI CANN COMPRESSION HEADLESS SCREW- LT- 36MM | 04.334.236 | Standalone | DE0506738 | Patients requiring fracture fixation or orthopaedic corrective surgery
Orthopaedics | Trauma - Extramedullary fixation | Fixation screw | Headless compression screw | Depuy Synthes | 3.0MM TI CANN COMPRESSION HEADLESS SCREW- LT- 38MM | 04.334.238 | Standalone | DE0506738 | Patients requiring fracture fixation or orthopaedic corrective surgery
Orthopaedics | Trauma - Extramedullary fixation | Fixation screw | Headless compression screw | Depuy Synthes | 3.0MM TI CANN COMPRESSION HEADLESS SCREW- LT- 40MM | 04.334.240 | Standalone | DE0506738 | Patients requiring fracture fixation or orthopaedic corrective surgery
Orthopaedics | Trauma - Extramedullary fixation | Fixation screw | Headless compression screw | Depuy Synthes | 3.5MM TI CANN COMPRESSION HEADLESS SCREW- LT- 24MM | 04.334.324 | Standalone | DE0506738 | Patients requiring fracture fixation or orthopaedic corrective surgery
Orthopaedics | Trauma - Extramedullary fixation | Fixation screw | Headless compression screw | Depuy Synthes | 3.5MM TI CANN COMPRESSION HEADLESS SCREW- LT- 26MM | 04.334.326 | Standalone | DE0506738 | Patients requiring fracture fixation or orthopaedic corrective surgery
Orthopaedics | Trauma - Extramedullary fixation | Fixation screw | Headless compression screw | Depuy Synthes | 3.5MM TI CANN COMPRESSION HEADLESS SCREW- LT- 28MM | 04.334.328 | Standalone | DE0506738 | Patients requiring fracture fixation or orthopaedic corrective surgery
Orthopaedics | Trauma - Extramedullary fixation | Fixation screw | Headless compression screw | Depuy Synthes | 3.5MM TI CANN COMPRESSION HEADLESS SCREW- LT- 30MM | 04.334.330 | Standalone | DE0506738 | Patients requiring fracture fixation or orthopaedic corrective surgery
Orthopaedics | Trauma - Extramedullary fixation | Fixation screw | Headless compression screw | Depuy Synthes | 3.5MM TI CANN COMPRESSION HEADLESS SCREW- LT- 32MM | 04.334.332 | Standalone | DE0506738 | Patients requiring fracture fixation or orthopaedic corrective surgery
Orthopaedics | Trauma - Extramedullary fixation | Fixation screw | Headless compression screw | Depuy Synthes | 3.5MM TI CANN COMPRESSION HEADLESS SCREW- LT- 34MM | 04.334.334 | Standalone | DE0506738 | Patients requiring fracture fixation or orthopaedic corrective surgery
Orthopaedics | Trauma - Extramedullary fixation | Fixation screw | Headless compression screw | Depuy Synthes | 3.5MM TI CANN COMPRESSION HEADLESS SCREW- LT- 36MM | 04.334.336 | Standalone | DE0506738 | Patients requiring fracture fixation or orthopaedic corrective surgery
Orthopaedics | Trauma - Extramedullary fixation | Fixation screw | Headless compression screw | Depuy Synthes | 3.5MM TI CANN COMPRESSION HEADLESS SCREW- LT- 38MM | 04.334.338 | Standalone | DE0506738 | Patients requiring fracture fixation or orthopaedic corrective surgery
Orthopaedics | Trauma - Extramedullary fixation | Fixation screw | Headless compression screw | Depuy Synthes | 3.5MM TI CANN COMPRESSION HEADLESS SCREW- LT- 40MM | 04.334.340 | Standalone | DE0506738 | Patients requiring fracture fixation or orthopaedic corrective surgery
Orthopaedics | Trauma - Extramedullary fixation | Fixation screw | Headless compression screw | Depuy Synthes | 3.5MM TI CANN COMPRESSION HEADLESS SCREW- LT- 42MM | 04.334.342 | Standalone | DE0506738 | Patients requiring fracture fixation or orthopaedic corrective surgery
Orthopaedics | Trauma - Extramedullary fixation | Fixation screw | Headless compression screw | Depuy Synthes | 3.5MM TI CANN COMPRESSION HEADLESS SCREW- LT- 44MM | 04.334.344 | Standalone | DE0506738 | Patients requiring fracture fixation or orthopaedic corrective surgery
Orthopaedics | Trauma - Extramedullary fixation | Fixation screw | Headless compression screw | Depuy Synthes | 3.5MM TI CANN COMPRESSION HEADLESS SCREW- LT- 46MM | 04.334.346 | Standalone | DE0506738 | Patients requiring fracture fixation or orthopaedic corrective surgery
Orthopaedics | Trauma - Extramedullary fixation | Fixation screw | Headless compression screw | Depuy Synthes | 3.5MM TI CANN COMPRESSION HEADLESS SCREW- LT- 48MM | 04.334.348 | Standalone | DE0506738 | Patients requiring fracture fixation or orthopaedic corrective surgery
Orthopaedics | Trauma - Extramedullary fixation | Fixation screw | Headless compression screw | Depuy Synthes | 3.5MM TI CANN COMPRESSION HEADLESS SCREW- LT- 50MM | 04.334.350 | Standalone | DE0506738 | Patients requiring fracture fixation or orthopaedic corrective surgery
Orthopaedics | Trauma - Extramedullary fixation | Fixation screw | Headless compression screw | Depuy Synthes | 4.0MM TI CANN COMPRESSION HEADLESS SCREW- LT- 24MM | 04.334.424 | Standalone | DE0506738 | Patients requiring fracture fixation or orthopaedic corrective surgery
Orthopaedics | Trauma - Extramedullary fixation | Fixation screw | Headless compression screw | Depuy Synthes | 4.0MM TI CANN COMPRESSION HEADLESS SCREW- LT- 26MM | 04.334.426 | Standalone | DE0506738 | Patients requiring fracture fixation or orthopaedic corrective surgery
Orthopaedics | Trauma - Extramedullary fixation | Fixation screw | Headless compression screw | Depuy Synthes | 4.0MM TI CANN COMPRESSION HEADLESS SCREW- LT- 28MM | 04.334.428 | Standalone | DE0506738 | Patients requiring fracture fixation or orthopaedic corrective surgery
Orthopaedics | Trauma - Extramedullary fixation | Fixation screw | Headless compression screw | Depuy Synthes | 4.0MM TI CANN COMPRESSION HEADLESS SCREW- LT- 30MM | 04.334.430 | Standalone | DE0506738 | Patients requiring fracture fixation or orthopaedic corrective surgery
Orthopaedics | Trauma - Extramedullary fixation | Fixation screw | Headless compression screw | Depuy Synthes | 4.0MM TI CANN COMPRESSION HEADLESS SCREW- LT- 32MM | 04.334.432 | Standalone | DE0506738 | Patients requiring fracture fixation or orthopaedic corrective surgery
Orthopaedics | Trauma - Extramedullary fixation | Fixation screw | Headless compression screw | Depuy Synthes | 4.0MM TI CANN COMPRESSION HEADLESS SCREW- LT- 34MM | 04.334.434 | Standalone | DE0506738 | Patients requiring fracture fixation or orthopaedic corrective surgery
Orthopaedics | Trauma - Extramedullary fixation | Fixation screw | Headless compression screw | Depuy Synthes | 4.0MM TI CANN COMPRESSION HEADLESS SCREW- LT- 36MM | 04.334.436 | Standalone | DE0506738 | Patients requiring fracture fixation or orthopaedic corrective surgery
Orthopaedics | Trauma - Extramedullary fixation | Fixation screw | Headless compression screw | Depuy Synthes | 4.0MM TI CANN COMPRESSION HEADLESS SCREW- LT- 38MM | 04.334.438 | Standalone | DE0506738 | Patients requiring fracture fixation or orthopaedic corrective surgery
Orthopaedics | Trauma - Extramedullary fixation | Fixation screw | Headless compression screw | Depuy Synthes | 4.0MM TI CANN COMPRESSION HEADLESS SCREW- LT- 40MM | 04.334.440 | Standalone | DE0506738 | Patients requiring fracture fixation or orthopaedic corrective surgery
Orthopaedics | Trauma - Extramedullary fixation | Fixation screw | Headless compression screw | Depuy Synthes | 4.0MM TI CANN COMPRESSION HEADLESS SCREW- LT- 42MM | 04.334.442 | Standalone | DE0506738 | Patients requiring fracture fixation or orthopaedic corrective surgery
Orthopaedics | Trauma - Extramedullary fixation | Fixation screw | Headless compression screw | Depuy Synthes | 4.0MM TI CANN COMPRESSION HEADLESS SCREW- LT- 44MM | 04.334.444 | Standalone | DE0506738 | Patients requiring fracture fixation or orthopaedic corrective surgery
Orthopaedics | Trauma - Extramedullary fixation | Fixation screw | Headless compression screw | Depuy Synthes | 4.0MM TI CANN COMPRESSION HEADLESS SCREW- LT- 46MM | 04.334.446 | Standalone | DE0506738 | Patients requiring fracture fixation or orthopaedic corrective surgery
Orthopaedics | Trauma - Extramedullary fixation | Fixation screw | Headless compression screw | Depuy Synthes | 4.0MM TI CANN COMPRESSION HEADLESS SCREW- LT- 48MM | 04.334.448 | Standalone | DE0506738 | Patients requiring fracture fixation or orthopaedic corrective surgery
Orthopaedics | Trauma - Extramedullary fixation | Fixation screw | Headless compression screw | Depuy Synthes | 4.0MM TI CANN COMPRESSION HEADLESS SCREW- LT- 50MM | 04.334.450 | Standalone | DE0506738 | Patients requiring fracture fixation or orthopaedic corrective surgery
Orthopaedics | Trauma - Extramedullary fixation | Fixation screw | Headless compression screw | Depuy Synthes | 4.0MM TI CANN COMPRESSION HEADLESS SCREW- LT- 52MM | 04.334.452 | Standalone | DE0506738 | Patients requiring fracture fixation or orthopaedic corrective surgery
Orthopaedics | Trauma - Extramedullary fixation | Fixation screw | Headless compression screw | Depuy Synthes | 4.0MM TI CANN COMPRESSION HEADLESS SCREW- LT- 54MM | 04.334.454 | Standalone | DE0506738 | Patients requiring fracture fixation or orthopaedic corrective surgery
Orthopaedics | Trauma - Extramedullary fixation | Fixation screw | Headless compression screw | Depuy Synthes | 4.0MM TI CANN COMPRESSION HEADLESS SCREW- LT- 56MM | 04.334.456 | Standalone | DE0506738 | Patients requiring fracture fixation or orthopaedic corrective surgery
Orthopaedics | Trauma - Extramedullary fixation | Fixation screw | Headless compression screw | Depuy Synthes | 4.0MM TI CANN COMPRESSION HEADLESS SCREW- LT- 58MM | 04.334.458 | Standalone | DE0506738 | Patients requiring fracture fixation or orthopaedic corrective surgery
Orthopaedics | Trauma - Extramedullary fixation | Fixation screw | Headless compression screw | Depuy Synthes | 4.0MM TI CANN COMPRESSION HEADLESS SCREW- LT- 60MM | 04.334.460 | Standalone | DE0506738 | Patients requiring fracture fixation or orthopaedic corrective surgery
Orthopaedics | Trauma - Extramedullary fixation | Locking/combination plate | Locking/combination plate - Thorax | Depuy Synthes | MATRIXRIB PRECONTOURED PLATE LE F/RIB NO | 04.501.001 | Standalone | DE0016984 | Patients requiring fracture fixation or orthopaedic corrective surgery
Orthopaedics | Trauma - Extramedullary fixation | Locking/combination plate | Locking/combination plate - Thorax | Depuy Synthes | MATRIXRIB PRECONTOURED PLATE R F/RIB NO. | 04.501.002 | Standalone | DE0016984 | Patients requiring fracture fixation or orthopaedic corrective surgery
Orthopaedics | Trauma - Extramedullary fixation | Locking/combination plate | Locking/combination plate - Thorax | Depuy Synthes | MatrixRIB Precontoured Plate, left, for Ribs No. 4 and 5, 16 holes, Titanium Alloy (TAN) | 04.501.003 | Standalone | DE0016984 | Patients requiring fracture fixation or orthopaedic corrective surgery
Orthopaedics | Trauma - Extramedullary fixation | Locking/combination plate | Locking/combination plate - Thorax | Depuy Synthes | MatrixRIB Precontoured Plate, right, for Ribs No. 4 and 5, 16 holes, Titanium Alloy (TAN) | 04.501.004 | Standalone | DE0016984 | Patients requiring fracture fixation or orthopaedic corrective surgery
Orthopaedics | Trauma - Extramedullary fixation | Locking/combination plate | Locking/combination plate - Thorax | Depuy Synthes | MatrixRIB Precontoured Plate, left, for Ribs No. 6 and 7, 17 holes, Titanium Alloy (TAN) | 04.501.005 | Standalone | DE0016984 | Patients requiring fracture fixation or orthopaedic corrective surgery
Orthopaedics | Trauma - Extramedullary fixation | Locking/combination plate | Locking/combination plate - Thorax | Depuy Synthes | MatrixRIB Precontoured Plate, right, for Ribs No. 6 and 7, 17 holes, Titanium Alloy (TAN) | 04.501.006 | Standalone | DE0016984 | Patients requiring fracture fixation or orthopaedic corrective surgery
Orthopaedics | Trauma - Extramedullary fixation | Locking/combination plate | Locking/combination plate - Thorax | Depuy Synthes | MATRIXRIB PRECONTOURED PLATE LE F/RIBS N | 04.501.007 | Standalone | DE0016984 | Patients requiring fracture fixation or orthopaedic corrective surgery
Orthopaedics | Trauma - Extramedullary fixation | Locking/combination plate | Locking/combination plate - Thorax | Depuy Synthes | MATRIXRIB PRECONTOURED PLATE R F/RIBS NO | 04.501.008 | Standalone | DE0016984 | Patients requiring fracture fixation or orthopaedic corrective surgery
Orthopaedics | Trauma - Extramedullary fixation | Locking/combination plate | Locking/combination plate - Thorax | Depuy Synthes | MATRIXRIB UNIVERSAL PL 8HO TAN | 04.501.009 | Standalone | DE0016984 | Patients requiring fracture fixation or orthopaedic corrective surgery
Orthopaedics | Trauma - Extramedullary fixation | Locking/combination plate | Locking/combination plate - Thorax | Depuy Synthes | MatrixRIB Universal Plate, 8 holes | 04.501.009S | Standalone | DE0016984 | Patients requiring fracture fixation or orthopaedic corrective surgery
Orthopaedics | Trauma - Extramedullary fixation | Locking/combination plate | Locking/combination plate - Thorax | Depuy Synthes | MATRIXRIB INTRAMEDULLARY SPLINT SM W/3 T | 04.501.010 | Standalone | DE0016984 | Patients requiring fracture fixation or orthopaedic corrective surgery
Orthopaedics | Trauma - Extramedullary fixation | Locking/combination plate | Locking/combination plate - Thorax | Depuy Synthes | MatrixRIB Intramed Spl, small, width 3mm | 04.501.010S | Standalone | DE0016984 | Patients requiring fracture fixation or orthopaedic corrective surgery
Orthopaedics | Trauma - Extramedullary fixation | Locking/combination plate | Locking/combination plate - Thorax | Depuy Synthes | MATRIXRIB INTRAMEDULLARY SPLINT MED W/4 | 04.501.011 | Standalone | DE0016984 | Patients requiring fracture fixation or orthopaedic corrective surgery
Orthopaedics | Trauma - Extramedullary fixation | Locking/combination plate | Locking/combination plate - Thorax | Depuy Synthes | MatrixRIB Intramed Spl, small, width 4mm | 04.501.011S | Standalone | DE0016984 | Patients requiring fracture fixation or orthopaedic corrective surgery
Orthopaedics | Trauma - Extramedullary fixation | Locking/combination plate | Locking/combination plate - Thorax | Depuy Synthes | MATRIXRIB INTRAMEDULLARY SPLINT LRG W/5 | 04.501.012 | Standalone | DE0016984 | Patients requiring fracture fixation or orthopaedic corrective surgery
Orthopaedics | Trauma - Extramedullary fixation | Locking/combination plate | Locking/combination plate - Thorax | Depuy Synthes | MatrixRIB Intramed Spl, small, width 5mm | 04.501.012S | Standalone | DE0016984 | Patients requiring fracture fixation or orthopaedic corrective surgery
Orthopaedics | Trauma - Extramedullary fixation | Plate accessories | Locking screw | Depuy Synthes | LOCK SCREW D2.9 SELF-TAP L8 TAN | 04.501.018.01 | Standalone | DE0016984 | Patients requiring fracture fixation or orthopaedic corrective surgery
Orthopaedics | Trauma - Extramedullary fixation | Plate accessories | Non-locking screw | Depuy Synthes | MatrixRIB NON-LOCK Screw D 2.9 mm, self-tapping, length 10 mm, Titanium Alloy (TAN) | 04.501.040.01 | Standalone | DE0016984 | Patients requiring fracture fixation or orthopaedic corrective surgery
Orthopaedics | Trauma - Extramedullary fixation | Plate accessories | Non-locking screw | Depuy Synthes | MatrixRIB NON-LOCK Screw D 2.9 mm, self-tapping, length 12 mm, Titanium Alloy (TAN) | 04.501.042.01 | Standalone | DE0016984 | Patients requiring fracture fixation or orthopaedic corrective surgery
Orthopaedics | Trauma - Extramedullary fixation | Locking/combination plate | Locking/combination plate - Thorax | Depuy Synthes | MATRIXRIB STERNAL PL 2.8 STRAIG 8HO | 04.501.068 | Standalone | DE0016984 | Patients requiring fracture fixation or orthopaedic corrective surgery
Orthopaedics | Trauma - Extramedullary fixation | Locking/combination plate | Locking/combination plate - Thorax | Depuy Synthes | MatrixRIB Sternal Plate 2.8mm, straight, 8 holes, sterile | 04.501.068S | Standalone | DE0016984 | Patients requiring fracture fixation or orthopaedic corrective surgery
Orthopaedics | Trauma - Extramedullary fixation | Locking/combination plate | Locking/combination plate - Thorax | Depuy Synthes | MATRIXRIB STERNAL PL 2.8 STRAIG 9HO | 04.501.069 | Standalone | DE0016984 | Patients requiring fracture fixation or orthopaedic corrective surgery
Orthopaedics | Trauma - Extramedullary fixation | Locking/combination plate | Locking/combination plate - Thorax | Depuy Synthes | MatrixRIB Sternal Plate 2.8mm, straight, 9 holes | 04.501.069S | Standalone | DE0016984 | Patients requiring fracture fixation or orthopaedic corrective surgery
Orthopaedics | Trauma - Extramedullary fixation | Locking/combination plate | Locking/combination plate - Thorax | Depuy Synthes | MATRIXRIB STERNAL T-PLATE 2.8 7HO | 04.501.093 | Standalone | DE0016984 | Patients requiring fracture fixation or orthopaedic corrective surgery
Orthopaedics | Trauma - Extramedullary fixation | Locking/combination plate | Locking/combination plate - Thorax | Depuy Synthes | MatrixRIB Sternal T-Plate 2.8mm, 7 holes | 04.501.093S | Standalone | DE0016984 | Patients requiring fracture fixation or orthopaedic corrective surgery
Orthopaedics | Trauma - Extramedullary fixation | Locking/combination plate | Locking/combination plate - Thorax | Depuy Synthes | MATRIXRIB STERNAL I-PL 2.8 9HO | 04.501.094 | Standalone | DE0016984 | Patients requiring fracture fixation or orthopaedic corrective surgery
Orthopaedics | Trauma - Extramedullary fixation | Locking/combination plate | Locking/combination plate - Thorax | Depuy Synthes | MatrixRIB Sternal I-Plate 2.8mm, 9 holes | 04.501.094S | Standalone | DE0016984 | Patients requiring fracture fixation or orthopaedic corrective surgery
Orthopaedics | Trauma - Extramedullary fixation | Locking/combination plate | Locking/combination plate - Thorax | Depuy Synthes | MATRIXRIB STERNAL PL 2.8 STRAIG 10HO | 04.501.095 | Standalone | DE0016984 | Patients requiring fracture fixation or orthopaedic corrective surgery
Orthopaedics | Trauma - Extramedullary fixation | Locking/combination plate | Locking/combination plate - Thorax | Depuy Synthes | MatrixRIB-Plate, straight, 24 holes, L 240mm | 04.501.096S | Standalone | DE0016984 | Patients requiring fracture fixation or orthopaedic corrective surgery
Orthopaedics | Trauma - Extramedullary fixation | Locking/combination plate | Locking/combination plate - Thorax | Depuy Synthes | MatrixRIB-Plate, straight, 30 holes, L 300mm | 04.501.097S | Standalone | DE0016984 | Patients requiring fracture fixation or orthopaedic corrective surgery
Orthopaedics | Trauma - Extramedullary fixation | Locking/combination plate | Locking/combination plate - Thorax | Depuy Synthes | MATRIXRIB STERNAL T-PLATE 2.8 8HO | 04.501.103 | Standalone | DE0016984 | Patients requiring fracture fixation or orthopaedic corrective surgery
Orthopaedics | Trauma - Extramedullary fixation | Locking/combination plate | Locking/combination plate - Thorax | Depuy Synthes | MatrixRIB Sternal T-Plate 2.8mm, 8 holes | 04.501.103S | Standalone | DE0016984 | Patients requiring fracture fixation or orthopaedic corrective surgery
Orthopaedics | Trauma - Extramedullary fixation | Locking/combination plate | Locking/combination plate - Thorax | Depuy Synthes | MATRIXRIB STERNAL I-PL 2.8 11HO | 04.501.104 | Standalone | DE0016984 | Patients requiring fracture fixation or orthopaedic corrective surgery
Orthopaedics | Trauma - Extramedullary fixation | Locking/combination plate | Locking/combination plate - Thorax | Depuy Synthes | MatrixRIB Sternal I-Plate 2.8mm, 11 holes | 04.501.104S | Standalone | DE0016984 | Patients requiring fracture fixation or orthopaedic corrective surgery
Orthopaedics | Trauma - Extramedullary fixation | Sternal fixation device | Sternal fixation device | Depuy Synthes | STERNAL ZIPFIX W/NEEDLE PEEK SINGLE PACK | 08.501.001.01S | Standalone | DE0009453 | Patients requiring fracture fixation or orthopaedic corrective surgery
Orthopaedics | Trauma - Extramedullary fixation | Cerclage wire | Cerclage wire | Depuy Synthes | CerclWire D1 w/Eye L280 SSt | 291.010.01 | Standalone | DE0002160 | Patients requiring fracture fixation or orthopaedic corrective surgery
Orthopaedics | Trauma - Extramedullary fixation | Cerclage wire | Cerclage wire | Depuy Synthes | CerclWire D1.25 w/Eye L280 SSt | 291.020.01 | Standalone | DE0002160 | Patients requiring fracture fixation or orthopaedic corrective surgery
Orthopaedics | Trauma - Extramedullary fixation | Cerclage wire | Cerclage wire | Depuy Synthes | CerclWire D1 w/Eye L600 SSt | 291.030.01 | Standalone | DE0002160 | Patients requiring fracture fixation or orthopaedic corrective surgery
Orthopaedics | Trauma - Extramedullary fixation | Cerclage wire | Cerclage wire | Depuy Synthes | CerclWire D1.25 w/Eye L600 SSt | 291.040.01 | Standalone | DE0002160 | Patients requiring fracture fixation or orthopaedic corrective surgery
Orthopaedics | Trauma - Extramedullary fixation | Cerclage wire | Cerclage wire | Depuy Synthes | Cerclage Wire D 0.8 mm with Eye, length 280 mm, Stainless Steel | 291.080.01 | Standalone | DE0002160 | Patients requiring fracture fixation or orthopaedic corrective surgery
Orthopaedics | Trauma - Extramedullary fixation | Cerclage wire | Cerclage wire | Depuy Synthes | CerclWire D1.5 w/Eye L280 SSt | 291.110.01 | Standalone | DE0002160 | Patients requiring fracture fixation or orthopaedic corrective surgery
Orthopaedics | Trauma - Extramedullary fixation | Cerclage wire | Cerclage wire | Depuy Synthes | CerclWire D0.4 L150 SSt | 291.220.01 | Standalone | DE0002160 | Patients requiring fracture fixation or orthopaedic corrective surgery
Orthopaedics | Trauma - Extramedullary fixation | Cerclage wire | Cerclage wire | Depuy Synthes | CerclWire D0.6 L175 SSt | 291.240.01 | Standalone | DE0002160 | Patients requiring fracture fixation or orthopaedic corrective surgery
Orthopaedics | Trauma - Extramedullary fixation | Cerclage wire | Cerclage wire | Depuy Synthes | CerclWire D0.8 L200 SSt | 291.260.01 | Standalone | DE0002160 | Patients requiring fracture fixation or orthopaedic corrective surgery
Orthopaedics | Trauma - Extramedullary fixation | Cerclage wire | Cerclage wire | Depuy Synthes | CerclWire D1 L250 SSt | 291.270.01 | Standalone | DE0002160 | Patients requiring fracture fixation or orthopaedic corrective surgery
Orthopaedics | Trauma - Extramedullary fixation | Cerclage wire | Cerclage wire | Depuy Synthes | CerclWire D1.25 L300 SSt | 291.280.01 | Standalone | DE0002160 | Patients requiring fracture fixation or orthopaedic corrective surgery
Orthopaedics | Trauma - Extramedullary fixation | Plate accessories | Cable | Depuy Synthes | Cerclage Cable w/Crimp D 1.0mm | 298.800.01 | Standalone | DE0006552 | Patients requiring fracture fixation or orthopaedic corrective surgery
Orthopaedics | Trauma - Extramedullary fixation | Plate accessories | Cable | Depuy Synthes | Cerclage Cable w/Crimp D 1.7mm | 298.801.01 | Standalone | DE0006552 | Patients requiring fracture fixation or orthopaedic corrective surgery
Orthopaedics | Trauma - Extramedullary fixation | Plate accessories | Cerclage positioning pin/Cerclage button | Depuy Synthes | Positioning Pin 4.5 w/thread | 298.803.01 | Standalone | DE0006552 | Patients requiring fracture fixation or orthopaedic corrective surgery
Orthopaedics | Trauma - External fixator | Modular external fixator accessories | Other modular external fixator accessories | Depuy Synthes | Protective Cap, for Schanz Screws and Steinmann Pins D 4.0 mm | 393.400.01 | Standalone |  | Patients requiring fracture fixation or orthopaedic corrective surgery
Orthopaedics | Trauma - External fixator | Modular external fixator accessories | Other modular external fixator accessories | Depuy Synthes | Protective Cap, for Schanz Screws and Steinmann Pins D 4.5 mm | 393.410.01 | Standalone |  | Patients requiring fracture fixation or orthopaedic corrective surgery
Orthopaedics | Trauma - External fixator | Modular external fixator accessories | Other modular external fixator accessories | Depuy Synthes | Protective Cap, for Schanz Screws and Steinmann Pins D 4.5 mm, pack of 10 units | 393.410.10 | Package |  | Patients requiring fracture fixation or orthopaedic corrective surgery
Orthopaedics | Trauma - External fixator | Modular external fixator accessories | Other modular external fixator accessories | Depuy Synthes | Protective Cap, for Schanz Screws and Steinmann Pins D 5.0 mm | 393.420.01 | Standalone |  | Patients requiring fracture fixation or orthopaedic corrective surgery
Orthopaedics | Trauma - External fixator | Modular external fixator accessories | Other modular external fixator accessories | Depuy Synthes | Protective Cap, for Schanz Screws and Steinmann Pins D 5.0 mm, pack of 10 units | 393.420.10 | Package |  | Patients requiring fracture fixation or orthopaedic corrective surgery
Orthopaedics | Trauma - External fixator | Modular external fixator accessories | Other modular external fixator accessories | Depuy Synthes | Cap f/Rods and Tubes | 394.970.10 | Package |  | Patients requiring fracture fixation or orthopaedic corrective surgery
Orthopaedics | Trauma - Extramedullary fixation | Locking/combination plate | Locking/combination plate - Thorax | Depuy Synthes | STERNAL LOCK-PL 2.4 STRAIG 30HO TI | 460.024S | Standalone | DE0005944 | Patients requiring fracture fixation or orthopaedic corrective surgery
Orthopaedics | Trauma - Intramedullary fixation | Nail accessories | Nail end cap/set screw | Depuy Synthes | TITANIUM END CAP FOR TITANIUM ELASTIC NAILD3.0-4.0MM-STERILE | 475.900S | Standalone | DE0002208 | Patients requiring fracture fixation or orthopaedic corrective surgery
Orthopaedics | Trauma - Intramedullary fixation | Nail accessories | Nail end cap/set screw | Depuy Synthes | TITANIUM END CAP FOR TITANIUM ELASTIC NAILD1.5-2.5MM-STERILE | 475.905S | Standalone | DE0002208 | Patients requiring fracture fixation or orthopaedic corrective surgery
Orthopaedics | Trauma - Extramedullary fixation | Plate accessories | Cerclage positioning pin/Cerclage button | Depuy Synthes | Positioning Pin 4.5 w/thread, f/LCP | 498.803.01 | Standalone | DE0008374 | Patients requiring fracture fixation or orthopaedic corrective surgery
Orthopaedics | Other - Fixation | Staple | Memory staple | Depuy Synthes | BME SPEED Implant-Kit 11x8 mm | SE-1108 | Standalone | DE0508767 | Patients requiring fracture fixation or orthopaedic corrective surgery
Orthopaedics | Other - Fixation | Staple | Memory staple | Depuy Synthes | BME SPEED Implant-Kit 13x12 mm | SE-1312 | Standalone | DE0508767 | Patients requiring fracture fixation or orthopaedic corrective surgery
Orthopaedics | Other - Fixation | Staple | Memory staple | Depuy Synthes | BME SPEED Implant-Kit 15x10 mm | SE-1510 | Standalone | DE0508767 | Patients requiring fracture fixation or orthopaedic corrective surgery
Orthopaedics | Other - Fixation | Staple | Memory staple | Depuy Synthes | SPEEDTRIAD Implant-Kit 18x15x8 mm, Offset Left | SE-181508TRL | Standalone | DE0508763 | Patients requiring fracture fixation or orthopaedic corrective surgery
Orthopaedics | Other - Fixation | Staple | Memory staple | Depuy Synthes | SPEEDTRIAD Implant-Kit 18x15x8 mm, Offset Right | SE-181508TRR | Standalone | DE0508763 | Patients requiring fracture fixation or orthopaedic corrective surgery
Orthopaedics | Other - Fixation | Staple | Memory staple | Depuy Synthes | SPEEDTRIAD Implant-Kit 20x15x8 mm, Offset Left | SE-201508TRL | Standalone | DE0508763 | Patients requiring fracture fixation or orthopaedic corrective surgery
Orthopaedics | Other - Fixation | Staple | Memory staple | Depuy Synthes | SPEEDTRIAD Implant-Kit 20x15x8 mm, Offset Right | SE-201508TRR | Standalone | DE0508763 | Patients requiring fracture fixation or orthopaedic corrective surgery
Orthopaedics | Shoulder replacement | Shoulder replacement - Accessories | Shoulder replacement - Humeral tray ring | Biomet Orthopaedics | REGENEREX RINGLOC+ LOCKING RING TI SZ 21 | 106021 | Standalone | DE0019272 | Patients with a degenerative disease of the glenohumeral joint or a grossly deficient rotator cuff joint with any of following conditions: - Severe arthropathy; or - Fracture of proximal humerus with or without dislocations; or - A previous failed glenohumeral joint replacement. Patients should have a functional deltoid muscle.
Orthopaedics | Shoulder replacement | Shoulder replacement - Humeral | Shoulder replacement - Interchangeable modular humeral stem | Biomet Orthopaedics | COMPREHENSIVE PRIMARY STEM 4MM MINI | 113624 | Standalone | DE0501670 | Patients with a degenerative disease of the glenohumeral joint or a grossly deficient rotator cuff joint with any of following conditions: - Severe arthropathy; or - Fracture of proximal humerus with or without dislocations; or - A previous failed glenohumeral joint replacement. Patients should have a functional deltoid muscle.
Orthopaedics | Shoulder replacement | Shoulder replacement - Humeral | Shoulder replacement - Interchangeable modular humeral stem | Biomet Orthopaedics | COMPREHENSIVE PRIMARY STEM 5MM MINI | 113625 | Standalone | DE0501670 | Patients with a degenerative disease of the glenohumeral joint or a grossly deficient rotator cuff joint with any of following conditions: - Severe arthropathy; or - Fracture of proximal humerus with or without dislocations; or - A previous failed glenohumeral joint replacement. Patients should have a functional deltoid muscle.
Orthopaedics | Shoulder replacement | Shoulder replacement - Humeral | Shoulder replacement - Interchangeable modular humeral stem | Biomet Orthopaedics | COMPREHENSIVE PRIMARY STEM 6MM MINI | 113626 | Standalone | DE0501670 | Patients with a degenerative disease of the glenohumeral joint or a grossly deficient rotator cuff joint with any of following conditions: - Severe arthropathy; or - Fracture of proximal humerus with or without dislocations; or - A previous failed glenohumeral joint replacement. Patients should have a functional deltoid muscle.
Orthopaedics | Shoulder replacement | Shoulder replacement - Humeral | Shoulder replacement - Interchangeable modular humeral stem | Biomet Orthopaedics | COMPREHENSIVE PRIMARY STEM 7MM MINI | 113627 | Standalone | DE0501670 | Patients with a degenerative disease of the glenohumeral joint or a grossly deficient rotator cuff joint with any of following conditions: - Severe arthropathy; or - Fracture of proximal humerus with or without dislocations; or - A previous failed glenohumeral joint replacement. Patients should have a functional deltoid muscle.
Orthopaedics | Shoulder replacement | Shoulder replacement - Humeral | Shoulder replacement - Interchangeable modular humeral stem | Biomet Orthopaedics | COMPREHENSIVE PRIMARY STEM 8MM MINI | 113628 | Standalone | DE0501670 | Patients with a degenerative disease of the glenohumeral joint or a grossly deficient rotator cuff joint with any of following conditions: - Severe arthropathy; or - Fracture of proximal humerus with or without dislocations; or - A previous failed glenohumeral joint replacement. Patients should have a functional deltoid muscle.
Orthopaedics | Shoulder replacement | Shoulder replacement - Humeral | Shoulder replacement - Interchangeable modular humeral stem | Biomet Orthopaedics | COMPREHENSIVE PRIMARY STEM 9MM MINI | 113629 | Standalone | DE0501670 | Patients with a degenerative disease of the glenohumeral joint or a grossly deficient rotator cuff joint with any of following conditions: - Severe arthropathy; or - Fracture of proximal humerus with or without dislocations; or - A previous failed glenohumeral joint replacement. Patients should have a functional deltoid muscle.
Orthopaedics | Shoulder replacement | Shoulder replacement - Humeral | Shoulder replacement - Interchangeable modular humeral stem | Biomet Orthopaedics | COMPREHENSIVE PRIMARY STEM 10MM MINI | 113630 | Standalone | DE0501670 | Patients with a degenerative disease of the glenohumeral joint or a grossly deficient rotator cuff joint with any of following conditions: - Severe arthropathy; or - Fracture of proximal humerus with or without dislocations; or - A previous failed glenohumeral joint replacement. Patients should have a functional deltoid muscle.
Orthopaedics | Shoulder replacement | Shoulder replacement - Humeral | Shoulder replacement - Interchangeable modular humeral stem | Biomet Orthopaedics | COMPREHENSIVE PRIMARY STEM 11MM MINI | 113631 | Standalone | DE0501670 | Patients with a degenerative disease of the glenohumeral joint or a grossly deficient rotator cuff joint with any of following conditions: - Severe arthropathy; or - Fracture of proximal humerus with or without dislocations; or - A previous failed glenohumeral joint replacement. Patients should have a functional deltoid muscle.
Orthopaedics | Shoulder replacement | Shoulder replacement - Humeral | Shoulder replacement - Interchangeable modular humeral stem | Biomet Orthopaedics | COMPREHENSIVE PRIMARY STEM 12MM MINI | 113632 | Standalone | DE0501670 | Patients with a degenerative disease of the glenohumeral joint or a grossly deficient rotator cuff joint with any of following conditions: - Severe arthropathy; or - Fracture of proximal humerus with or without dislocations; or - A previous failed glenohumeral joint replacement. Patients should have a functional deltoid muscle.
Orthopaedics | Shoulder replacement | Shoulder replacement - Humeral | Shoulder replacement - Interchangeable modular humeral stem | Biomet Orthopaedics | COMPREHENSIVE PRIMARY STEM 13MM MINI | 113633 | Standalone | DE0501670 | Patients with a degenerative disease of the glenohumeral joint or a grossly deficient rotator cuff joint with any of following conditions: - Severe arthropathy; or - Fracture of proximal humerus with or without dislocations; or - A previous failed glenohumeral joint replacement. Patients should have a functional deltoid muscle.
Orthopaedics | Shoulder replacement | Shoulder replacement - Humeral | Shoulder replacement - Interchangeable modular humeral stem | Biomet Orthopaedics | COMPREHENSIVE PRIMARY STEM 14MM MINI | 113634 | Standalone | DE0501670 | Patients with a degenerative disease of the glenohumeral joint or a grossly deficient rotator cuff joint with any of following conditions: - Severe arthropathy; or - Fracture of proximal humerus with or without dislocations; or - A previous failed glenohumeral joint replacement. Patients should have a functional deltoid muscle.
Orthopaedics | Shoulder replacement | Shoulder replacement - Humeral | Shoulder replacement - Interchangeable modular humeral stem | Biomet Orthopaedics | COMPREHENSIVE PRIMARY STEM 15MM MINI | 113635 | Standalone | DE0501670 | Patients with a degenerative disease of the glenohumeral joint or a grossly deficient rotator cuff joint with any of following conditions: - Severe arthropathy; or - Fracture of proximal humerus with or without dislocations; or - A previous failed glenohumeral joint replacement. Patients should have a functional deltoid muscle.
Orthopaedics | Shoulder replacement | Shoulder replacement - Humeral | Shoulder replacement - Interchangeable modular humeral stem | Biomet Orthopaedics | COMPREHENSIVE PRIMARY STEM 16MM MINI | 113636 | Standalone | DE0501670 | Patients with a degenerative disease of the glenohumeral joint or a grossly deficient rotator cuff joint with any of following conditions: - Severe arthropathy; or - Fracture of proximal humerus with or without dislocations; or - A previous failed glenohumeral joint replacement. Patients should have a functional deltoid muscle.
Orthopaedics | Shoulder replacement | Shoulder replacement - Humeral | Shoulder replacement - Interchangeable modular humeral stem | Biomet Orthopaedics | COMPREHENSIVE PRIMARY STEM 17MM MINI | 113637 | Standalone | DE0501670 | Patients with a degenerative disease of the glenohumeral joint or a grossly deficient rotator cuff joint with any of following conditions: - Severe arthropathy; or - Fracture of proximal humerus with or without dislocations; or - A previous failed glenohumeral joint replacement. Patients should have a functional deltoid muscle.
Orthopaedics | Shoulder replacement | Shoulder replacement - Humeral | Shoulder replacement - Interchangeable modular humeral stem | Biomet Orthopaedics | COMPREHENSIVE PRIMARY STEM 18MM MINI | 113638 | Standalone | DE0501670 | Patients with a degenerative disease of the glenohumeral joint or a grossly deficient rotator cuff joint with any of following conditions: - Severe arthropathy; or - Fracture of proximal humerus with or without dislocations; or - A previous failed glenohumeral joint replacement. Patients should have a functional deltoid muscle.
Orthopaedics | Shoulder replacement | Shoulder replacement - Humeral | Shoulder replacement - Interchangeable modular humeral stem | Biomet Orthopaedics | COMPREHENSIVE PRIMARY STEM 19MM MINI | 113639 | Standalone | DE0501670 | Patients with a degenerative disease of the glenohumeral joint or a grossly deficient rotator cuff joint with any of following conditions: - Severe arthropathy; or - Fracture of proximal humerus with or without dislocations; or - A previous failed glenohumeral joint replacement. Patients should have a functional deltoid muscle.
Orthopaedics | Shoulder replacement | Shoulder replacement - Humeral | Shoulder replacement - Interchangeable modular humeral stem | Biomet Orthopaedics | COMPREHENSIVE PRIMARY STEM 20MM MINI | 113640 | Standalone | DE0501670 | Patients with a degenerative disease of the glenohumeral joint or a grossly deficient rotator cuff joint with any of following conditions: - Severe arthropathy; or - Fracture of proximal humerus with or without dislocations; or - A previous failed glenohumeral joint replacement. Patients should have a functional deltoid muscle.
Orthopaedics | Shoulder replacement | Shoulder replacement - Humeral | Shoulder replacement - Interchangeable modular humeral stem | Biomet Orthopaedics | COMPREHENSIVE PRIMARY STEM 6MM STANDARD | 113646 | Standalone | DE0501670 | Patients with a degenerative disease of the glenohumeral joint or a grossly deficient rotator cuff joint with any of following conditions: - Severe arthropathy; or - Fracture of proximal humerus with or without dislocations; or - A previous failed glenohumeral joint replacement. Patients should have a functional deltoid muscle.
Orthopaedics | Shoulder replacement | Shoulder replacement - Humeral | Shoulder replacement - Interchangeable modular humeral stem | Biomet Orthopaedics | COMPREHENSIVE PRIMARY STEM 7MM STANDARD | 113647 | Standalone | DE0501670 | Patients with a degenerative disease of the glenohumeral joint or a grossly deficient rotator cuff joint with any of following conditions: - Severe arthropathy; or - Fracture of proximal humerus with or without dislocations; or - A previous failed glenohumeral joint replacement. Patients should have a functional deltoid muscle.
Orthopaedics | Shoulder replacement | Shoulder replacement - Humeral | Shoulder replacement - Interchangeable modular humeral stem | Biomet Orthopaedics | COMPREHENSIVE PRIMARY STEM 8MM STANDARD | 113648 | Standalone | DE0501670 | Patients with a degenerative disease of the glenohumeral joint or a grossly deficient rotator cuff joint with any of following conditions: - Severe arthropathy; or - Fracture of proximal humerus with or without dislocations; or - A previous failed glenohumeral joint replacement. Patients should have a functional deltoid muscle.
Orthopaedics | Shoulder replacement | Shoulder replacement - Humeral | Shoulder replacement - Interchangeable modular humeral stem | Biomet Orthopaedics | COMPREHENSIVE PRIMARY STEM 9MM STANDARD | 113649 | Standalone | DE0501670 | Patients with a degenerative disease of the glenohumeral joint or a grossly deficient rotator cuff joint with any of following conditions: - Severe arthropathy; or - Fracture of proximal humerus with or without dislocations; or - A previous failed glenohumeral joint replacement. Patients should have a functional deltoid muscle.
Orthopaedics | Shoulder replacement | Shoulder replacement - Humeral | Shoulder replacement - Interchangeable modular humeral stem | Biomet Orthopaedics | COMPREHENSIVE PRIMARY STEM 10MM STANDARD | 113650 | Standalone | DE0501670 | Patients with a degenerative disease of the glenohumeral joint or a grossly deficient rotator cuff joint with any of following conditions: - Severe arthropathy; or - Fracture of proximal humerus with or without dislocations; or - A previous failed glenohumeral joint replacement. Patients should have a functional deltoid muscle.
Orthopaedics | Shoulder replacement | Shoulder replacement - Humeral | Shoulder replacement - Interchangeable modular humeral stem | Biomet Orthopaedics | COMPREHENSIVE PRIMARY STEM 11MM STANDARD | 113651 | Standalone | DE0501670 | Patients with a degenerative disease of the glenohumeral joint or a grossly deficient rotator cuff joint with any of following conditions: - Severe arthropathy; or - Fracture of proximal humerus with or without dislocations; or - A previous failed glenohumeral joint replacement. Patients should have a functional deltoid muscle.
Orthopaedics | Shoulder replacement | Shoulder replacement - Humeral | Shoulder replacement - Interchangeable modular humeral stem | Biomet Orthopaedics | COMPREHENSIVE PRIMARY STEM 12MM STANDARD | 113652 | Standalone | DE0501670 | Patients with a degenerative disease of the glenohumeral joint or a grossly deficient rotator cuff joint with any of following conditions: - Severe arthropathy; or - Fracture of proximal humerus with or without dislocations; or - A previous failed glenohumeral joint replacement. Patients should have a functional deltoid muscle.
Orthopaedics | Shoulder replacement | Shoulder replacement - Humeral | Shoulder replacement - Interchangeable modular humeral stem | Biomet Orthopaedics | COMPREHENSIVE PRIMARY STEM 13MM STANDARD | 113653 | Standalone | DE0501670 | Patients with a degenerative disease of the glenohumeral joint or a grossly deficient rotator cuff joint with any of following conditions: - Severe arthropathy; or - Fracture of proximal humerus with or without dislocations; or - A previous failed glenohumeral joint replacement. Patients should have a functional deltoid muscle.
Orthopaedics | Shoulder replacement | Shoulder replacement - Humeral | Shoulder replacement - Interchangeable modular humeral stem | Biomet Orthopaedics | COMPREHENSIVE PRIMARY STEM 14MM STANDARD | 113654 | Standalone | DE0501670 | Patients with a degenerative disease of the glenohumeral joint or a grossly deficient rotator cuff joint with any of following conditions: - Severe arthropathy; or - Fracture of proximal humerus with or without dislocations; or - A previous failed glenohumeral joint replacement. Patients should have a functional deltoid muscle.
Orthopaedics | Shoulder replacement | Shoulder replacement - Humeral | Shoulder replacement - Interchangeable modular humeral stem | Biomet Orthopaedics | COMPREHENSIVE PRIMARY STEM 15MM STANDARD | 113655 | Standalone | DE0501536 | Patients with a degenerative disease of the glenohumeral joint or a grossly deficient rotator cuff joint with any of following conditions: - Severe arthropathy; or - Fracture of proximal humerus with or without dislocations; or - A previous failed glenohumeral joint replacement. Patients should have a functional deltoid muscle.
Orthopaedics | Shoulder replacement | Shoulder replacement - Humeral | Shoulder replacement - Interchangeable modular humeral stem | Biomet Orthopaedics | COMPREHENSIVE PRIMARY STEM 16MM STANDARD | 113656 | Standalone | DE0501536 | Patients with a degenerative disease of the glenohumeral joint or a grossly deficient rotator cuff joint with any of following conditions: - Severe arthropathy; or - Fracture of proximal humerus with or without dislocations; or - A previous failed glenohumeral joint replacement. Patients should have a functional deltoid muscle.
Orthopaedics | Shoulder replacement | Shoulder replacement - Glenoid | Shoulder replacement - Glenoid component | Biomet Orthopaedics | COMPREHENSIVE SM HYBRID GLENOID BASE 4MM | 113952 | Standalone | DE0501670 | Patients with a degenerative disease of the glenohumeral joint or a grossly deficient rotator cuff joint with any of following conditions: - Severe arthropathy; or - Fracture of proximal humerus with or without dislocations; or - A previous failed glenohumeral joint replacement. Patients should have a functional deltoid muscle.
Orthopaedics | Shoulder replacement | Shoulder replacement - Glenoid | Shoulder replacement - Glenoid component | Biomet Orthopaedics | COMPREHENSIVE MD HYBRID GLENOID BASE 4MM | 113954 | Standalone | DE0501670 | Patients with a degenerative disease of the glenohumeral joint or a grossly deficient rotator cuff joint with any of following conditions: - Severe arthropathy; or - Fracture of proximal humerus with or without dislocations; or - A previous failed glenohumeral joint replacement. Patients should have a functional deltoid muscle.
Orthopaedics | Shoulder replacement | Shoulder replacement - Glenoid | Shoulder replacement - Glenoid component | Biomet Orthopaedics | COMPREHENSIVE LG HYBRID GLENOID BASE 4MM | 113956 | Standalone | DE0501670 | Patients with a degenerative disease of the glenohumeral joint or a grossly deficient rotator cuff joint with any of following conditions: - Severe arthropathy; or - Fracture of proximal humerus with or without dislocations; or - A previous failed glenohumeral joint replacement. Patients should have a functional deltoid muscle.
Orthopaedics | Shoulder replacement | Shoulder replacement - Glenoid | Shoulder replacement - Glenosphere | Biomet Orthopaedics | COMP RVRS SHLDR GLNSPHERE 36MM STD | 115310 | Standalone | DE0019272 | Patients with a degenerative disease of the glenohumeral joint or a grossly deficient rotator cuff joint with any of following conditions: - Severe arthropathy; or - Fracture of proximal humerus with or without dislocations; or - A previous failed glenohumeral joint replacement. Patients should have a functional deltoid muscle.
Orthopaedics | Shoulder replacement | Shoulder replacement - Glenoid | Shoulder replacement - Glenosphere | Biomet Orthopaedics | COMP RVSR SHLDR GLNSPHERE 36MM +3MM | 115313 | Standalone | DE0019272 | Patients with a degenerative disease of the glenohumeral joint or a grossly deficient rotator cuff joint with any of following conditions: - Severe arthropathy; or - Fracture of proximal humerus with or without dislocations; or - A previous failed glenohumeral joint replacement. Patients should have a functional deltoid muscle.
Orthopaedics | Shoulder replacement | Shoulder replacement - Glenoid | Shoulder replacement - Glenosphere | Biomet Orthopaedics | COMP RVRS SHLDR GLNSPHERE 36MM +6MM | 115316 | Standalone | DE0019272 | Patients with a degenerative disease of the glenohumeral joint or a grossly deficient rotator cuff joint with any of following conditions: - Severe arthropathy; or - Fracture of proximal humerus with or without dislocations; or - A previous failed glenohumeral joint replacement. Patients should have a functional deltoid muscle.
Orthopaedics | Shoulder replacement | Shoulder replacement - Glenoid | Shoulder replacement - Reverse glenoid component - Baseplate | Biomet Orthopaedics | COMP RVRS SHLDR GLENOID BASEPLATE 28MM | 115330 | Standalone | DE0019272 | Patients with a degenerative disease of the glenohumeral joint or a grossly deficient rotator cuff joint with any of following conditions: - Severe arthropathy; or - Fracture of proximal humerus with or without dislocations; or - A previous failed glenohumeral joint replacement. Patients should have a functional deltoid muscle.
Orthopaedics | Shoulder replacement | Shoulder replacement - Humeral | Shoulder replacement - Reverse humeral tray | Biomet Orthopaedics | COMP RVRS HUMERAL TRAY 44MM STD | 115340 | Standalone | DE0019272 | Patients with a degenerative disease of the glenohumeral joint or a grossly deficient rotator cuff joint with any of following conditions: - Severe arthropathy; or - Fracture of proximal humerus with or without dislocations; or - A previous failed glenohumeral joint replacement. Patients should have a functional deltoid muscle.
Orthopaedics | Shoulder replacement | Shoulder replacement - Humeral | Shoulder replacement - Reverse humeral tray | Biomet Orthopaedics | COMP RVRS HUMERAL TRAY 44MM +5MM | 115345 | Standalone | DE0019272 | Patients with a degenerative disease of the glenohumeral joint or a grossly deficient rotator cuff joint with any of following conditions: - Severe arthropathy; or - Fracture of proximal humerus with or without dislocations; or - A previous failed glenohumeral joint replacement. Patients should have a functional deltoid muscle.
Orthopaedics | Shoulder replacement | Shoulder replacement - Humeral | Shoulder replacement - Reverse humeral tray | Biomet Orthopaedics | COMP RVRS HUMERAL TRAY 44MM +10MM | 115348 | Standalone | DE0019272 | Patients with a degenerative disease of the glenohumeral joint or a grossly deficient rotator cuff joint with any of following conditions: - Severe arthropathy; or - Fracture of proximal humerus with or without dislocations; or - A previous failed glenohumeral joint replacement. Patients should have a functional deltoid muscle.
Orthopaedics | Shoulder replacement | Shoulder replacement - Humeral | Shoulder replacement - Reverse humeral tray | Biomet Orthopaedics | COMP RVRS TRAY CO 44MM | 115370 | Standalone | DE0019272 | Patients with a degenerative disease of the glenohumeral joint or a grossly deficient rotator cuff joint with any of following conditions: - Severe arthropathy; or - Fracture of proximal humerus with or without dislocations; or - A previous failed glenohumeral joint replacement. Patients should have a functional deltoid muscle.
Orthopaedics | Shoulder replacement | Shoulder replacement - Humeral | Shoulder replacement - Reverse humeral tray | Biomet Orthopaedics | COMP RVRS TRAY +5MM CO 44MM | 115375 | Standalone | DE0019272 | Patients with a degenerative disease of the glenohumeral joint or a grossly deficient rotator cuff joint with any of following conditions: - Severe arthropathy; or - Fracture of proximal humerus with or without dislocations; or - A previous failed glenohumeral joint replacement. Patients should have a functional deltoid muscle.
Orthopaedics | Shoulder replacement | Shoulder replacement - Humeral | Shoulder replacement - Reverse humeral tray | Biomet Orthopaedics | COMP RVRS TRAY +10MM CO 44MM | 115378 | Standalone | DE0019272 | Patients with a degenerative disease of the glenohumeral joint or a grossly deficient rotator cuff joint with any of following conditions: - Severe arthropathy; or - Fracture of proximal humerus with or without dislocations; or - A previous failed glenohumeral joint replacement. Patients should have a functional deltoid muscle.
Orthopaedics | Shoulder replacement | Shoulder replacement - Accessories | Shoulder replacement - Eccentrical adaptor | Biomet Orthopaedics | VERSA DIAL/COMPREHENSIVE STD TPR ADAPTOR | 118001 | Standalone | DE0501670 | Patients with a degenerative disease of the glenohumeral joint or a grossly deficient rotator cuff joint with any of following conditions: - Severe arthropathy; or - Fracture of proximal humerus with or without dislocations; or - A previous failed glenohumeral joint replacement. Patients should have a functional deltoid muscle.
Orthopaedics | Shoulder replacement | Shoulder replacement - Accessories | Shoulder replacement - Screw | Biomet Orthopaedics | 4.75MM COMP RVRS FIXD LOCKNG SCREW 15MM | 180500 | Standalone | DE0019272 | Patients with a degenerative disease of the glenohumeral joint or a grossly deficient rotator cuff joint with any of following conditions: - Severe arthropathy; or - Fracture of proximal humerus with or without dislocations; or - A previous failed glenohumeral joint replacement. Patients should have a functional deltoid muscle.
Orthopaedics | Shoulder replacement | Shoulder replacement - Accessories | Shoulder replacement - Screw | Biomet Orthopaedics | 4.75MM COMP RVRS FIXD LOCKNG SCREW 20MM | 180501 | Standalone | DE0019272 | Patients with a degenerative disease of the glenohumeral joint or a grossly deficient rotator cuff joint with any of following conditions: - Severe arthropathy; or - Fracture of proximal humerus with or without dislocations; or - A previous failed glenohumeral joint replacement. Patients should have a functional deltoid muscle.
Orthopaedics | Shoulder replacement | Shoulder replacement - Accessories | Shoulder replacement - Screw | Biomet Orthopaedics | 4.75MM COMP RVRS FIXD LOCKNG SCREW 25MM | 180502 | Standalone | DE0019272 | Patients with a degenerative disease of the glenohumeral joint or a grossly deficient rotator cuff joint with any of following conditions: - Severe arthropathy; or - Fracture of proximal humerus with or without dislocations; or - A previous failed glenohumeral joint replacement. Patients should have a functional deltoid muscle.
Orthopaedics | Shoulder replacement | Shoulder replacement - Accessories | Shoulder replacement - Screw | Biomet Orthopaedics | 4.75MM COMP RVRS FIXD LOCKNG SCREW 30MM | 180503 | Standalone | DE0019272 | Patients with a degenerative disease of the glenohumeral joint or a grossly deficient rotator cuff joint with any of following conditions: - Severe arthropathy; or - Fracture of proximal humerus with or without dislocations; or - A previous failed glenohumeral joint replacement. Patients should have a functional deltoid muscle.
Orthopaedics | Shoulder replacement | Shoulder replacement - Accessories | Shoulder replacement - Screw | Biomet Orthopaedics | 4.75MM COMP RVRS FIXD LOCKNG SCREW 35MM | 180504 | Standalone | DE0019272 | Patients with a degenerative disease of the glenohumeral joint or a grossly deficient rotator cuff joint with any of following conditions: - Severe arthropathy; or - Fracture of proximal humerus with or without dislocations; or - A previous failed glenohumeral joint replacement. Patients should have a functional deltoid muscle.
Orthopaedics | Shoulder replacement | Shoulder replacement - Accessories | Shoulder replacement - Screw | Biomet Orthopaedics | 4.75MM COMP RVRS FIXD LOCKNG SCREW 40MM | 180505 | Standalone | DE0019272 | Patients with a degenerative disease of the glenohumeral joint or a grossly deficient rotator cuff joint with any of following conditions: - Severe arthropathy; or - Fracture of proximal humerus with or without dislocations; or - A previous failed glenohumeral joint replacement. Patients should have a functional deltoid muscle.
Orthopaedics | Shoulder replacement | Shoulder replacement - Accessories | Shoulder replacement - Screw | Biomet Orthopaedics | 4.75MM COMP RVRS FIXD LOCKNG SCREW 45MM | 180506 | Standalone | DE0019272 | Patients with a degenerative disease of the glenohumeral joint or a grossly deficient rotator cuff joint with any of following conditions: - Severe arthropathy; or - Fracture of proximal humerus with or without dislocations; or - A previous failed glenohumeral joint replacement. Patients should have a functional deltoid muscle.
Orthopaedics | Shoulder replacement | Shoulder replacement - Accessories | Shoulder replacement - Screw | Biomet Orthopaedics | 4.75MM COMP RVRS FIXD NONLOCKNG SCRW15MM | 180507 | Standalone | DE0019272 | Patients with a degenerative disease of the glenohumeral joint or a grossly deficient rotator cuff joint with any of following conditions: - Severe arthropathy; or - Fracture of proximal humerus with or without dislocations; or - A previous failed glenohumeral joint replacement. Patients should have a functional deltoid muscle.
Orthopaedics | Shoulder replacement | Shoulder replacement - Accessories | Shoulder replacement - Screw | Biomet Orthopaedics | 4.75MM COMP RVRS FIXD NONLOCKNG SCRW20MM | 180508 | Standalone | DE0019272 | Patients with a degenerative disease of the glenohumeral joint or a grossly deficient rotator cuff joint with any of following conditions: - Severe arthropathy; or - Fracture of proximal humerus with or without dislocations; or - A previous failed glenohumeral joint replacement. Patients should have a functional deltoid muscle.
Orthopaedics | Shoulder replacement | Shoulder replacement - Accessories | Shoulder replacement - Screw | Biomet Orthopaedics | 4.75MM COMP RVRS FIXD NONLOCKNG SCRW25MM | 180509 | Standalone | DE0019272 | Patients with a degenerative disease of the glenohumeral joint or a grossly deficient rotator cuff joint with any of following conditions: - Severe arthropathy; or - Fracture of proximal humerus with or without dislocations; or - A previous failed glenohumeral joint replacement. Patients should have a functional deltoid muscle.
Orthopaedics | Shoulder replacement | Shoulder replacement - Accessories | Shoulder replacement - Screw | Biomet Orthopaedics | 4.75MM COMP RVRS FIXD NONLOCKNG SCRW30MM | 180510 | Standalone | DE0019272 | Patients with a degenerative disease of the glenohumeral joint or a grossly deficient rotator cuff joint with any of following conditions: - Severe arthropathy; or - Fracture of proximal humerus with or without dislocations; or - A previous failed glenohumeral joint replacement. Patients should have a functional deltoid muscle.
Orthopaedics | Shoulder replacement | Shoulder replacement - Accessories | Shoulder replacement - Screw | Biomet Orthopaedics | 4.75MM COMP RVRS FIXD NONLOCKNG SCRW35MM | 180511 | Standalone | DE0019272 | Patients with a degenerative disease of the glenohumeral joint or a grossly deficient rotator cuff joint with any of following conditions: - Severe arthropathy; or - Fracture of proximal humerus with or without dislocations; or - A previous failed glenohumeral joint replacement. Patients should have a functional deltoid muscle.
Orthopaedics | Shoulder replacement | Shoulder replacement - Accessories | Shoulder replacement - Screw | Biomet Orthopaedics | 4.75MM COMP RVRS FIXD NONLOCKNG SCRW40MM | 180512 | Standalone | DE0019272 | Patients with a degenerative disease of the glenohumeral joint or a grossly deficient rotator cuff joint with any of following conditions: - Severe arthropathy; or - Fracture of proximal humerus with or without dislocations; or - A previous failed glenohumeral joint replacement. Patients should have a functional deltoid muscle.
Orthopaedics | Shoulder replacement | Shoulder replacement - Accessories | Shoulder replacement - Screw | Biomet Orthopaedics | 4.75MM COMP RVRS FIXD NONLOCKNG SCRW45MM | 180513 | Standalone | DE0019272 | Patients with a degenerative disease of the glenohumeral joint or a grossly deficient rotator cuff joint with any of following conditions: - Severe arthropathy; or - Fracture of proximal humerus with or without dislocations; or - A previous failed glenohumeral joint replacement. Patients should have a functional deltoid muscle.
Orthopaedics | Shoulder replacement | Shoulder replacement - Accessories | Shoulder replacement - Screw | Biomet Orthopaedics | COMP LK SCR 3.5HEX 4.75X15 ST | 180550 | Standalone | DE0019272 | Patients with a degenerative disease of the glenohumeral joint or a grossly deficient rotator cuff joint with any of following conditions: - Severe arthropathy; or - Fracture of proximal humerus with or without dislocations; or - A previous failed glenohumeral joint replacement. Patients should have a functional deltoid muscle.
Orthopaedics | Shoulder replacement | Shoulder replacement - Accessories | Shoulder replacement - Screw | Biomet Orthopaedics | COMP LK SCR 3.5HEX 4.75X20 ST | 180551 | Standalone | DE0019272 | Patients with a degenerative disease of the glenohumeral joint or a grossly deficient rotator cuff joint with any of following conditions: - Severe arthropathy; or - Fracture of proximal humerus with or without dislocations; or - A previous failed glenohumeral joint replacement. Patients should have a functional deltoid muscle.
Orthopaedics | Shoulder replacement | Shoulder replacement - Accessories | Shoulder replacement - Screw | Biomet Orthopaedics | COMP LK SCR 3.5HEX 4.75X25 ST | 180552 | Standalone | DE0019272 | Patients with a degenerative disease of the glenohumeral joint or a grossly deficient rotator cuff joint with any of following conditions: - Severe arthropathy; or - Fracture of proximal humerus with or without dislocations; or - A previous failed glenohumeral joint replacement. Patients should have a functional deltoid muscle.
Orthopaedics | Shoulder replacement | Shoulder replacement - Accessories | Shoulder replacement - Screw | Biomet Orthopaedics | COMP LK SCR 3.5HEX 4.75X30 ST | 180553 | Standalone | DE0019272 | Patients with a degenerative disease of the glenohumeral joint or a grossly deficient rotator cuff joint with any of following conditions: - Severe arthropathy; or - Fracture of proximal humerus with or without dislocations; or - A previous failed glenohumeral joint replacement. Patients should have a functional deltoid muscle.
Orthopaedics | Shoulder replacement | Shoulder replacement - Accessories | Shoulder replacement - Screw | Biomet Orthopaedics | COMP LK SCR 3.5HEX 4.75X35 ST | 180554 | Standalone | DE0019272 | Patients with a degenerative disease of the glenohumeral joint or a grossly deficient rotator cuff joint with any of following conditions: - Severe arthropathy; or - Fracture of proximal humerus with or without dislocations; or - A previous failed glenohumeral joint replacement. Patients should have a functional deltoid muscle.
Orthopaedics | Shoulder replacement | Shoulder replacement - Accessories | Shoulder replacement - Screw | Biomet Orthopaedics | COMP LK SCR 3.5HEX 4.75X40 ST | 180555 | Standalone | DE0019272 | Patients with a degenerative disease of the glenohumeral joint or a grossly deficient rotator cuff joint with any of following conditions: - Severe arthropathy; or - Fracture of proximal humerus with or without dislocations; or - A previous failed glenohumeral joint replacement. Patients should have a functional deltoid muscle.
Orthopaedics | Shoulder replacement | Shoulder replacement - Accessories | Shoulder replacement - Screw | Biomet Orthopaedics | COMP LK SCR 3.5HEX 4.75X45 ST | 180556 | Standalone | DE0019272 | Patients with a degenerative disease of the glenohumeral joint or a grossly deficient rotator cuff joint with any of following conditions: - Severe arthropathy; or - Fracture of proximal humerus with or without dislocations; or - A previous failed glenohumeral joint replacement. Patients should have a functional deltoid muscle.
Orthopaedics | Shoulder replacement | Shoulder replacement - Accessories | Shoulder replacement - Screw | Biomet Orthopaedics | COMP NLK SCR 3.5HEX 4.75X15 ST | 180557 | Standalone | DE0019272 | Patients with a degenerative disease of the glenohumeral joint or a grossly deficient rotator cuff joint with any of following conditions: - Severe arthropathy; or - Fracture of proximal humerus with or without dislocations; or - A previous failed glenohumeral joint replacement. Patients should have a functional deltoid muscle.
Orthopaedics | Shoulder replacement | Shoulder replacement - Accessories | Shoulder replacement - Screw | Biomet Orthopaedics | COMP NLK SCR 3.5HEX 4.75X20 ST | 180558 | Standalone | DE0019272 | Patients with a degenerative disease of the glenohumeral joint or a grossly deficient rotator cuff joint with any of following conditions: - Severe arthropathy; or - Fracture of proximal humerus with or without dislocations; or - A previous failed glenohumeral joint replacement. Patients should have a functional deltoid muscle.
Orthopaedics | Shoulder replacement | Shoulder replacement - Accessories | Shoulder replacement - Screw | Biomet Orthopaedics | COMP NLK SCR 3.5HEX 4.75X25 ST | 180559 | Standalone | DE0019272 | Patients with a degenerative disease of the glenohumeral joint or a grossly deficient rotator cuff joint with any of following conditions: - Severe arthropathy; or - Fracture of proximal humerus with or without dislocations; or - A previous failed glenohumeral joint replacement. Patients should have a functional deltoid muscle.
Orthopaedics | Shoulder replacement | Shoulder replacement - Accessories | Shoulder replacement - Screw | Biomet Orthopaedics | COMP NLK SCR 3.5HEX 4.75X30 ST | 180560 | Standalone | DE0019272 | Patients with a degenerative disease of the glenohumeral joint or a grossly deficient rotator cuff joint with any of following conditions: - Severe arthropathy; or - Fracture of proximal humerus with or without dislocations; or - A previous failed glenohumeral joint replacement. Patients should have a functional deltoid muscle.
Orthopaedics | Shoulder replacement | Shoulder replacement - Accessories | Shoulder replacement - Screw | Biomet Orthopaedics | COMP NLK SCR 3.5HEX 4.75X35 ST | 180561 | Standalone | DE0019272 | Patients with a degenerative disease of the glenohumeral joint or a grossly deficient rotator cuff joint with any of following conditions: - Severe arthropathy; or - Fracture of proximal humerus with or without dislocations; or - A previous failed glenohumeral joint replacement. Patients should have a functional deltoid muscle.
Orthopaedics | Shoulder replacement | Shoulder replacement - Accessories | Shoulder replacement - Screw | Biomet Orthopaedics | COMP NLK SCR 3.5HEX 4.75X40 ST | 180562 | Standalone | DE0019272 | Patients with a degenerative disease of the glenohumeral joint or a grossly deficient rotator cuff joint with any of following conditions: - Severe arthropathy; or - Fracture of proximal humerus with or without dislocations; or - A previous failed glenohumeral joint replacement. Patients should have a functional deltoid muscle.
Orthopaedics | Shoulder replacement | Shoulder replacement - Accessories | Shoulder replacement - Screw | Biomet Orthopaedics | COMP NLK SCR 3.5HEX 4.75X45 ST | 180563 | Standalone | DE0019272 | Patients with a degenerative disease of the glenohumeral joint or a grossly deficient rotator cuff joint with any of following conditions: - Severe arthropathy; or - Fracture of proximal humerus with or without dislocations; or - A previous failed glenohumeral joint replacement. Patients should have a functional deltoid muscle.
Orthopaedics | Shoulder replacement | Shoulder replacement - Glenoid | Shoulder replacement - Reverse glenoid component - Baseplate and eccentrical adaptor | Biomet Orthopaedics | COMP RVRS 25MM BASEPLT HA+ADPTR | 010000589 | Standalone | DE0019272 | Patients with a degenerative disease of the glenohumeral joint or a grossly deficient rotator cuff joint with any of following conditions: - Severe arthropathy; or - Fracture of proximal humerus with or without dislocations; or - A previous failed glenohumeral joint replacement. Patients should have a functional deltoid muscle.
Orthopaedics | Trauma - Extramedullary fixation | Fixation screw | Headless compression screw | Biomet Trauma | HDLS CMPN SCR 2.5X10 NS | 110018415 | Standalone | DE0018754 | Patients requiring fracture fixation or orthopaedic corrective surgery
Orthopaedics | Trauma - Extramedullary fixation | Fixation screw | Headless compression screw | Biomet Trauma | HDLS CMPN SCR 2.5X12 NS | 110018416 | Standalone | DE0018754 | Patients requiring fracture fixation or orthopaedic corrective surgery
Orthopaedics | Trauma - Extramedullary fixation | Fixation screw | Headless compression screw | Biomet Trauma | HDLS CMPN SCR 2.5X14 NS | 110018417 | Standalone | DE0018754 | Patients requiring fracture fixation or orthopaedic corrective surgery
Orthopaedics | Trauma - Extramedullary fixation | Fixation screw | Headless compression screw | Biomet Trauma | HDLS CMPN SCR 2.5X16 NS | 110018418 | Standalone | DE0018754 | Patients requiring fracture fixation or orthopaedic corrective surgery
Orthopaedics | Trauma - Extramedullary fixation | Fixation screw | Headless compression screw | Biomet Trauma | HDLS CMPN SCR 2.5X18 NS | 110018419 | Standalone | DE0018754 | Patients requiring fracture fixation or orthopaedic corrective surgery
Orthopaedics | Trauma - Extramedullary fixation | Fixation screw | Headless compression screw | Biomet Trauma | HDLS CMPN SCR 2.5X20 NS | 110018420 | Standalone | DE0018754 | Patients requiring fracture fixation or orthopaedic corrective surgery
Orthopaedics | Trauma - Extramedullary fixation | Fixation screw | Headless compression screw | Biomet Trauma | HDLS CMPN SCR 2.5X22 NS | 110018421 | Standalone | DE0018754 | Patients requiring fracture fixation or orthopaedic corrective surgery
Orthopaedics | Trauma - Extramedullary fixation | Fixation screw | Headless compression screw | Biomet Trauma | HDLS CMPN SCR 2.5X24 NS | 110018422 | Standalone | DE0018754 | Patients requiring fracture fixation or orthopaedic corrective surgery
Orthopaedics | Trauma - Extramedullary fixation | Fixation screw | Headless compression screw | Biomet Trauma | HDLS CMPN SCR 2.5X26 NS | 110018423 | Standalone | DE0018754 | Patients requiring fracture fixation or orthopaedic corrective surgery
Orthopaedics | Trauma - Extramedullary fixation | Fixation screw | Headless compression screw | Biomet Trauma | HDLS CMPN SCR 2.5X28PT NS | 110018424 | Standalone | DE0018754 | Patients requiring fracture fixation or orthopaedic corrective surgery
Orthopaedics | Trauma - Extramedullary fixation | Fixation screw | Headless compression screw | Biomet Trauma | HDLS CMPN SCR 2.5X30PT NS | 110018425 | Standalone | DE0018754 | Patients requiring fracture fixation or orthopaedic corrective surgery
Orthopaedics | Trauma - Extramedullary fixation | Fixation screw | Headless compression screw | Biomet Trauma | HDLS CMPN SCR 2.5X32PT NS | 110018426 | Standalone | DE0018754 | Patients requiring fracture fixation or orthopaedic corrective surgery
Orthopaedics | Trauma - Extramedullary fixation | Fixation screw | Headless compression screw | Biomet Trauma | HDLS CMPN SCR 2.5X34PT NS | 110018427 | Standalone | DE0018754 | Patients requiring fracture fixation or orthopaedic corrective surgery
Orthopaedics | Trauma - Extramedullary fixation | Fixation screw | Headless compression screw | Biomet Trauma | HDLS CMPN SCR 2.5X36PT NS | 110018428 | Standalone | DE0018754 | Patients requiring fracture fixation or orthopaedic corrective surgery
Orthopaedics | Trauma - Extramedullary fixation | Fixation screw | Headless compression screw | Biomet Trauma | HDLS CMPN SCR 2.5X38PT NS | 110018429 | Standalone | DE0018754 | Patients requiring fracture fixation or orthopaedic corrective surgery
Orthopaedics | Trauma - Extramedullary fixation | Fixation screw | Headless compression screw | Biomet Trauma | HDLS CMPN SCR 2.5X40PT NS | 110018430 | Standalone | DE0018754 | Patients requiring fracture fixation or orthopaedic corrective surgery
Orthopaedics | Trauma - Extramedullary fixation | Fixation screw | Headless compression screw | Biomet Trauma | HDLS CMPN SCR 2.5X10 ST | 110018431 | Standalone | DE0018754 | Patients requiring fracture fixation or orthopaedic corrective surgery
Orthopaedics | Trauma - Extramedullary fixation | Fixation screw | Headless compression screw | Biomet Trauma | HDLS CMPN SCR 2.5X12 ST | 110018432 | Standalone | DE0018754 | Patients requiring fracture fixation or orthopaedic corrective surgery
Orthopaedics | Trauma - Extramedullary fixation | Fixation screw | Headless compression screw | Biomet Trauma | HDLS CMPN SCR 2.5X14 ST | 110018433 | Standalone | DE0018754 | Patients requiring fracture fixation or orthopaedic corrective surgery
Orthopaedics | Trauma - Extramedullary fixation | Fixation screw | Headless compression screw | Biomet Trauma | HDLS CMPN SCR 2.5X16 ST | 110018434 | Standalone | DE0018754 | Patients requiring fracture fixation or orthopaedic corrective surgery
Orthopaedics | Trauma - Extramedullary fixation | Fixation screw | Headless compression screw | Biomet Trauma | HDLS CMPN SCR 2.5X18 ST | 110018435 | Standalone | DE0018754 | Patients requiring fracture fixation or orthopaedic corrective surgery
Orthopaedics | Trauma - Extramedullary fixation | Fixation screw | Headless compression screw | Biomet Trauma | HDLS CMPN SCR 2.5X20 ST | 110018436 | Standalone | DE0018754 | Patients requiring fracture fixation or orthopaedic corrective surgery
Orthopaedics | Trauma - Extramedullary fixation | Fixation screw | Headless compression screw | Biomet Trauma | HDLS CMPN SCR 2.5X22 ST | 110018437 | Standalone | DE0018754 | Patients requiring fracture fixation or orthopaedic corrective surgery
Orthopaedics | Trauma - Extramedullary fixation | Fixation screw | Headless compression screw | Biomet Trauma | HDLS CMPN SCR 2.5X24 ST | 110018438 | Standalone | DE0018754 | Patients requiring fracture fixation or orthopaedic corrective surgery
Orthopaedics | Trauma - Extramedullary fixation | Fixation screw | Headless compression screw | Biomet Trauma | HDLS CMPN SCR 2.5X26 ST | 110018439 | Standalone | DE0018754 | Patients requiring fracture fixation or orthopaedic corrective surgery
Orthopaedics | Trauma - Extramedullary fixation | Fixation screw | Headless compression screw | Biomet Trauma | HDLS CMPN SCR 2.5X28PT ST | 110018440 | Standalone | DE0018754 | Patients requiring fracture fixation or orthopaedic corrective surgery
Orthopaedics | Trauma - Extramedullary fixation | Fixation screw | Headless compression screw | Biomet Trauma | HDLS CMPN SCR 2.5X30PT ST | 110018441 | Standalone | DE0018754 | Patients requiring fracture fixation or orthopaedic corrective surgery
Orthopaedics | Trauma - Extramedullary fixation | Fixation screw | Headless compression screw | Biomet Trauma | HDLS CMPN SCR 2.5X32PT ST | 110018442 | Standalone | DE0018754 | Patients requiring fracture fixation or orthopaedic corrective surgery
Orthopaedics | Trauma - Extramedullary fixation | Fixation screw | Headless compression screw | Biomet Trauma | HDLS CMPN SCR 2.5X34PT ST | 110018443 | Standalone | DE0018754 | Patients requiring fracture fixation or orthopaedic corrective surgery
Orthopaedics | Trauma - Extramedullary fixation | Fixation screw | Headless compression screw | Biomet Trauma | HDLS CMPN SCR 2.5X36PT ST | 110018444 | Standalone | DE0018754 | Patients requiring fracture fixation or orthopaedic corrective surgery
Orthopaedics | Trauma - Extramedullary fixation | Fixation screw | Headless compression screw | Biomet Trauma | HDLS CMPN SCR 2.5X38PT ST | 110018445 | Standalone | DE0018754 | Patients requiring fracture fixation or orthopaedic corrective surgery
Orthopaedics | Trauma - Extramedullary fixation | Fixation screw | Headless compression screw | Biomet Trauma | HDLS CMPN SCR 2.5X40PT ST | 110018446 | Standalone | DE0018754 | Patients requiring fracture fixation or orthopaedic corrective surgery
Orthopaedics | Trauma - Extramedullary fixation | Fixation screw | Headless compression screw | Biomet Trauma | HDLS CMPN SCR 3.0X10 NS | 110018448 | Standalone | DE0018754 | Patients requiring fracture fixation or orthopaedic corrective surgery
Orthopaedics | Trauma - Extramedullary fixation | Fixation screw | Headless compression screw | Biomet Trauma | HDLS CMPN SCR 3.0X12 NS | 110018449 | Standalone | DE0018754 | Patients requiring fracture fixation or orthopaedic corrective surgery
Orthopaedics | Trauma - Extramedullary fixation | Fixation screw | Headless compression screw | Biomet Trauma | HDLS CMPN SCR 3.0X14 NS | 110018450 | Standalone | DE0018754 | Patients requiring fracture fixation or orthopaedic corrective surgery
Orthopaedics | Trauma - Extramedullary fixation | Fixation screw | Headless compression screw | Biomet Trauma | HDLS CMPN SCR 3.0X16 NS | 110018451 | Standalone | DE0018754 | Patients requiring fracture fixation or orthopaedic corrective surgery
Orthopaedics | Trauma - Extramedullary fixation | Fixation screw | Headless compression screw | Biomet Trauma | HDLS CMPN SCR 3.0X18 NS | 110018452 | Standalone | DE0018754 | Patients requiring fracture fixation or orthopaedic corrective surgery
Orthopaedics | Trauma - Extramedullary fixation | Fixation screw | Headless compression screw | Biomet Trauma | HDLS CMPN SCR 3.0X20 NS | 110018453 | Standalone | DE0018754 | Patients requiring fracture fixation or orthopaedic corrective surgery
Orthopaedics | Trauma - Extramedullary fixation | Fixation screw | Headless compression screw | Biomet Trauma | HDLS CMPN SCR 3.0X22 NS | 110018454 | Standalone | DE0018754 | Patients requiring fracture fixation or orthopaedic corrective surgery
Orthopaedics | Trauma - Extramedullary fixation | Fixation screw | Headless compression screw | Biomet Trauma | HDLS CMPN SCR 3.0X24 NS | 110018455 | Standalone | DE0018754 | Patients requiring fracture fixation or orthopaedic corrective surgery
Orthopaedics | Trauma - Extramedullary fixation | Fixation screw | Headless compression screw | Biomet Trauma | HDLS CMPN SCR 3.0X26 NS | 110018456 | Standalone | DE0018754 | Patients requiring fracture fixation or orthopaedic corrective surgery
Orthopaedics | Trauma - Extramedullary fixation | Fixation screw | Headless compression screw | Biomet Trauma | HDLS CMPN SCR 3.0X28 NS | 110018457 | Standalone | DE0018754 | Patients requiring fracture fixation or orthopaedic corrective surgery
Orthopaedics | Trauma - Extramedullary fixation | Fixation screw | Headless compression screw | Biomet Trauma | HDLS CMPN SCR 3.0X30 NS | 110018458 | Standalone | DE0018754 | Patients requiring fracture fixation or orthopaedic corrective surgery
Orthopaedics | Trauma - Extramedullary fixation | Fixation screw | Headless compression screw | Biomet Trauma | HDLS CMPN SCR 3.0X32 NS | 110018459 | Standalone | DE0018754 | Patients requiring fracture fixation or orthopaedic corrective surgery
Orthopaedics | Trauma - Extramedullary fixation | Fixation screw | Headless compression screw | Biomet Trauma | HDLS CMPN SCR 3.0X34 NS | 110018460 | Standalone | DE0018754 | Patients requiring fracture fixation or orthopaedic corrective surgery
Orthopaedics | Trauma - Extramedullary fixation | Fixation screw | Headless compression screw | Biomet Trauma | HDLS CMPN SCR 3.0X36 NS | 110018461 | Standalone | DE0018754 | Patients requiring fracture fixation or orthopaedic corrective surgery
Orthopaedics | Trauma - Extramedullary fixation | Fixation screw | Headless compression screw | Biomet Trauma | HDLS CMPN SCR 3.0X38 NS | 110018462 | Standalone | DE0018754 | Patients requiring fracture fixation or orthopaedic corrective surgery
Orthopaedics | Trauma - Extramedullary fixation | Fixation screw | Headless compression screw | Biomet Trauma | HDLS CMPN SCR 3.0X40 NS | 110018463 | Standalone | DE0018754 | Patients requiring fracture fixation or orthopaedic corrective surgery
Orthopaedics | Trauma - Extramedullary fixation | Fixation screw | Headless compression screw | Biomet Trauma | HDLS CMPN SCR 3.0X10 ST | 110018464 | Standalone | DE0018754 | Patients requiring fracture fixation or orthopaedic corrective surgery
Orthopaedics | Trauma - Extramedullary fixation | Fixation screw | Headless compression screw | Biomet Trauma | HDLS CMPN SCR 3.0X12 ST | 110018465 | Standalone | DE0018754 | Patients requiring fracture fixation or orthopaedic corrective surgery
Orthopaedics | Trauma - Extramedullary fixation | Fixation screw | Headless compression screw | Biomet Trauma | HDLS CMPN SCR 3.0X14 ST | 110018466 | Standalone | DE0018754 | Patients requiring fracture fixation or orthopaedic corrective surgery
Orthopaedics | Trauma - Extramedullary fixation | Fixation screw | Headless compression screw | Biomet Trauma | HDLS CMPN SCR 3.0X16 ST | 110018467 | Standalone | DE0018754 | Patients requiring fracture fixation or orthopaedic corrective surgery
Orthopaedics | Trauma - Extramedullary fixation | Fixation screw | Headless compression screw | Biomet Trauma | HDLS CMPN SCR 3.0X18 ST | 110018468 | Standalone | DE0018754 | Patients requiring fracture fixation or orthopaedic corrective surgery
Orthopaedics | Trauma - Extramedullary fixation | Fixation screw | Headless compression screw | Biomet Trauma | HDLS CMPN SCR 3.0X20 ST | 110018469 | Standalone | DE0018754 | Patients requiring fracture fixation or orthopaedic corrective surgery
Orthopaedics | Trauma - Extramedullary fixation | Fixation screw | Headless compression screw | Biomet Trauma | HDLS CMPN SCR 3.0X22 ST | 110018470 | Standalone | DE0018754 | Patients requiring fracture fixation or orthopaedic corrective surgery
Orthopaedics | Trauma - Extramedullary fixation | Fixation screw | Headless compression screw | Biomet Trauma | HDLS CMPN SCR 3.0X24 ST | 110018471 | Standalone | DE0018754 | Patients requiring fracture fixation or orthopaedic corrective surgery
Orthopaedics | Trauma - Extramedullary fixation | Fixation screw | Headless compression screw | Biomet Trauma | HDLS CMPN SCR 3.0X26 ST | 110018472 | Standalone | DE0018754 | Patients requiring fracture fixation or orthopaedic corrective surgery
Orthopaedics | Trauma - Extramedullary fixation | Fixation screw | Headless compression screw | Biomet Trauma | HDLS CMPN SCR 3.0X28 ST | 110018473 | Standalone | DE0018754 | Patients requiring fracture fixation or orthopaedic corrective surgery
Orthopaedics | Trauma - Extramedullary fixation | Fixation screw | Headless compression screw | Biomet Trauma | HDLS CMPN SCR 3.0X30 ST | 110018474 | Standalone | DE0018754 | Patients requiring fracture fixation or orthopaedic corrective surgery
Orthopaedics | Trauma - Extramedullary fixation | Fixation screw | Headless compression screw | Biomet Trauma | HDLS CMPN SCR 3.0X32 ST | 110018475 | Standalone | DE0018754 | Patients requiring fracture fixation or orthopaedic corrective surgery
Orthopaedics | Trauma - Extramedullary fixation | Fixation screw | Headless compression screw | Biomet Trauma | HDLS CMPN SCR 3.0X34 ST | 110018476 | Standalone | DE0018754 | Patients requiring fracture fixation or orthopaedic corrective surgery
Orthopaedics | Trauma - Extramedullary fixation | Fixation screw | Headless compression screw | Biomet Trauma | HDLS CMPN SCR 3.0X36 ST | 110018477 | Standalone | DE0018754 | Patients requiring fracture fixation or orthopaedic corrective surgery
Orthopaedics | Trauma - Extramedullary fixation | Fixation screw | Headless compression screw | Biomet Trauma | HDLS CMPN SCR 3.0X38 ST | 110018478 | Standalone | DE0018754 | Patients requiring fracture fixation or orthopaedic corrective surgery
Orthopaedics | Trauma - Extramedullary fixation | Fixation screw | Headless compression screw | Biomet Trauma | HDLS CMPN SCR 3.0X40 ST | 110018479 | Standalone | DE0018754 | Patients requiring fracture fixation or orthopaedic corrective surgery
Orthopaedics | Trauma - Extramedullary fixation | Fixation screw | Headless compression screw | Biomet Trauma | HDLS CMPN SCR 2.5X28 NS | 110018528 | Standalone | DE0018754 | Patients requiring fracture fixation or orthopaedic corrective surgery
Orthopaedics | Trauma - Extramedullary fixation | Fixation screw | Headless compression screw | Biomet Trauma | HDLS CMPN SCR 2.5X30 NS | 110018529 | Standalone | DE0018754 | Patients requiring fracture fixation or orthopaedic corrective surgery
Orthopaedics | Trauma - Extramedullary fixation | Fixation screw | Headless compression screw | Biomet Trauma | HDLS CMPN SCR 2.5X32 NS | 110018530 | Standalone | DE0018754 | Patients requiring fracture fixation or orthopaedic corrective surgery
Orthopaedics | Trauma - Extramedullary fixation | Fixation screw | Headless compression screw | Biomet Trauma | HDLS CMPN SCR 2.5X34 NS | 110018550 | Standalone | DE0018754 | Patients requiring fracture fixation or orthopaedic corrective surgery
Orthopaedics | Trauma - Extramedullary fixation | Fixation screw | Headless compression screw | Biomet Trauma | HDLS CMPN SCR 2.5X36 NS | 110018551 | Standalone | DE0018754 | Patients requiring fracture fixation or orthopaedic corrective surgery
Orthopaedics | Trauma - Extramedullary fixation | Fixation screw | Headless compression screw | Biomet Trauma | HDLS CMPN SCR 2.5X38 NS | 110018552 | Standalone | DE0018754 | Patients requiring fracture fixation or orthopaedic corrective surgery
Orthopaedics | Trauma - Extramedullary fixation | Fixation screw | Headless compression screw | Biomet Trauma | HDLS CMPN SCR 2.5X40 NS | 110018553 | Standalone | DE0018754 | Patients requiring fracture fixation or orthopaedic corrective surgery
Orthopaedics | Trauma - Extramedullary fixation | Fixation screw | Headless compression screw | Biomet Trauma | HDLS CMPN SCR 2.5X28 ST | 110018554 | Standalone | DE0018754 | Patients requiring fracture fixation or orthopaedic corrective surgery
Orthopaedics | Trauma - Extramedullary fixation | Fixation screw | Headless compression screw | Biomet Trauma | HDLS CMPN SCR 2.5X30 ST | 110018555 | Standalone | DE0018754 | Patients requiring fracture fixation or orthopaedic corrective surgery
Orthopaedics | Trauma - Extramedullary fixation | Fixation screw | Headless compression screw | Biomet Trauma | HDLS CMPN SCR 2.5X32 ST | 110018556 | Standalone | DE0018754 | Patients requiring fracture fixation or orthopaedic corrective surgery
Orthopaedics | Trauma - Extramedullary fixation | Fixation screw | Headless compression screw | Biomet Trauma | HDLS CMPN SCR 2.5X34 ST | 110018557 | Standalone | DE0018754 | Patients requiring fracture fixation or orthopaedic corrective surgery
Orthopaedics | Trauma - Extramedullary fixation | Fixation screw | Headless compression screw | Biomet Trauma | HDLS CMPN SCR 2.5X36 ST | 110018558 | Standalone | DE0018754 | Patients requiring fracture fixation or orthopaedic corrective surgery
Orthopaedics | Trauma - Extramedullary fixation | Fixation screw | Headless compression screw | Biomet Trauma | HDLS CMPN SCR 2.5X38 ST | 110018559 | Standalone | DE0018754 | Patients requiring fracture fixation or orthopaedic corrective surgery
Orthopaedics | Trauma - Extramedullary fixation | Fixation screw | Headless compression screw | Biomet Trauma | HDLS CMPN SCR 2.5X40 ST | 110018560 | Standalone | DE0018754 | Patients requiring fracture fixation or orthopaedic corrective surgery
Orthopaedics | Trauma - Extramedullary fixation | Locking/combination plate | Locking/combination plate - Humerus | Biomet Trauma | PRX HUM LO PLT LT 3H 73MM | 110030100 | Standalone | DE0501670 | Patients requiring fracture fixation or orthopaedic corrective surgery
Orthopaedics | Trauma - Extramedullary fixation | Locking/combination plate | Locking/combination plate - Humerus | Biomet Trauma | PRX HUM LO PLT LT 4H 83MM | 110030101 | Standalone | DE0501670 | Patients requiring fracture fixation or orthopaedic corrective surgery
Orthopaedics | Trauma - Extramedullary fixation | Locking/combination plate | Locking/combination plate - Humerus | Biomet Trauma | PRX HUM LO PLT LT 7H 133MM | 110030102 | Standalone | DE0501670 | Patients requiring fracture fixation or orthopaedic corrective surgery
Orthopaedics | Trauma - Extramedullary fixation | Locking/combination plate | Locking/combination plate - Humerus | Biomet Trauma | PRX HUM LO PLT RT 3H 73MM | 110030200 | Standalone | DE0503410 | Patients requiring fracture fixation or orthopaedic corrective surgery
Orthopaedics | Trauma - Extramedullary fixation | Locking/combination plate | Locking/combination plate - Humerus | Biomet Trauma | PRX HUM LO PLT RT 4H 83MM | 110030201 | Standalone | DE0503410 | Patients requiring fracture fixation or orthopaedic corrective surgery
Orthopaedics | Trauma - Extramedullary fixation | Locking/combination plate | Locking/combination plate - Humerus | Biomet Trauma | PRX HUM LO PLT RT 7H 133MM | 110030202 | Standalone | DE0503410 | Patients requiring fracture fixation or orthopaedic corrective surgery
Orthopaedics | Trauma - Extramedullary fixation | Locking/combination plate | Locking/combination plate - Humerus | Biomet Trauma | PRX HUM HI PLT LT 3H 80MM | 110030300 | Standalone | DE0502691 | Patients requiring fracture fixation or orthopaedic corrective surgery
Orthopaedics | Trauma - Extramedullary fixation | Locking/combination plate | Locking/combination plate - Humerus | Biomet Trauma | PRX HUM HI PLT LT 4H 90MM | 110030301 | Standalone | DE0502691 | Patients requiring fracture fixation or orthopaedic corrective surgery
Orthopaedics | Trauma - Extramedullary fixation | Locking/combination plate | Locking/combination plate - Humerus | Biomet Trauma | PRX HUM HI PLT LT 7H 140MM | 110030302 | Standalone | DE0502691 | Patients requiring fracture fixation or orthopaedic corrective surgery
Orthopaedics | Trauma - Extramedullary fixation | Locking/combination plate | Locking/combination plate - Humerus | Biomet Trauma | PRX HUM HI PLT RT 3H 80MM | 110030400 | Standalone | DE0503410 | Patients requiring fracture fixation or orthopaedic corrective surgery
Orthopaedics | Trauma - Extramedullary fixation | Locking/combination plate | Locking/combination plate - Humerus | Biomet Trauma | PRX HUM HI PLT RT 4H 90MM | 110030401 | Standalone | DE0503410 | Patients requiring fracture fixation or orthopaedic corrective surgery
Orthopaedics | Trauma - Extramedullary fixation | Locking/combination plate | Locking/combination plate - Humerus | Biomet Trauma | PRX HUM HI PLT RT 7H 140MM | 110030402 | Standalone | DE0503410 | Patients requiring fracture fixation or orthopaedic corrective surgery
Orthopaedics | Shoulder replacement | Shoulder replacement - Humeral | Shoulder replacement - Reverse humeral tray | Zimmer Inc | MINI TRAY STD COCR +0 OFFSET | 110031399 | Standalone | DE0504295 | Patients with a degenerative disease of the glenohumeral joint or a grossly deficient rotator cuff joint with any of following conditions: - Severe arthropathy; or - Fracture of proximal humerus with or without dislocations; or - A previous failed glenohumeral joint replacement. Patients should have a functional deltoid muscle.
Orthopaedics | Shoulder replacement | Shoulder replacement - Humeral | Shoulder replacement - Reverse humeral tray | Zimmer Inc | MINI TRAY +5MM COCR +0 OFFSET | 110031400 | Standalone | DE0504295 | Patients with a degenerative disease of the glenohumeral joint or a grossly deficient rotator cuff joint with any of following conditions: - Severe arthropathy; or - Fracture of proximal humerus with or without dislocations; or - A previous failed glenohumeral joint replacement. Patients should have a functional deltoid muscle.
Orthopaedics | Shoulder replacement | Shoulder replacement - Humeral | Shoulder replacement - Reverse humeral tray | Zimmer Inc | MINI TRAY +10MM COCR +0 OFFSET | 110031401 | Standalone | DE0504295 | Patients with a degenerative disease of the glenohumeral joint or a grossly deficient rotator cuff joint with any of following conditions: - Severe arthropathy; or - Fracture of proximal humerus with or without dislocations; or - A previous failed glenohumeral joint replacement. Patients should have a functional deltoid muscle.
Orthopaedics | Shoulder replacement | Shoulder replacement - Humeral | Shoulder replacement - Reverse humeral tray | Zimmer Inc | MINI TRAY STD COCR +3 OFFSET | 110031402 | Standalone | DE0504295 | Patients with a degenerative disease of the glenohumeral joint or a grossly deficient rotator cuff joint with any of following conditions: - Severe arthropathy; or - Fracture of proximal humerus with or without dislocations; or - A previous failed glenohumeral joint replacement. Patients should have a functional deltoid muscle.
Orthopaedics | Shoulder replacement | Shoulder replacement - Humeral | Shoulder replacement - Reverse humeral tray | Zimmer Inc | MINI TRAY +5MM COCR +3MM OFFSET | 110031403 | Standalone | DE0504295 | Patients with a degenerative disease of the glenohumeral joint or a grossly deficient rotator cuff joint with any of following conditions: - Severe arthropathy; or - Fracture of proximal humerus with or without dislocations; or - A previous failed glenohumeral joint replacement. Patients should have a functional deltoid muscle.
Orthopaedics | Shoulder replacement | Shoulder replacement - Humeral | Shoulder replacement - Reverse humeral tray | Zimmer Inc | MINI TRAY +10MM COCR +3 OFFSET | 110031404 | Standalone | DE0504295 | Patients with a degenerative disease of the glenohumeral joint or a grossly deficient rotator cuff joint with any of following conditions: - Severe arthropathy; or - Fracture of proximal humerus with or without dislocations; or - A previous failed glenohumeral joint replacement. Patients should have a functional deltoid muscle.
Orthopaedics | Shoulder replacement | Shoulder replacement - Humeral | Shoulder replacement - Reverse humeral tray | Zimmer Inc | MINI TRAY STD COCR +6 OFFSET | 110031405 | Standalone | DE0504295 | Patients with a degenerative disease of the glenohumeral joint or a grossly deficient rotator cuff joint with any of following conditions: - Severe arthropathy; or - Fracture of proximal humerus with or without dislocations; or - A previous failed glenohumeral joint replacement. Patients should have a functional deltoid muscle.
Orthopaedics | Shoulder replacement | Shoulder replacement - Humeral | Shoulder replacement - Reverse humeral tray | Zimmer Inc | MINI TRAY +5MM COCR +6 OFFSET | 110031406 | Standalone | DE0504295 | Patients with a degenerative disease of the glenohumeral joint or a grossly deficient rotator cuff joint with any of following conditions: - Severe arthropathy; or - Fracture of proximal humerus with or without dislocations; or - A previous failed glenohumeral joint replacement. Patients should have a functional deltoid muscle.
Orthopaedics | Shoulder replacement | Shoulder replacement - Humeral | Shoulder replacement - Reverse humeral tray | Zimmer Inc | MINI TRAY +10MM COCR +6 OFFSET | 110031407 | Standalone | DE0504295 | Patients with a degenerative disease of the glenohumeral joint or a grossly deficient rotator cuff joint with any of following conditions: - Severe arthropathy; or - Fracture of proximal humerus with or without dislocations; or - A previous failed glenohumeral joint replacement. Patients should have a functional deltoid muscle.
Orthopaedics | Shoulder replacement | Shoulder replacement - Humeral | Shoulder replacement - Reverse humeral tray | Zimmer Inc | HMRL TRAY STD STD TI | 110031408 | Standalone | DE0504365 | Patients with a degenerative disease of the glenohumeral joint or a grossly deficient rotator cuff joint with any of following conditions: - Severe arthropathy; or - Fracture of proximal humerus with or without dislocations; or - A previous failed glenohumeral joint replacement. Patients should have a functional deltoid muscle.
Orthopaedics | Shoulder replacement | Shoulder replacement - Humeral | Shoulder replacement - Reverse humeral tray | Zimmer Inc | HMRL TRAY STD +5 TI | 110031409 | Standalone | DE0504365 | Patients with a degenerative disease of the glenohumeral joint or a grossly deficient rotator cuff joint with any of following conditions: - Severe arthropathy; or - Fracture of proximal humerus with or without dislocations; or - A previous failed glenohumeral joint replacement. Patients should have a functional deltoid muscle.
Orthopaedics | Shoulder replacement | Shoulder replacement - Humeral | Shoulder replacement - Reverse humeral tray | Zimmer Inc | HMRL TRAY STD +10 TI | 110031410 | Standalone | DE0504365 | Patients with a degenerative disease of the glenohumeral joint or a grossly deficient rotator cuff joint with any of following conditions: - Severe arthropathy; or - Fracture of proximal humerus with or without dislocations; or - A previous failed glenohumeral joint replacement. Patients should have a functional deltoid muscle.
Orthopaedics | Shoulder replacement | Shoulder replacement - Humeral | Shoulder replacement - Reverse humeral tray | Zimmer Inc | HMRL TRAY +3 STD TI | 110031411 | Standalone | DE0504365 | Patients with a degenerative disease of the glenohumeral joint or a grossly deficient rotator cuff joint with any of following conditions: - Severe arthropathy; or - Fracture of proximal humerus with or without dislocations; or - A previous failed glenohumeral joint replacement. Patients should have a functional deltoid muscle.
Orthopaedics | Shoulder replacement | Shoulder replacement - Humeral | Shoulder replacement - Reverse humeral tray | Zimmer Inc | HMRL TRAY +3 +5 TI | 110031412 | Standalone | DE0504365 | Patients with a degenerative disease of the glenohumeral joint or a grossly deficient rotator cuff joint with any of following conditions: - Severe arthropathy; or - Fracture of proximal humerus with or without dislocations; or - A previous failed glenohumeral joint replacement. Patients should have a functional deltoid muscle.
Orthopaedics | Shoulder replacement | Shoulder replacement - Humeral | Shoulder replacement - Reverse humeral tray | Zimmer Inc | HMRL TRAY +3 +10 TI | 110031413 | Standalone | DE0504365 | Patients with a degenerative disease of the glenohumeral joint or a grossly deficient rotator cuff joint with any of following conditions: - Severe arthropathy; or - Fracture of proximal humerus with or without dislocations; or - A previous failed glenohumeral joint replacement. Patients should have a functional deltoid muscle.
Orthopaedics | Shoulder replacement | Shoulder replacement - Humeral | Shoulder replacement - Reverse humeral tray | Zimmer Inc | HMRL TRAY +6 STD TI | 110031414 | Standalone | DE0504365 | Patients with a degenerative disease of the glenohumeral joint or a grossly deficient rotator cuff joint with any of following conditions: - Severe arthropathy; or - Fracture of proximal humerus with or without dislocations; or - A previous failed glenohumeral joint replacement. Patients should have a functional deltoid muscle.
Orthopaedics | Shoulder replacement | Shoulder replacement - Humeral | Shoulder replacement - Reverse humeral tray | Zimmer Inc | HMRL TRAY +6 +5 TI | 110031415 | Standalone | DE0504365 | Patients with a degenerative disease of the glenohumeral joint or a grossly deficient rotator cuff joint with any of following conditions: - Severe arthropathy; or - Fracture of proximal humerus with or without dislocations; or - A previous failed glenohumeral joint replacement. Patients should have a functional deltoid muscle.
Orthopaedics | Shoulder replacement | Shoulder replacement - Humeral | Shoulder replacement - Reverse humeral tray | Zimmer Inc | HMRL TRAY +6 +10 TI | 110031416 | Standalone | DE0504365 | Patients with a degenerative disease of the glenohumeral joint or a grossly deficient rotator cuff joint with any of following conditions: - Severe arthropathy; or - Fracture of proximal humerus with or without dislocations; or - A previous failed glenohumeral joint replacement. Patients should have a functional deltoid muscle.
Orthopaedics | Shoulder replacement | Shoulder replacement - Humeral | Shoulder replacement - Reverse humeral cup/liner | Zimmer Inc | CR PROLONG 36MM BRNG STD | 110031418 | Standalone | DE0504295 | Patients with a degenerative disease of the glenohumeral joint or a grossly deficient rotator cuff joint with any of following conditions: - Severe arthropathy; or - Fracture of proximal humerus with or without dislocations; or - A previous failed glenohumeral joint replacement. Patients should have a functional deltoid muscle.
Orthopaedics | Shoulder replacement | Shoulder replacement - Humeral | Shoulder replacement - Reverse humeral cup/liner | Zimmer Inc | CR PROLONG 36MM BRNG +3 | 110031419 | Standalone | DE0504295 | Patients with a degenerative disease of the glenohumeral joint or a grossly deficient rotator cuff joint with any of following conditions: - Severe arthropathy; or - Fracture of proximal humerus with or without dislocations; or - A previous failed glenohumeral joint replacement. Patients should have a functional deltoid muscle.
Orthopaedics | Shoulder replacement | Shoulder replacement - Humeral | Shoulder replacement - Reverse humeral cup/liner | Zimmer Inc | CR PROLONG 36MM BRNG +3 RET | 110031420 | Standalone | DE0504295 | Patients with a degenerative disease of the glenohumeral joint or a grossly deficient rotator cuff joint with any of following conditions: - Severe arthropathy; or - Fracture of proximal humerus with or without dislocations; or - A previous failed glenohumeral joint replacement. Patients should have a functional deltoid muscle.
Orthopaedics | Shoulder replacement | Shoulder replacement - Humeral | Shoulder replacement - Reverse humeral cup/liner | Zimmer Inc | CR PROLONG 40MM BRNG STD | 110031421 | Standalone | DE0504295 | Patients with a degenerative disease of the glenohumeral joint or a grossly deficient rotator cuff joint with any of following conditions: - Severe arthropathy; or - Fracture of proximal humerus with or without dislocations; or - A previous failed glenohumeral joint replacement. Patients should have a functional deltoid muscle.
Orthopaedics | Shoulder replacement | Shoulder replacement - Humeral | Shoulder replacement - Reverse humeral cup/liner | Zimmer Inc | CR PROLONG 40MM BRNG +3 | 110031422 | Standalone | DE0504295 | Patients with a degenerative disease of the glenohumeral joint or a grossly deficient rotator cuff joint with any of following conditions: - Severe arthropathy; or - Fracture of proximal humerus with or without dislocations; or - A previous failed glenohumeral joint replacement. Patients should have a functional deltoid muscle.
Orthopaedics | Shoulder replacement | Shoulder replacement - Humeral | Shoulder replacement - Reverse humeral cup/liner | Zimmer Inc | CR PROLONG 40MM BRNG +3 RET | 110031423 | Standalone | DE0504295 | Patients with a degenerative disease of the glenohumeral joint or a grossly deficient rotator cuff joint with any of following conditions: - Severe arthropathy; or - Fracture of proximal humerus with or without dislocations; or - A previous failed glenohumeral joint replacement. Patients should have a functional deltoid muscle.
Orthopaedics | Shoulder replacement | Shoulder replacement - Humeral | Shoulder replacement - Reverse humeral cup/liner | Zimmer Inc | CR VIVACIT-E 36MM BRNG STD | 110031424 | Standalone | DE0504295 | Patients with a degenerative disease of the glenohumeral joint or a grossly deficient rotator cuff joint with any of following conditions: - Severe arthropathy; or - Fracture of proximal humerus with or without dislocations; or - A previous failed glenohumeral joint replacement. Patients should have a functional deltoid muscle.
Orthopaedics | Shoulder replacement | Shoulder replacement - Humeral | Shoulder replacement - Reverse humeral cup/liner | Zimmer Inc | CR VIVACIT-E 36MM BRNG +3 | 110031425 | Standalone | DE0504295 | Patients with a degenerative disease of the glenohumeral joint or a grossly deficient rotator cuff joint with any of following conditions: - Severe arthropathy; or - Fracture of proximal humerus with or without dislocations; or - A previous failed glenohumeral joint replacement. Patients should have a functional deltoid muscle.
Orthopaedics | Shoulder replacement | Shoulder replacement - Humeral | Shoulder replacement - Reverse humeral cup/liner | Zimmer Inc | CR VIVACIT-E 36MM BRNG +3 RET | 110031426 | Standalone | DE0504295 | Patients with a degenerative disease of the glenohumeral joint or a grossly deficient rotator cuff joint with any of following conditions: - Severe arthropathy; or - Fracture of proximal humerus with or without dislocations; or - A previous failed glenohumeral joint replacement. Patients should have a functional deltoid muscle.
Orthopaedics | Shoulder replacement | Shoulder replacement - Humeral | Shoulder replacement - Reverse humeral cup/liner | Zimmer Inc | CR VIVACIT-E 40MM BRNG STD | 110031427 | Standalone | DE0504295 | Patients with a degenerative disease of the glenohumeral joint or a grossly deficient rotator cuff joint with any of following conditions: - Severe arthropathy; or - Fracture of proximal humerus with or without dislocations; or - A previous failed glenohumeral joint replacement. Patients should have a functional deltoid muscle.
Orthopaedics | Shoulder replacement | Shoulder replacement - Humeral | Shoulder replacement - Reverse humeral cup/liner | Zimmer Inc | CR VIVACIT-E 40MM BRNG +3 | 110031428 | Standalone | DE0504295 | Patients with a degenerative disease of the glenohumeral joint or a grossly deficient rotator cuff joint with any of following conditions: - Severe arthropathy; or - Fracture of proximal humerus with or without dislocations; or - A previous failed glenohumeral joint replacement. Patients should have a functional deltoid muscle.
Orthopaedics | Shoulder replacement | Shoulder replacement - Humeral | Shoulder replacement - Reverse humeral cup/liner | Zimmer Inc | CR VIVACIT-E 40MM BRNG +3 RET | 110031429 | Standalone | DE0504295 | Patients with a degenerative disease of the glenohumeral joint or a grossly deficient rotator cuff joint with any of following conditions: - Severe arthropathy; or - Fracture of proximal humerus with or without dislocations; or - A previous failed glenohumeral joint replacement. Patients should have a functional deltoid muscle.
Orthopaedics | Shoulder replacement | Shoulder replacement - Glenoid | Shoulder replacement - Reverse glenoid component - Baseplate | Zimmer Inc | COMPR AUG BSPLT W ADP SM | 110032410 | Standalone | DE0019272 | Patients with a degenerative disease of the glenohumeral joint or a grossly deficient rotator cuff joint with any of following conditions: - Severe arthropathy; or - Fracture of proximal humerus with or without dislocations; or - A previous failed glenohumeral joint replacement. Patients should have a functional deltoid muscle.
Orthopaedics | Shoulder replacement | Shoulder replacement - Glenoid | Shoulder replacement - Reverse glenoid component - Baseplate | Zimmer Inc | COMPR AUG BSPLT W ADP MD | 110032420 | Standalone | DE0019272 | Patients with a degenerative disease of the glenohumeral joint or a grossly deficient rotator cuff joint with any of following conditions: - Severe arthropathy; or - Fracture of proximal humerus with or without dislocations; or - A previous failed glenohumeral joint replacement. Patients should have a functional deltoid muscle.
Orthopaedics | Shoulder replacement | Shoulder replacement - Glenoid | Shoulder replacement - Reverse glenoid component - Baseplate | Zimmer Inc | COMPR AUG BSPLT W ADP LG | 110032430 | Standalone | DE0019272 | Patients with a degenerative disease of the glenohumeral joint or a grossly deficient rotator cuff joint with any of following conditions: - Severe arthropathy; or - Fracture of proximal humerus with or without dislocations; or - A previous failed glenohumeral joint replacement. Patients should have a functional deltoid muscle.
Orthopaedics | Trauma - Extramedullary fixation | Plate accessories | Locking screw | Biomet Trauma | LOCK SCREW SQUARE 2.7MM X 8MM | 131227108 | Standalone | DE0018536 | Patients requiring fracture fixation or orthopaedic corrective surgery
Orthopaedics | Trauma - Extramedullary fixation | Plate accessories | Locking screw | Biomet Trauma | LOCK SCREW SQUARE 2.7MM X 9MM | 131227109 | Standalone | DE0018536 | Patients requiring fracture fixation or orthopaedic corrective surgery
Orthopaedics | Trauma - Extramedullary fixation | Plate accessories | Locking screw | Biomet Trauma | LOCK SCREW SQUARE 2.7MM X 10MM | 131227110 | Standalone | DE0018536 | Patients requiring fracture fixation or orthopaedic corrective surgery
Orthopaedics | Trauma - Extramedullary fixation | Plate accessories | Locking screw | Biomet Trauma | LOCK SCREW SQUARE 2.7MM X 11MM | 131227111 | Standalone | DE0018536 | Patients requiring fracture fixation or orthopaedic corrective surgery
Orthopaedics | Trauma - Extramedullary fixation | Plate accessories | Locking screw | Biomet Trauma | LOCK SCREW SQUARE 2.7MM X 12MM | 131227112 | Standalone | DE0018536 | Patients requiring fracture fixation or orthopaedic corrective surgery
Orthopaedics | Trauma - Extramedullary fixation | Plate accessories | Locking screw | Biomet Trauma | LOCK SCREW SQUARE 2.7MM X 13MM | 131227113 | Standalone | DE0018536 | Patients requiring fracture fixation or orthopaedic corrective surgery
Orthopaedics | Trauma - Extramedullary fixation | Plate accessories | Locking screw | Biomet Trauma | LOCK SCREW SQUARE 2.7MM X 14MM | 131227114 | Standalone | DE0018536 | Patients requiring fracture fixation or orthopaedic corrective surgery
Orthopaedics | Trauma - Extramedullary fixation | Plate accessories | Locking screw | Biomet Trauma | LOCK SCREW SQUARE 2.7MM X 15MM | 131227115 | Standalone | DE0018536 | Patients requiring fracture fixation or orthopaedic corrective surgery
Orthopaedics | Trauma - Extramedullary fixation | Plate accessories | Locking screw | Biomet Trauma | LOCK SCREW SQUARE 2.7MM X 16MM | 131227116 | Standalone | DE0018536 | Patients requiring fracture fixation or orthopaedic corrective surgery
Orthopaedics | Trauma - Extramedullary fixation | Plate accessories | Locking screw | Biomet Trauma | LOCK SCREW SQUARE 2.7MM X 18MM | 131227118 | Standalone | DE0018536 | Patients requiring fracture fixation or orthopaedic corrective surgery
Orthopaedics | Trauma - Extramedullary fixation | Plate accessories | Locking screw | Biomet Trauma | LOCK SCREW SQUARE 2.7MM X 20MM | 131227120 | Standalone | DE0018536 | Patients requiring fracture fixation or orthopaedic corrective surgery
Orthopaedics | Trauma - Extramedullary fixation | Plate accessories | Locking screw | Biomet Trauma | LOCK SCREW SQUARE 2.7MM X 22MM | 131227122 | Standalone | DE0018536 | Patients requiring fracture fixation or orthopaedic corrective surgery
Orthopaedics | Trauma - Extramedullary fixation | Plate accessories | Locking screw | Biomet Trauma | LOCK SCREW SQUARE 2.7MM X 24MM | 131227124 | Standalone | DE0018536 | Patients requiring fracture fixation or orthopaedic corrective surgery
Orthopaedics | Trauma - Extramedullary fixation | Plate accessories | Locking screw | Biomet Trauma | LOCK SCREW SQUARE 2.7MM X 26MM | 131227126 | Standalone | DE0018536 | Patients requiring fracture fixation or orthopaedic corrective surgery
Orthopaedics | Trauma - Extramedullary fixation | Plate accessories | Locking screw | Biomet Trauma | LOCK SCREW SQUARE 2.7MM X 28MM | 131227128 | Standalone | DE0018536 | Patients requiring fracture fixation or orthopaedic corrective surgery
Orthopaedics | Trauma - Extramedullary fixation | Plate accessories | Locking screw | Biomet Trauma | LOCK SCREW SQUARE 2.7MM X 30MM | 131227130 | Standalone | DE0018536 | Patients requiring fracture fixation or orthopaedic corrective surgery
Orthopaedics | Trauma - Extramedullary fixation | Plate accessories | Locking screw | Biomet Trauma | MD SCREW 2.7MM X 8MM | 131227308 | Standalone | DE0018536 | Patients requiring fracture fixation or orthopaedic corrective surgery
Orthopaedics | Trauma - Extramedullary fixation | Plate accessories | Locking screw | Biomet Trauma | MD SCREW 2.7MM X 9MM | 131227309 | Standalone | DE0018536 | Patients requiring fracture fixation or orthopaedic corrective surgery
Orthopaedics | Trauma - Extramedullary fixation | Plate accessories | Locking screw | Biomet Trauma | MD SCREW 2.7MM X 10MM | 131227310 | Standalone | DE0018536 | Patients requiring fracture fixation or orthopaedic corrective surgery
Orthopaedics | Trauma - Extramedullary fixation | Plate accessories | Locking screw | Biomet Trauma | MD SCREW 2.7MM X 11MM | 131227311 | Standalone | DE0018536 | Patients requiring fracture fixation or orthopaedic corrective surgery
Orthopaedics | Trauma - Extramedullary fixation | Plate accessories | Locking screw | Biomet Trauma | MD SCREW 2.7MM X 12MM | 131227312 | Standalone | DE0018536 | Patients requiring fracture fixation or orthopaedic corrective surgery
Orthopaedics | Trauma - Extramedullary fixation | Plate accessories | Locking screw | Biomet Trauma | MD SCREW 2.7MM X 13MM | 131227313 | Standalone | DE0018536 | Patients requiring fracture fixation or orthopaedic corrective surgery
Orthopaedics | Trauma - Extramedullary fixation | Plate accessories | Locking screw | Biomet Trauma | MD SCREW 2.7MM X 14MM | 131227314 | Standalone | DE0018536 | Patients requiring fracture fixation or orthopaedic corrective surgery
Orthopaedics | Trauma - Extramedullary fixation | Plate accessories | Locking screw | Biomet Trauma | MD SCREW 2.7MM X 15MM | 131227315 | Standalone | DE0018536 | Patients requiring fracture fixation or orthopaedic corrective surgery
Orthopaedics | Trauma - Extramedullary fixation | Plate accessories | Locking screw | Biomet Trauma | MD SCREW 2.7MM X 16MM | 131227316 | Standalone | DE0018536 | Patients requiring fracture fixation or orthopaedic corrective surgery
Orthopaedics | Trauma - Extramedullary fixation | Plate accessories | Locking screw | Biomet Trauma | MD SCREW 2.7MM X 18MM | 131227318 | Standalone | DE0018536 | Patients requiring fracture fixation or orthopaedic corrective surgery
Orthopaedics | Trauma - Extramedullary fixation | Plate accessories | Locking screw | Biomet Trauma | MD SCREW 2.7MM X 20MM | 131227320 | Standalone | DE0018536 | Patients requiring fracture fixation or orthopaedic corrective surgery
Orthopaedics | Trauma - Extramedullary fixation | Plate accessories | Locking screw | Biomet Trauma | MD SCREW 2.7MM X 22MM | 131227322 | Standalone | DE0018536 | Patients requiring fracture fixation or orthopaedic corrective surgery
Orthopaedics | Trauma - Extramedullary fixation | Plate accessories | Locking screw | Biomet Trauma | MD SCREW 2.7MM X 24MM | 131227324 | Standalone | DE0018536 | Patients requiring fracture fixation or orthopaedic corrective surgery
Orthopaedics | Trauma - Extramedullary fixation | Plate accessories | Locking screw | Biomet Trauma | MD SCREW 2.7MM X 26MM | 131227326 | Standalone | DE0018536 | Patients requiring fracture fixation or orthopaedic corrective surgery
Orthopaedics | Trauma - Extramedullary fixation | Plate accessories | Locking screw | Biomet Trauma | MD SCREW 2.7MM X 28MM | 131227328 | Standalone | DE0018536 | Patients requiring fracture fixation or orthopaedic corrective surgery
Orthopaedics | Trauma - Extramedullary fixation | Plate accessories | Locking screw | Biomet Trauma | MD SCREW 2.7MM X 30MM | 131227330 | Standalone | DE0018536 | Patients requiring fracture fixation or orthopaedic corrective surgery
Orthopaedics | Trauma - Extramedullary fixation | Locking/combination plate | Locking/combination plate - Radius | Biomet Trauma | DVR LOCK NARROW MINI R | 131811040 | Standalone | DE0018536 | Patients requiring fracture fixation or orthopaedic corrective surgery
Orthopaedics | Trauma - Extramedullary fixation | Locking/combination plate | Locking/combination plate - Radius | Biomet Trauma | DVR LOCK NARROW R | 131811050 | Standalone | DE0018536 | Patients requiring fracture fixation or orthopaedic corrective surgery
Orthopaedics | Trauma - Extramedullary fixation | Locking/combination plate | Locking/combination plate - Radius | Biomet Trauma | DVR LOCK MINI R | 131812040 | Standalone | DE0018536 | Patients requiring fracture fixation or orthopaedic corrective surgery
Orthopaedics | Trauma - Extramedullary fixation | Locking/combination plate | Locking/combination plate - Radius | Biomet Trauma | DVR LOCK STANDARD R | 131812050 | Standalone | DE0018536 | Patients requiring fracture fixation or orthopaedic corrective surgery
Orthopaedics | Trauma - Extramedullary fixation | Locking/combination plate | Locking/combination plate - Radius | Biomet Trauma | DVR LOCK MEDIUM R | 131812060 | Standalone | DE0018536 | Patients requiring fracture fixation or orthopaedic corrective surgery
Orthopaedics | Trauma - Extramedullary fixation | Locking/combination plate | Locking/combination plate - Radius | Biomet Trauma | DVR LOCK LONG R | 131812090 | Standalone | DE0018536 | Patients requiring fracture fixation or orthopaedic corrective surgery
Orthopaedics | Trauma - Extramedullary fixation | Locking/combination plate | Locking/combination plate - Radius | Biomet Trauma | DVR LOCK WIDE R | 131813050 | Standalone | DE0018536 | Patients requiring fracture fixation or orthopaedic corrective surgery
Orthopaedics | Trauma - Extramedullary fixation | Locking/combination plate | Locking/combination plate - Radius | Biomet Trauma | DVR LOCK NARROW MINI L | 131821040 | Standalone | DE0018536 | Patients requiring fracture fixation or orthopaedic corrective surgery
Orthopaedics | Trauma - Extramedullary fixation | Locking/combination plate | Locking/combination plate - Radius | Biomet Trauma | DVR LOCK NARROW L | 131821050 | Standalone | DE0018536 | Patients requiring fracture fixation or orthopaedic corrective surgery
Orthopaedics | Trauma - Extramedullary fixation | Locking/combination plate | Locking/combination plate - Radius | Biomet Trauma | DVR LOCK MINI L | 131822040 | Standalone | DE0018536 | Patients requiring fracture fixation or orthopaedic corrective surgery
Orthopaedics | Trauma - Extramedullary fixation | Locking/combination plate | Locking/combination plate - Radius | Biomet Trauma | DVR LOCK STANDARD L | 131822050 | Standalone | DE0018536 | Patients requiring fracture fixation or orthopaedic corrective surgery
Orthopaedics | Trauma - Extramedullary fixation | Locking/combination plate | Locking/combination plate - Radius | Biomet Trauma | DVR LOCK MEDIUM L | 131822060 | Standalone | DE0018536 | Patients requiring fracture fixation or orthopaedic corrective surgery
Orthopaedics | Trauma - Extramedullary fixation | Locking/combination plate | Locking/combination plate - Radius | Biomet Trauma | DVR LOCK LONG L | 131822090 | Standalone | DE0018536 | Patients requiring fracture fixation or orthopaedic corrective surgery
Orthopaedics | Trauma - Extramedullary fixation | Locking/combination plate | Locking/combination plate - Radius | Biomet Trauma | DVR LOCK WIDE L | 131823050 | Standalone | DE0018536 | Patients requiring fracture fixation or orthopaedic corrective surgery
Orthopaedics | Trauma - Extramedullary fixation | Locking/combination plate | Locking/combination plate - Clavicle | Biomet Trauma | CLAV ANT NRW PLT 11H 90MM NS | 133501090 | Standalone | DE0505476 | Patients requiring fracture fixation or orthopaedic corrective surgery
Orthopaedics | Trauma - Extramedullary fixation | Locking/combination plate | Locking/combination plate - Clavicle | Biomet Trauma | CLAVICLE ANT PLT 9H 100MM NS | 133504100 | Standalone | DE0505476 | Patients requiring fracture fixation or orthopaedic corrective surgery
Orthopaedics | Trauma - Extramedullary fixation | Locking/combination plate | Locking/combination plate - Clavicle | Biomet Trauma | CLAVICLE ANT PLT 11H 120MM NS | 133504120 | Standalone | DE0505476 | Patients requiring fracture fixation or orthopaedic corrective surgery
Orthopaedics | Trauma - Extramedullary fixation | Locking/combination plate | Locking/combination plate - Clavicle | Biomet Trauma | CLAVICLE ANT PLT 13H 140MM NS | 133504140 | Standalone | DE0505476 | Patients requiring fracture fixation or orthopaedic corrective surgery
Orthopaedics | Trauma - Extramedullary fixation | Locking/combination plate | Locking/combination plate - Clavicle | Biomet Trauma | CLAV SUP NRW RT 10H 100MM NS | 133512100 | Standalone | DE0505476 | Patients requiring fracture fixation or orthopaedic corrective surgery
Orthopaedics | Trauma - Extramedullary fixation | Locking/combination plate | Locking/combination plate - Clavicle | Biomet Trauma | CLAV DST SUP NRW RT 9H 55MM NS | 133513055 | Standalone | DE0505476 | Patients requiring fracture fixation or orthopaedic corrective surgery
Orthopaedics | Trauma - Extramedullary fixation | Locking/combination plate | Locking/combination plate - Clavicle | Biomet Trauma | CLAVICLE SUP PLT RT 8H 90MM NS | 133515090 | Standalone | DE0505476 | Patients requiring fracture fixation or orthopaedic corrective surgery
Orthopaedics | Trauma - Extramedullary fixation | Locking/combination plate | Locking/combination plate - Clavicle | Biomet Trauma | CLAV SUP PLT RT 10H 110MM NS | 133515110 | Standalone | DE0505476 | Patients requiring fracture fixation or orthopaedic corrective surgery
Orthopaedics | Trauma - Extramedullary fixation | Locking/combination plate | Locking/combination plate - Clavicle | Biomet Trauma | CLAV SUP PLT RT 12H 125MM NS | 133515125 | Standalone | DE0505476 | Patients requiring fracture fixation or orthopaedic corrective surgery
Orthopaedics | Trauma - Extramedullary fixation | Locking/combination plate | Locking/combination plate - Clavicle | Biomet Trauma | CLAV DSTL SUP RT 10H 80MM NS | 133516080 | Standalone | DE0505476 | Patients requiring fracture fixation or orthopaedic corrective surgery
Orthopaedics | Trauma - Extramedullary fixation | Locking/combination plate | Locking/combination plate - Clavicle | Biomet Trauma | CLAV DIST SUP RT 13H 120MM NS | 133516120 | Standalone | DE0505476 | Patients requiring fracture fixation or orthopaedic corrective surgery
Orthopaedics | Trauma - Extramedullary fixation | Locking/combination plate | Locking/combination plate - Clavicle | Biomet Trauma | CLAV SUP NRW LT 10H 100MM NS | 133522100 | Standalone | DE0505476 | Patients requiring fracture fixation or orthopaedic corrective surgery
Orthopaedics | Trauma - Extramedullary fixation | Locking/combination plate | Locking/combination plate - Clavicle | Biomet Trauma | CLAV DST SUP NRW LT 9H 55MM NS | 133523055 | Standalone | DE0505476 | Patients requiring fracture fixation or orthopaedic corrective surgery
Orthopaedics | Trauma - Extramedullary fixation | Locking/combination plate | Locking/combination plate - Clavicle | Biomet Trauma | CLAVICLE SUP PLT LT 8H 90MM NS | 133525090 | Standalone | DE0505476 | Patients requiring fracture fixation or orthopaedic corrective surgery
Orthopaedics | Trauma - Extramedullary fixation | Locking/combination plate | Locking/combination plate - Clavicle | Biomet Trauma | CLAV SUP PLT LT 10H 110MM NS | 133525110 | Standalone | DE0505476 | Patients requiring fracture fixation or orthopaedic corrective surgery
Orthopaedics | Trauma - Extramedullary fixation | Locking/combination plate | Locking/combination plate - Clavicle | Biomet Trauma | CLAV SUP PLT LT 12H 125MM NS | 133525125 | Standalone | DE0505476 | Patients requiring fracture fixation or orthopaedic corrective surgery
Orthopaedics | Trauma - Extramedullary fixation | Locking/combination plate | Locking/combination plate - Clavicle | Biomet Trauma | DISTAL SUPERIOR LT 10H 80MM | 133526080 | Standalone | DE0505476 | Patients requiring fracture fixation or orthopaedic corrective surgery
Orthopaedics | Trauma - Extramedullary fixation | Locking/combination plate | Locking/combination plate - Clavicle | Biomet Trauma | DISTAL SUPERIOR LT 13H 120MM | 133526120 | Standalone | DE0505476 | Patients requiring fracture fixation or orthopaedic corrective surgery
Orthopaedics | Trauma - Extramedullary fixation | Cable plate | Cable plate | Pioneer Surgical Technology Inc. | INTEGRAL SHORT GTR W/ 2 CABLES | 00-2232-002-04 | Standalone | DE0007707 | Patients requiring fracture fixation or orthopaedic corrective surgery
Orthopaedics | Trauma - Extramedullary fixation | Plate accessories | Cable | Pioneer Surgical Technology Inc. | CABLE READY GTR COCR CABLE | 00-2232-004-18 | Standalone | DE0505476 | Patients requiring fracture fixation or orthopaedic corrective surgery
Orthopaedics | Trauma - Extramedullary fixation | Plate accessories | Cable | Pioneer Surgical Technology Inc. | LNG GTR CABLE FOR DIST END PLT | 00-2232-005-18 | Standalone | DE0007707 | Patients requiring fracture fixation or orthopaedic corrective surgery
Orthopaedics | Trauma - Extramedullary fixation | Plate accessories | Non-locking screw | Zimmer Inc | PERIARTICULAR SCR 3.5MMX10MMLG | 00-2347-020-10 | Standalone | DE0006095 | Patients requiring fracture fixation or orthopaedic corrective surgery
Orthopaedics | Trauma - Extramedullary fixation | Plate accessories | Non-locking screw | Zimmer Inc | PERIARTICULAR SCR 3.5MMX12MMLG | 00-2347-020-12 | Standalone | DE0006095 | Patients requiring fracture fixation or orthopaedic corrective surgery
Orthopaedics | Trauma - Extramedullary fixation | Plate accessories | Non-locking screw | Zimmer Inc | PERIARTICULAR SCR 3.5MMX14MMLG | 00-2347-020-14 | Standalone | DE0006095 | Patients requiring fracture fixation or orthopaedic corrective surgery
Orthopaedics | Trauma - Extramedullary fixation | Plate accessories | Non-locking screw | Zimmer Inc | PERIARTICULAR SCR 3.5MMX16MMLG | 00-2347-020-16 | Standalone | DE0006095 | Patients requiring fracture fixation or orthopaedic corrective surgery
Orthopaedics | Trauma - Extramedullary fixation | Plate accessories | Non-locking screw | Zimmer Inc | PERIARTICULAR SCR 3.5MMX18MMLG | 00-2347-020-18 | Standalone | DE0006095 | Patients requiring fracture fixation or orthopaedic corrective surgery
Orthopaedics | Trauma - Extramedullary fixation | Plate accessories | Non-locking screw | Zimmer Inc | PERIARTICULAR SCR 3.5MMX20MMLG | 00-2347-020-20 | Standalone | DE0006095 | Patients requiring fracture fixation or orthopaedic corrective surgery
Orthopaedics | Trauma - Extramedullary fixation | Plate accessories | Non-locking screw | Zimmer Inc | PERIARTICULAR SCR 3.5MMX22MMLG | 00-2347-020-22 | Standalone | DE0006095 | Patients requiring fracture fixation or orthopaedic corrective surgery
Orthopaedics | Trauma - Extramedullary fixation | Plate accessories | Non-locking screw | Zimmer Inc | PERIARTICULAR SCR 3.5MMX24MMLG | 00-2347-020-24 | Standalone | DE0006095 | Patients requiring fracture fixation or orthopaedic corrective surgery
Orthopaedics | Trauma - Extramedullary fixation | Plate accessories | Non-locking screw | Zimmer Inc | PERIARTICULAR SCR 3.5MMX26MMLG | 00-2347-020-26 | Standalone | DE0006095 | Patients requiring fracture fixation or orthopaedic corrective surgery
Orthopaedics | Trauma - Extramedullary fixation | Plate accessories | Non-locking screw | Zimmer Inc | PERIARTICULAR SCR 3.5MMX28MMLG | 00-2347-020-28 | Standalone | DE0006095 | Patients requiring fracture fixation or orthopaedic corrective surgery
Orthopaedics | Trauma - Extramedullary fixation | Plate accessories | Non-locking screw | Zimmer Inc | PERIARTICULAR SCR 3.5MMX30MMLG | 00-2347-020-30 | Standalone | DE0006095 | Patients requiring fracture fixation or orthopaedic corrective surgery
Orthopaedics | Trauma - Extramedullary fixation | Plate accessories | Non-locking screw | Zimmer Inc | PERIARTICULAR SCR 3.5MMX32MMLG | 00-2347-020-32 | Standalone | DE0006095 | Patients requiring fracture fixation or orthopaedic corrective surgery
Orthopaedics | Trauma - Extramedullary fixation | Plate accessories | Non-locking screw | Zimmer Inc | PERIARTICULAR SCR 3.5MMX34MMLG | 00-2347-020-34 | Standalone | DE0006095 | Patients requiring fracture fixation or orthopaedic corrective surgery
Orthopaedics | Trauma - Extramedullary fixation | Plate accessories | Non-locking screw | Zimmer Inc | PERIARTICULAR SCR 3.5MMX36MMLG | 00-2347-020-36 | Standalone | DE0006095 | Patients requiring fracture fixation or orthopaedic corrective surgery
Orthopaedics | Trauma - Extramedullary fixation | Plate accessories | Non-locking screw | Zimmer Inc | PERIARTICULAR SCR 3.5MMX38MMLG | 00-2347-020-38 | Standalone | DE0006095 | Patients requiring fracture fixation or orthopaedic corrective surgery
Orthopaedics | Trauma - Extramedullary fixation | Plate accessories | Non-locking screw | Zimmer Inc | PERIARTICULAR SCR 3.5MMX40MMLG | 00-2347-020-40 | Standalone | DE0006095 | Patients requiring fracture fixation or orthopaedic corrective surgery
Orthopaedics | Trauma - Extramedullary fixation | Plate accessories | Non-locking screw | Zimmer Inc | PERIARTICULAR SCR 3.5MMX42MMLG | 00-2347-020-42 | Standalone | DE0006095 | Patients requiring fracture fixation or orthopaedic corrective surgery
Orthopaedics | Trauma - Extramedullary fixation | Plate accessories | Non-locking screw | Zimmer Inc | PERIARTICULAR SCR 3.5MMX44MMLG | 00-2347-020-44 | Standalone | DE0006095 | Patients requiring fracture fixation or orthopaedic corrective surgery
Orthopaedics | Trauma - Extramedullary fixation | Plate accessories | Non-locking screw | Zimmer Inc | PERIARTICULAR SCR 3.5MMX46MMLG | 00-2347-020-46 | Standalone | DE0006095 | Patients requiring fracture fixation or orthopaedic corrective surgery
Orthopaedics | Trauma - Extramedullary fixation | Plate accessories | Non-locking screw | Zimmer Inc | PERIARTICULAR SCR 3.5MMX48MMLG | 00-2347-020-48 | Standalone | DE0006095 | Patients requiring fracture fixation or orthopaedic corrective surgery
Orthopaedics | Trauma - Extramedullary fixation | Plate accessories | Non-locking screw | Zimmer Inc | PERIARTICULAR SCR 3.5MMX50MMLG | 00-2347-020-50 | Standalone | DE0006095 | Patients requiring fracture fixation or orthopaedic corrective surgery
Orthopaedics | Trauma - Extramedullary fixation | Plate accessories | Non-locking screw | Zimmer Inc | PERIARTICULAR SCR 3.5MMX55MMLG | 00-2347-020-55 | Standalone | DE0006095 | Patients requiring fracture fixation or orthopaedic corrective surgery
Orthopaedics | Trauma - Extramedullary fixation | Plate accessories | Non-locking screw | Zimmer Inc | PERIARTICULAR SCR 3.5MMX60MMLG | 00-2347-020-60 | Standalone | DE0006095 | Patients requiring fracture fixation or orthopaedic corrective surgery
Orthopaedics | Trauma - Extramedullary fixation | Plate accessories | Non-locking screw | Zimmer Inc | PERIARTICULAR SCR 3.5MMX65MMLG | 00-2347-020-65 | Standalone | DE0006095 | Patients requiring fracture fixation or orthopaedic corrective surgery
Orthopaedics | Trauma - Extramedullary fixation | Plate accessories | Non-locking screw | Zimmer Inc | PERIARTICULAR SCR 3.5MMX70MMLG | 00-2347-020-70 | Standalone | DE0006095 | Patients requiring fracture fixation or orthopaedic corrective surgery
Orthopaedics | Trauma - Extramedullary fixation | Plate accessories | Non-locking screw | Zimmer Inc | PERIARTICULAR SCR 3.5MMX75MMLG | 00-2347-020-75 | Standalone | DE0006095 | Patients requiring fracture fixation or orthopaedic corrective surgery
Orthopaedics | Trauma - Extramedullary fixation | Plate accessories | Non-locking screw | Zimmer Inc | PERIARTICULAR SCR 3.5MMX80MMLG | 00-2347-020-80 | Standalone | DE0006095 | Patients requiring fracture fixation or orthopaedic corrective surgery
Orthopaedics | Trauma - Extramedullary fixation | Plate accessories | Non-locking screw | Zimmer Inc | PERIARTICULAR SCR 3.5MMX85MMLG | 00-2347-020-85 | Standalone | DE0006095 | Patients requiring fracture fixation or orthopaedic corrective surgery
Orthopaedics | Trauma - Extramedullary fixation | Plate accessories | Non-locking screw | Zimmer Inc | PERIARTICULAR SCR 3.5MMX90MMLG | 00-2347-020-90 | Standalone | DE0006095 | Patients requiring fracture fixation or orthopaedic corrective surgery
Orthopaedics | Trauma - Extramedullary fixation | Plate accessories | Non-locking screw | Zimmer Inc | Periarticular screw 3.5 X 95 self-tap | 00-2347-020-95 | Standalone | DE0006095 | Patients requiring fracture fixation or orthopaedic corrective surgery
Orthopaedics | Trauma - Extramedullary fixation | Plate accessories | Non-locking screw | Zimmer Inc | Periarticular screw 3.5 X 100 self-tap | 00-2347-120-00 | Standalone | DE0006095 | Patients requiring fracture fixation or orthopaedic corrective surgery
Orthopaedics | Trauma - Extramedullary fixation | Plate accessories | Non-locking screw | Zimmer Inc | PERIARTICULAR SCREW 3.5MM X 105MM SELF-TAP | 00-2347-120-05 | Standalone | DE0006095 | Patients requiring fracture fixation or orthopaedic corrective surgery
Orthopaedics | Trauma - Extramedullary fixation | Plate accessories | Non-locking screw | Zimmer Inc | PERIARTICULAR SCREW 3.5MM X 110MM SELF-TAP | 00-2347-120-10 | Standalone | DE0006095 | Patients requiring fracture fixation or orthopaedic corrective surgery
Orthopaedics | Trauma - Extramedullary fixation | Plate accessories | Non-locking screw | Zimmer Inc | PERIARTICULAR SCREW 3.5MM X 115MM SELF-TAP | 00-2347-120-15 | Standalone | DE0006095 | Patients requiring fracture fixation or orthopaedic corrective surgery
Orthopaedics | Trauma - Extramedullary fixation | Plate accessories | Non-locking screw | Zimmer Inc | PERIARTICULAR SCREW 3.5MM X 120MM SELF-TAP | 00-2347-120-20 | Standalone | DE0006095 | Patients requiring fracture fixation or orthopaedic corrective surgery
Orthopaedics | Trauma - Extramedullary fixation | Plate accessories | Non-locking screw | Zimmer Inc | PERIARTICULAR SCREW 3.5MM X 125MM SELF-TAP | 00-2347-120-25 | Standalone | DE0006095 | Patients requiring fracture fixation or orthopaedic corrective surgery
Orthopaedics | Trauma - Extramedullary fixation | Plate accessories | Non-locking screw | Zimmer Inc | PERIARTICULAR SCREW 3.5MM X 130MM SELF-TAP | 00-2347-120-30 | Standalone | DE0006095 | Patients requiring fracture fixation or orthopaedic corrective surgery
Orthopaedics | Trauma - Extramedullary fixation | Plate accessories | Non-locking screw | Zimmer Inc | PERIARTICULAR SCREW 3.5MM X 135MM SELF-TAP | 00-2347-120-35 | Standalone | DE0006095 | Patients requiring fracture fixation or orthopaedic corrective surgery
Orthopaedics | Trauma - Extramedullary fixation | Plate accessories | Non-locking screw | Zimmer Inc | PERIARTICULAR SCREW 3.5MM X 140MM SELF-TAP | 00-2347-120-40 | Standalone | DE0006095 | Patients requiring fracture fixation or orthopaedic corrective surgery
Orthopaedics | Trauma - Extramedullary fixation | Plate accessories | Non-locking screw | Zimmer Inc | PERIARTICULAR SCREW 3.5MM X 145MM SELF-TAP | 00-2347-120-45 | Standalone | DE0006095 | Patients requiring fracture fixation or orthopaedic corrective surgery
Orthopaedics | Trauma - Extramedullary fixation | Plate accessories | Non-locking screw | Zimmer Inc | PERIARTICULAR SCREW 3.5MM X 150MM SELF-TAP | 00-2347-120-50 | Standalone | DE0006095 | Patients requiring fracture fixation or orthopaedic corrective surgery
Orthopaedics | Trauma - Extramedullary fixation | Plate accessories | Non-locking screw | Zimmer Inc | 3.5MM CORT SCR X 10MM SELFTAP | 00-2348-010-35 | Standalone | DE0006095 | Patients requiring fracture fixation or orthopaedic corrective surgery
Orthopaedics | Trauma - Extramedullary fixation | Plate accessories | Non-locking screw | Zimmer Inc | 3.5MM CORT SCR X 12MM SELFTAP | 00-2348-012-35 | Standalone | DE0006095 | Patients requiring fracture fixation or orthopaedic corrective surgery
Orthopaedics | Trauma - Extramedullary fixation | Plate accessories | Non-locking screw | Zimmer Inc | 3.5MM CORT SCR X 14MM SELFTAP | 00-2348-014-35 | Standalone | DE0006095 | Patients requiring fracture fixation or orthopaedic corrective surgery
Orthopaedics | Trauma - Extramedullary fixation | Plate accessories | Non-locking screw | Zimmer Inc | 3.5MM CORT SCR X 16MM SELFTAP | 00-2348-016-35 | Standalone | DE0006095 | Patients requiring fracture fixation or orthopaedic corrective surgery
Orthopaedics | Trauma - Extramedullary fixation | Plate accessories | Non-locking screw | Zimmer Inc | 3.5MM CORT SCR X 18MM SELFTAP | 00-2348-018-35 | Standalone | DE0006095 | Patients requiring fracture fixation or orthopaedic corrective surgery
Orthopaedics | Trauma - Extramedullary fixation | Plate accessories | Non-locking screw | Zimmer Inc | 3.5MM CORT SCR X 20MM SELFTAP | 00-2348-020-35 | Standalone | DE0006095 | Patients requiring fracture fixation or orthopaedic corrective surgery
Orthopaedics | Trauma - Extramedullary fixation | Plate accessories | Non-locking screw | Zimmer Inc | 3.5MM CORT SCR X 22MM SELFTAP | 00-2348-022-35 | Standalone | DE0006095 | Patients requiring fracture fixation or orthopaedic corrective surgery
Orthopaedics | Trauma - Extramedullary fixation | Plate accessories | Non-locking screw | Zimmer Inc | 3.5MM CORT SCR X 24MM SELFTAP | 00-2348-024-35 | Standalone | DE0006095 | Patients requiring fracture fixation or orthopaedic corrective surgery
Orthopaedics | Trauma - Extramedullary fixation | Plate accessories | Non-locking screw | Zimmer Inc | 3.5MM CORT SCR X 26MM SELFTAP | 00-2348-026-35 | Standalone | DE0006095 | Patients requiring fracture fixation or orthopaedic corrective surgery
Orthopaedics | Trauma - Extramedullary fixation | Plate accessories | Non-locking screw | Zimmer Inc | 3.5MM CORT SCR X 28MM SELFTAP | 00-2348-028-35 | Standalone | DE0006095 | Patients requiring fracture fixation or orthopaedic corrective surgery
Orthopaedics | Trauma - Extramedullary fixation | Plate accessories | Non-locking screw | Zimmer Inc | 3.5MM CORT SCR X 30MM SELFTAP | 00-2348-030-35 | Standalone | DE0006095 | Patients requiring fracture fixation or orthopaedic corrective surgery
Orthopaedics | Trauma - Extramedullary fixation | Plate accessories | Non-locking screw | Zimmer Inc | 3.5MM CORT SCR X 32MM SELFTAP | 00-2348-032-35 | Standalone | DE0006095 | Patients requiring fracture fixation or orthopaedic corrective surgery
Orthopaedics | Trauma - Extramedullary fixation | Plate accessories | Non-locking screw | Zimmer Inc | 3.5MM CORT SCR X 34MM SELFTAP | 00-2348-034-35 | Standalone | DE0006095 | Patients requiring fracture fixation or orthopaedic corrective surgery
Orthopaedics | Trauma - Extramedullary fixation | Plate accessories | Non-locking screw | Zimmer Inc | 3.5MM CORT SCR X 36MM SELFTAP | 00-2348-036-35 | Standalone | DE0006095 | Patients requiring fracture fixation or orthopaedic corrective surgery
Orthopaedics | Trauma - Extramedullary fixation | Plate accessories | Non-locking screw | Zimmer Inc | 3.5MM CORT SCR X 38MM SELFTAP | 00-2348-038-35 | Standalone | DE0006095 | Patients requiring fracture fixation or orthopaedic corrective surgery
Orthopaedics | Trauma - Extramedullary fixation | Plate accessories | Non-locking screw | Zimmer Inc | 3.5MM CORT SCR X 40MM SELFTAP | 00-2348-040-35 | Standalone | DE0006095 | Patients requiring fracture fixation or orthopaedic corrective surgery
Orthopaedics | Trauma - Extramedullary fixation | Plate accessories | Non-locking screw | Zimmer Inc | 3.5MM CORT SCR X 42MM SELFTAP | 00-2348-042-35 | Standalone | DE0006095 | Patients requiring fracture fixation or orthopaedic corrective surgery
Orthopaedics | Trauma - Extramedullary fixation | Plate accessories | Non-locking screw | Zimmer Inc | 3.5MM CORT SCR X 44MM SELFTAP | 00-2348-044-35 | Standalone | DE0006095 | Patients requiring fracture fixation or orthopaedic corrective surgery
Orthopaedics | Trauma - Extramedullary fixation | Plate accessories | Non-locking screw | Zimmer Inc | 3.5MM CORT SCR X 46MM SELFTAP | 00-2348-046-35 | Standalone | DE0006095 | Patients requiring fracture fixation or orthopaedic corrective surgery
Orthopaedics | Trauma - Extramedullary fixation | Plate accessories | Non-locking screw | Zimmer Inc | 3.5MM CORT SCR X 48MM SELFTAP | 00-2348-048-35 | Standalone | DE0006095 | Patients requiring fracture fixation or orthopaedic corrective surgery
Orthopaedics | Trauma - Extramedullary fixation | Plate accessories | Non-locking screw | Zimmer Inc | 3.5MM CORT SCR X 50MM SELFTAP | 00-2348-050-35 | Standalone | DE0006095 | Patients requiring fracture fixation or orthopaedic corrective surgery
Orthopaedics | Trauma - Extramedullary fixation | Plate accessories | Non-locking screw | Zimmer Inc | 3.5MM CORT SCR X 52MM SELFTAP | 00-2348-052-35 | Standalone | DE0006095 | Patients requiring fracture fixation or orthopaedic corrective surgery
Orthopaedics | Trauma - Extramedullary fixation | Plate accessories | Non-locking screw | Zimmer Inc | 3.5MM CORT SCR X 54MM SELFTAP | 00-2348-054-35 | Standalone | DE0006095 | Patients requiring fracture fixation or orthopaedic corrective surgery
Orthopaedics | Trauma - Extramedullary fixation | Plate accessories | Non-locking screw | Zimmer Inc | 3.5MM CORT SCR X 56MM SELFTAP | 00-2348-056-35 | Standalone | DE0006095 | Patients requiring fracture fixation or orthopaedic corrective surgery
Orthopaedics | Trauma - Extramedullary fixation | Plate accessories | Non-locking screw | Zimmer Inc | 3.5MM CORT SCR X 58MM SELFTAP | 00-2348-058-35 | Standalone | DE0006095 | Patients requiring fracture fixation or orthopaedic corrective surgery
Orthopaedics | Trauma - Extramedullary fixation | Plate accessories | Non-locking screw | Zimmer Inc | 3.5MM CORT SCR X 60MM SELFTAP | 00-2348-060-35 | Standalone | DE0006095 | Patients requiring fracture fixation or orthopaedic corrective surgery
Orthopaedics | Trauma - Extramedullary fixation | Plate accessories | Non-locking screw | Zimmer Inc | 3.5MM CORT SCR X 65MM SELFTAP | 00-2348-065-35 | Standalone | DE0006095 | Patients requiring fracture fixation or orthopaedic corrective surgery
Orthopaedics | Trauma - Extramedullary fixation | Plate accessories | Non-locking screw | Zimmer Inc | 3.5MM CORT SCR X 70MM SELFTAP | 00-2348-070-35 | Standalone | DE0006095 | Patients requiring fracture fixation or orthopaedic corrective surgery
Orthopaedics | Trauma - Extramedullary fixation | Plate accessories | Non-locking screw | Zimmer Inc | 3.5MM CORT SCR X 100MM SELFTAP | 00-2348-100-35 | Standalone | DE0006095 | Patients requiring fracture fixation or orthopaedic corrective surgery
Orthopaedics | Trauma - Extramedullary fixation | Plate accessories | Non-locking screw | Zimmer Inc | P-SCR 3.5MM X105MM W/2.7MM HEAD SELF-TAP | 00-2348-105-35 | Standalone | DE0006095 | Patients requiring fracture fixation or orthopaedic corrective surgery
Orthopaedics | Trauma - Extramedullary fixation | Plate accessories | Non-locking screw | Zimmer Inc | P-SCR 3.5MM X110MM W/2.7MM HEAD SELF-TAP | 00-2348-110-35 | Standalone | DE0006095 | Patients requiring fracture fixation or orthopaedic corrective surgery
Orthopaedics | Trauma - Extramedullary fixation | Locking/combination plate | Locking/combination plate - Fibula | Zimmer Inc | DIST LAT FIB LCK PLATE 4H RT | 00-2357-017-04 | Standalone | DE0016366 | Patients requiring fracture fixation or orthopaedic corrective surgery
Orthopaedics | Trauma - Extramedullary fixation | Locking/combination plate | Locking/combination plate - Fibula | Zimmer Inc | DIST LAT FIB LCK PLATE 6H RT | 00-2357-017-06 | Standalone | DE0016366 | Patients requiring fracture fixation or orthopaedic corrective surgery
Orthopaedics | Trauma - Extramedullary fixation | Locking/combination plate | Locking/combination plate - Fibula | Zimmer Inc | DIST LAT FIB LCK PLATE 8H RT | 00-2357-017-08 | Standalone | DE0016366 | Patients requiring fracture fixation or orthopaedic corrective surgery
Orthopaedics | Trauma - Extramedullary fixation | Locking/combination plate | Locking/combination plate - Fibula | Zimmer Inc | DIST LAT FIB LCK PLATE 10 RT | 00-2357-017-10 | Standalone | DE0016366 | Patients requiring fracture fixation or orthopaedic corrective surgery
Orthopaedics | Trauma - Extramedullary fixation | Locking/combination plate | Locking/combination plate - Fibula | Zimmer Inc | DIST LAT FIB LCK PLATE 4H LT | 00-2357-018-04 | Standalone | DE0016366 | Patients requiring fracture fixation or orthopaedic corrective surgery
Orthopaedics | Trauma - Extramedullary fixation | Locking/combination plate | Locking/combination plate - Fibula | Zimmer Inc | DIST LAT FIB LCK PLATE 6H LT | 00-2357-018-06 | Standalone | DE0016366 | Patients requiring fracture fixation or orthopaedic corrective surgery
Orthopaedics | Trauma - Extramedullary fixation | Locking/combination plate | Locking/combination plate - Fibula | Zimmer Inc | DIST LAT FIB LCK PLATE 8H LT | 00-2357-018-08 | Standalone | DE0016366 | Patients requiring fracture fixation or orthopaedic corrective surgery
Orthopaedics | Trauma - Extramedullary fixation | Locking/combination plate | Locking/combination plate - Fibula | Zimmer Inc | DIST LAT FIB LCK PLATE 10 LT | 00-2357-018-10 | Standalone | DE0016366 | Patients requiring fracture fixation or orthopaedic corrective surgery
Orthopaedics | Trauma - Extramedullary fixation | Plate accessories | Non-locking screw | Zimmer Inc | 2.7X8 CORT SCR/SELFTAP | 00-4827-008-01 | Standalone | DE0006095 | Patients requiring fracture fixation or orthopaedic corrective surgery
Orthopaedics | Trauma - Extramedullary fixation | Plate accessories | Non-locking screw | Zimmer Inc | 2.7X10 CORT SCR/SELFTAP | 00-4827-010-01 | Standalone | DE0006095 | Patients requiring fracture fixation or orthopaedic corrective surgery
Orthopaedics | Trauma - Extramedullary fixation | Plate accessories | Non-locking screw | Zimmer Inc | 2.7X12 CORT SCR/SELFTAP | 00-4827-012-01 | Standalone | DE0006095 | Patients requiring fracture fixation or orthopaedic corrective surgery
Orthopaedics | Trauma - Extramedullary fixation | Plate accessories | Non-locking screw | Zimmer Inc | 2.7X14 CORT SCR/SELFTAP | 00-4827-014-01 | Standalone | DE0006095 | Patients requiring fracture fixation or orthopaedic corrective surgery
Orthopaedics | Trauma - Extramedullary fixation | Plate accessories | Non-locking screw | Zimmer Inc | 2.7X16 CORT SCR/SELFTAP | 00-4827-016-01 | Standalone | DE0006095 | Patients requiring fracture fixation or orthopaedic corrective surgery
Orthopaedics | Trauma - Extramedullary fixation | Plate accessories | Non-locking screw | Zimmer Inc | 2.7X18 CORT SCR/SELFTAP | 00-4827-018-01 | Standalone | DE0006095 | Patients requiring fracture fixation or orthopaedic corrective surgery
Orthopaedics | Trauma - Extramedullary fixation | Plate accessories | Non-locking screw | Zimmer Inc | 2.7X20 CORT SCR/SELFTAP | 00-4827-020-01 | Standalone | DE0006095 | Patients requiring fracture fixation or orthopaedic corrective surgery
Orthopaedics | Trauma - Extramedullary fixation | Plate accessories | Non-locking screw | Zimmer Inc | 2.7X22 CORT SCR/SELFTAP | 00-4827-022-01 | Standalone | DE0006095 | Patients requiring fracture fixation or orthopaedic corrective surgery
Orthopaedics | Trauma - Extramedullary fixation | Plate accessories | Non-locking screw | Zimmer Inc | 2.7X24 CORT SCR/SELFTAP | 00-4827-024-01 | Standalone | DE0006095 | Patients requiring fracture fixation or orthopaedic corrective surgery
Orthopaedics | Trauma - Extramedullary fixation | Plate accessories | Non-locking screw | Zimmer Inc | 2.7X26 CORT SCR/SELFTAP | 00-4827-026-01 | Standalone | DE0006095 | Patients requiring fracture fixation or orthopaedic corrective surgery
Orthopaedics | Trauma - Extramedullary fixation | Plate accessories | Non-locking screw | Zimmer Inc | 2.7X28 CORT SCR/SELFTAP | 00-4827-028-01 | Standalone | DE0006095 | Patients requiring fracture fixation or orthopaedic corrective surgery
Orthopaedics | Trauma - Extramedullary fixation | Plate accessories | Non-locking screw | Zimmer Inc | 2.7X30 CORT SCR/SELFTAP | 00-4827-030-01 | Standalone | DE0006095 | Patients requiring fracture fixation or orthopaedic corrective surgery
Orthopaedics | Trauma - Extramedullary fixation | Plate accessories | Non-locking screw | Zimmer Inc | 2.7X32 CORT SCR/SELFTAP | 00-4827-032-01 | Standalone | DE0006095 | Patients requiring fracture fixation or orthopaedic corrective surgery
Orthopaedics | Trauma - Extramedullary fixation | Plate accessories | Non-locking screw | Zimmer Inc | 2.7X34 CORT SCR/SELFTAP | 00-4827-034-01 | Standalone | DE0006095 | Patients requiring fracture fixation or orthopaedic corrective surgery
Orthopaedics | Trauma - Extramedullary fixation | Plate accessories | Non-locking screw | Zimmer Inc | 2.7X36 CORT SCR SELFTAP | 00-4827-036-01 | Standalone | DE0006095 | Patients requiring fracture fixation or orthopaedic corrective surgery
Orthopaedics | Trauma - Extramedullary fixation | Plate accessories | Non-locking screw | Zimmer Inc | 2.7X38 CORT SCR SELFTAP | 00-4827-038-01 | Standalone | DE0006095 | Patients requiring fracture fixation or orthopaedic corrective surgery
Orthopaedics | Trauma - Extramedullary fixation | Plate accessories | Non-locking screw | Zimmer Inc | 2.7X40 CORT SCR SELFTAP | 00-4827-040-01 | Standalone | DE0006095 | Patients requiring fracture fixation or orthopaedic corrective surgery
Orthopaedics | Trauma - Extramedullary fixation | Plate accessories | Non-locking screw | Zimmer Inc | 2.7X45 CORT SCR SELFTAP | 00-4827-045-01 | Standalone | DE0006337 | Patients requiring fracture fixation or orthopaedic corrective surgery
Orthopaedics | Trauma - Extramedullary fixation | Plate accessories | Non-locking screw | Zimmer Inc | 2.7X50 CORT SCR SELFTAP | 00-4827-050-01 | Standalone | DE0006095 | Patients requiring fracture fixation or orthopaedic corrective surgery
Orthopaedics | Trauma - Extramedullary fixation | Plate accessories | Non-locking screw | Zimmer Inc | 2.7X55 CORT SCR SELFTAP | 00-4827-055-01 | Standalone | DE0006337 | Patients requiring fracture fixation or orthopaedic corrective surgery
Orthopaedics | Trauma - Extramedullary fixation | Plate accessories | Non-locking screw | Zimmer Inc | 2.7X60 CORT SCR SELFTAP | 00-4827-060-01 | Standalone | DE0006095 | Patients requiring fracture fixation or orthopaedic corrective surgery
Orthopaedics | Trauma - Extramedullary fixation | Plate accessories | Non-locking screw | Zimmer Inc | 2.7X65 CORT SCR SELFTAP | 00-4827-065-01 | Standalone | DE0006095 | Patients requiring fracture fixation or orthopaedic corrective surgery
Orthopaedics | Trauma - Extramedullary fixation | Plate accessories | Non-locking screw | Zimmer Inc | 2.7X70 CORT SCR SELFTAP | 00-4827-070-01 | Standalone | DE0006095 | Patients requiring fracture fixation or orthopaedic corrective surgery
Orthopaedics | Trauma - Extramedullary fixation | Plate accessories | Non-locking screw | Zimmer Inc | 3.5X10 CORT SCR SELFTAP | 00-4835-010-01 | Standalone | DE0006095 | Patients requiring fracture fixation or orthopaedic corrective surgery
Orthopaedics | Trauma - Extramedullary fixation | Plate accessories | Non-locking screw | Zimmer Inc | 3.5X12 CORT SCR SELFTAP | 00-4835-012-01 | Standalone | DE0006095 | Patients requiring fracture fixation or orthopaedic corrective surgery
Orthopaedics | Trauma - Extramedullary fixation | Plate accessories | Non-locking screw | Zimmer Inc | 3.5X14 CORT SCR SELFTAP | 00-4835-014-01 | Standalone | DE0006095 | Patients requiring fracture fixation or orthopaedic corrective surgery
Orthopaedics | Trauma - Extramedullary fixation | Plate accessories | Non-locking screw | Zimmer Inc | 3.5X16 CORT SCR SELFTAP | 00-4835-016-01 | Standalone | DE0006095 | Patients requiring fracture fixation or orthopaedic corrective surgery
Orthopaedics | Trauma - Extramedullary fixation | Plate accessories | Non-locking screw | Zimmer Inc | 3.5X18 CORT SCR SELFTAP | 00-4835-018-01 | Standalone | DE0006095 | Patients requiring fracture fixation or orthopaedic corrective surgery
Orthopaedics | Trauma - Extramedullary fixation | Plate accessories | Non-locking screw | Zimmer Inc | 3.5X20 CORT SCR SELFTAP | 00-4835-020-01 | Standalone | DE0006095 | Patients requiring fracture fixation or orthopaedic corrective surgery
Orthopaedics | Trauma - Extramedullary fixation | Plate accessories | Non-locking screw | Zimmer Inc | 3.5X22 CORT SCR SELFTAP | 00-4835-022-01 | Standalone | DE0006095 | Patients requiring fracture fixation or orthopaedic corrective surgery
Orthopaedics | Trauma - Extramedullary fixation | Plate accessories | Non-locking screw | Zimmer Inc | 3.5X24 CORT SCR SELFTAP | 00-4835-024-01 | Standalone | DE0006095 | Patients requiring fracture fixation or orthopaedic corrective surgery
Orthopaedics | Trauma - Extramedullary fixation | Plate accessories | Non-locking screw | Zimmer Inc | 3.5X26 CORT SCR SELFTAP | 00-4835-026-01 | Standalone | DE0006095 | Patients requiring fracture fixation or orthopaedic corrective surgery
Orthopaedics | Trauma - Extramedullary fixation | Plate accessories | Non-locking screw | Zimmer Inc | 3.5X28 CORT SCR SELFTAP | 00-4835-028-01 | Standalone | DE0006095 | Patients requiring fracture fixation or orthopaedic corrective surgery
Orthopaedics | Trauma - Extramedullary fixation | Plate accessories | Non-locking screw | Zimmer Inc | 3.5X30 CORT SCR SELFTAP | 00-4835-030-01 | Standalone | DE0006095 | Patients requiring fracture fixation or orthopaedic corrective surgery
Orthopaedics | Trauma - Extramedullary fixation | Plate accessories | Non-locking screw | Zimmer Inc | 3.5X32 CORT SCR SELFTAP | 00-4835-032-01 | Standalone | DE0006095 | Patients requiring fracture fixation or orthopaedic corrective surgery
Orthopaedics | Trauma - Extramedullary fixation | Plate accessories | Non-locking screw | Zimmer Inc | 3.5X34 CORT SCR SELFTAP | 00-4835-034-01 | Standalone | DE0006095 | Patients requiring fracture fixation or orthopaedic corrective surgery
Orthopaedics | Trauma - Extramedullary fixation | Plate accessories | Non-locking screw | Zimmer Inc | 3.5X36 CORT SCR SELFTAP | 00-4835-036-01 | Standalone | DE0006095 | Patients requiring fracture fixation or orthopaedic corrective surgery
Orthopaedics | Trauma - Extramedullary fixation | Plate accessories | Non-locking screw | Zimmer Inc | 3.5X38 CORT SCR SELFTAP | 00-4835-038-01 | Standalone | DE0006095 | Patients requiring fracture fixation or orthopaedic corrective surgery
Orthopaedics | Trauma - Extramedullary fixation | Plate accessories | Non-locking screw | Zimmer Inc | 3.5X40 CORT SCR SELFTAP | 00-4835-040-01 | Standalone | DE0006095 | Patients requiring fracture fixation or orthopaedic corrective surgery
Orthopaedics | Trauma - Extramedullary fixation | Plate accessories | Non-locking screw | Zimmer Inc | 3.5X45 CORT SCR SELFTAP | 00-4835-045-01 | Standalone | DE0006095 | Patients requiring fracture fixation or orthopaedic corrective surgery
Orthopaedics | Trauma - Extramedullary fixation | Plate accessories | Non-locking screw | Zimmer Inc | 3.5X50 CORT SCR SELFTAP | 00-4835-050-01 | Standalone | DE0006095 | Patients requiring fracture fixation or orthopaedic corrective surgery
Orthopaedics | Trauma - Extramedullary fixation | Plate accessories | Non-locking screw | Zimmer Inc | 3.5X55 CORT SCR SELFTAP | 00-4835-055-01 | Standalone | DE0007008 | Patients requiring fracture fixation or orthopaedic corrective surgery
Orthopaedics | Trauma - Extramedullary fixation | Plate accessories | Non-locking screw | Zimmer Inc | 3.5X60 CORT SCR SELFTAP | 00-4835-060-01 | Standalone | DE0007008 | Patients requiring fracture fixation or orthopaedic corrective surgery
Orthopaedics | Trauma - Extramedullary fixation | Plate accessories | Non-locking screw | Zimmer Inc | 3.5X65 CORT SCR SELFTAP | 00-4835-065-01 | Standalone | DE0007008 | Patients requiring fracture fixation or orthopaedic corrective surgery
Orthopaedics | Trauma - Extramedullary fixation | Plate accessories | Non-locking screw | Zimmer Inc | 3.5X70 CORT SCR SELFTAP | 00-4835-070-01 | Standalone | DE0007008 | Patients requiring fracture fixation or orthopaedic corrective surgery
Orthopaedics | Trauma - Extramedullary fixation | Plate accessories | Non-locking screw | Zimmer Inc | 3.5X75 CORT SCR SELFTAP | 00-4835-075-01 | Standalone | DE0007008 | Patients requiring fracture fixation or orthopaedic corrective surgery
Orthopaedics | Trauma - Extramedullary fixation | Plate accessories | Non-locking screw | Zimmer Inc | 4.0X10 CANC SCR | 00-4840-010-00 | Standalone | DE0006095 | Patients requiring fracture fixation or orthopaedic corrective surgery
Orthopaedics | Trauma - Extramedullary fixation | Plate accessories | Non-locking screw | Zimmer Inc | 4.0X10 PART THD CANC SCR | 00-4840-010-01 | Standalone | DE0006095 | Patients requiring fracture fixation or orthopaedic corrective surgery
Orthopaedics | Trauma - Extramedullary fixation | Plate accessories | Non-locking screw | Zimmer Inc | 4.0X12 CANC SCR | 00-4840-012-00 | Standalone | DE0006095 | Patients requiring fracture fixation or orthopaedic corrective surgery
Orthopaedics | Trauma - Extramedullary fixation | Plate accessories | Non-locking screw | Zimmer Inc | 4.0X12 PART THD CANC SCR | 00-4840-012-01 | Standalone | DE0006095 | Patients requiring fracture fixation or orthopaedic corrective surgery
Orthopaedics | Trauma - Extramedullary fixation | Plate accessories | Non-locking screw | Zimmer Inc | 4.0X14 CANC SCR | 00-4840-014-00 | Standalone | DE0006095 | Patients requiring fracture fixation or orthopaedic corrective surgery
Orthopaedics | Trauma - Extramedullary fixation | Plate accessories | Non-locking screw | Zimmer Inc | 4.0X14 PART THD CANC SCR | 00-4840-014-01 | Standalone | DE0006095 | Patients requiring fracture fixation or orthopaedic corrective surgery
Orthopaedics | Trauma - Extramedullary fixation | Plate accessories | Non-locking screw | Zimmer Inc | 4.0X16 CANC SCR | 00-4840-016-00 | Standalone | DE0006095 | Patients requiring fracture fixation or orthopaedic corrective surgery
Orthopaedics | Trauma - Extramedullary fixation | Plate accessories | Non-locking screw | Zimmer Inc | 4.0X16 PART THD CANC SCR | 00-4840-016-01 | Standalone | DE0006095 | Patients requiring fracture fixation or orthopaedic corrective surgery
Orthopaedics | Trauma - Extramedullary fixation | Plate accessories | Non-locking screw | Zimmer Inc | 4.0X18 CANC SCR | 00-4840-018-00 | Standalone | DE0006095 | Patients requiring fracture fixation or orthopaedic corrective surgery
Orthopaedics | Trauma - Extramedullary fixation | Plate accessories | Non-locking screw | Zimmer Inc | 4.0X18 PART THD CANC SCR | 00-4840-018-01 | Standalone | DE0006095 | Patients requiring fracture fixation or orthopaedic corrective surgery
Orthopaedics | Trauma - Extramedullary fixation | Plate accessories | Non-locking screw | Zimmer Inc | 4.0X20 CANC SCR | 00-4840-020-00 | Standalone | DE0006095 | Patients requiring fracture fixation or orthopaedic corrective surgery
Orthopaedics | Trauma - Extramedullary fixation | Plate accessories | Non-locking screw | Zimmer Inc | 4.0X20 PART THD CANC SCR | 00-4840-020-01 | Standalone | DE0006095 | Patients requiring fracture fixation or orthopaedic corrective surgery
Orthopaedics | Trauma - Extramedullary fixation | Plate accessories | Non-locking screw | Zimmer Inc | 4.0X22 CANC SCR | 00-4840-022-00 | Standalone | DE0006095 | Patients requiring fracture fixation or orthopaedic corrective surgery
Orthopaedics | Trauma - Extramedullary fixation | Plate accessories | Non-locking screw | Zimmer Inc | 4.0X22 PART THD CANC SCR | 00-4840-022-01 | Standalone | DE0006095 | Patients requiring fracture fixation or orthopaedic corrective surgery
Orthopaedics | Trauma - Extramedullary fixation | Plate accessories | Non-locking screw | Zimmer Inc | 4.0X24 CANC SCR | 00-4840-024-00 | Standalone | DE0006095 | Patients requiring fracture fixation or orthopaedic corrective surgery
Orthopaedics | Trauma - Extramedullary fixation | Plate accessories | Non-locking screw | Zimmer Inc | 4.0X24 PART THD CANC SCR | 00-4840-024-01 | Standalone | DE0006095 | Patients requiring fracture fixation or orthopaedic corrective surgery
Orthopaedics | Trauma - Extramedullary fixation | Plate accessories | Non-locking screw | Zimmer Inc | 4.0X26 CANC SCR | 00-4840-026-00 | Standalone | DE0006095 | Patients requiring fracture fixation or orthopaedic corrective surgery
Orthopaedics | Trauma - Extramedullary fixation | Plate accessories | Non-locking screw | Zimmer Inc | 4.0X26 PART THD CANC SCR | 00-4840-026-01 | Standalone | DE0006095 | Patients requiring fracture fixation or orthopaedic corrective surgery
Orthopaedics | Trauma - Extramedullary fixation | Plate accessories | Non-locking screw | Zimmer Inc | 4.0X28 CANC SCR | 00-4840-028-00 | Standalone | DE0006095 | Patients requiring fracture fixation or orthopaedic corrective surgery
Orthopaedics | Trauma - Extramedullary fixation | Plate accessories | Non-locking screw | Zimmer Inc | 4.0X28 PART THD CANC SCR | 00-4840-028-01 | Standalone | DE0006095 | Patients requiring fracture fixation or orthopaedic corrective surgery
Orthopaedics | Trauma - Extramedullary fixation | Plate accessories | Non-locking screw | Zimmer Inc | 4.0X30 CANC SCR | 00-4840-030-00 | Standalone | DE0006095 | Patients requiring fracture fixation or orthopaedic corrective surgery
Orthopaedics | Trauma - Extramedullary fixation | Plate accessories | Non-locking screw | Zimmer Inc | 4.0X30 PART THD CANC SCR | 00-4840-030-01 | Standalone | DE0006095 | Patients requiring fracture fixation or orthopaedic corrective surgery
Orthopaedics | Trauma - Extramedullary fixation | Plate accessories | Non-locking screw | Zimmer Inc | 4.0X32 CANC SCR | 00-4840-032-00 | Standalone | DE0006095 | Patients requiring fracture fixation or orthopaedic corrective surgery
Orthopaedics | Trauma - Extramedullary fixation | Plate accessories | Non-locking screw | Zimmer Inc | 4.0X34 CANC SCR | 00-4840-034-00 | Standalone | DE0006095 | Patients requiring fracture fixation or orthopaedic corrective surgery
Orthopaedics | Trauma - Extramedullary fixation | Plate accessories | Non-locking screw | Zimmer Inc | 4.0X35 PART THD CANC SCR | 00-4840-035-01 | Standalone | DE0006095 | Patients requiring fracture fixation or orthopaedic corrective surgery
Orthopaedics | Trauma - Extramedullary fixation | Plate accessories | Non-locking screw | Zimmer Inc | 4.0X36 CANC SCR | 00-4840-036-00 | Standalone | DE0006095 | Patients requiring fracture fixation or orthopaedic corrective surgery
Orthopaedics | Trauma - Extramedullary fixation | Plate accessories | Non-locking screw | Zimmer Inc | 4.0X38 CANC SCR | 00-4840-038-00 | Standalone | DE0006095 | Patients requiring fracture fixation or orthopaedic corrective surgery
Orthopaedics | Trauma - Extramedullary fixation | Plate accessories | Non-locking screw | Zimmer Inc | 4.0X40 CANC SCR | 00-4840-040-00 | Standalone | DE0006095 | Patients requiring fracture fixation or orthopaedic corrective surgery
Orthopaedics | Trauma - Extramedullary fixation | Plate accessories | Non-locking screw | Zimmer Inc | 4.0X40 PART THD CANC SCR | 00-4840-040-01 | Standalone | DE0006095 | Patients requiring fracture fixation or orthopaedic corrective surgery
Orthopaedics | Trauma - Extramedullary fixation | Plate accessories | Non-locking screw | Zimmer Inc | 4.0X45 CANC SCR | 00-4840-045-00 | Standalone | DE0006095 | Patients requiring fracture fixation or orthopaedic corrective surgery
Orthopaedics | Trauma - Extramedullary fixation | Plate accessories | Non-locking screw | Zimmer Inc | 4.0X45 PART THD CANC SCR | 00-4840-045-01 | Standalone | DE0006095 | Patients requiring fracture fixation or orthopaedic corrective surgery
Orthopaedics | Trauma - Extramedullary fixation | Plate accessories | Non-locking screw | Zimmer Inc | 4.0X50 CANC SCR | 00-4840-050-00 | Standalone | DE0006095 | Patients requiring fracture fixation or orthopaedic corrective surgery
Orthopaedics | Trauma - Extramedullary fixation | Plate accessories | Non-locking screw | Zimmer Inc | 4.0X50 PART THD CANC SCR | 00-4840-050-01 | Standalone | DE0006095 | Patients requiring fracture fixation or orthopaedic corrective surgery
Orthopaedics | Trauma - Extramedullary fixation | Plate accessories | Non-locking screw | Zimmer Inc | 4.0X55 CANC SCR | 00-4840-055-00 | Standalone | DE0006095 | Patients requiring fracture fixation or orthopaedic corrective surgery
Orthopaedics | Trauma - Extramedullary fixation | Plate accessories | Non-locking screw | Zimmer Inc | 4.0X55 PART THD CANC SCR | 00-4840-055-01 | Standalone | DE0006337 | Patients requiring fracture fixation or orthopaedic corrective surgery
Orthopaedics | Trauma - Extramedullary fixation | Plate accessories | Non-locking screw | Zimmer Inc | 4.0X60 CANC SCR | 00-4840-060-00 | Standalone | DE0006095 | Patients requiring fracture fixation or orthopaedic corrective surgery
Orthopaedics | Trauma - Extramedullary fixation | Plate accessories | Non-locking screw | Zimmer Inc | 4.0X60 PART THD CANC SCR | 00-4840-060-01 | Standalone | DE0006337 | Patients requiring fracture fixation or orthopaedic corrective surgery
Orthopaedics | Trauma - Extramedullary fixation | Plate accessories | Non-locking screw | Zimmer Inc | 4.0X65 PART THD CANC SCR | 00-4840-065-01 | Standalone | DE0006337 | Patients requiring fracture fixation or orthopaedic corrective surgery
Orthopaedics | Trauma - Extramedullary fixation | Plate accessories | Non-locking screw | Zimmer Inc | 4.0X70 PART THD CANC SCR | 00-4840-070-01 | Standalone | DE0006337 | Patients requiring fracture fixation or orthopaedic corrective surgery
Orthopaedics | Trauma - Extramedullary fixation | Cable plate | Cable plate | Zimmer Gmbh | NCB PP Troc Plate, right, narrow | 02.02263.201 | Standalone | DE0015144 | Patients requiring fracture fixation or orthopaedic corrective surgery
Orthopaedics | Trauma - Extramedullary fixation | Cable plate | Cable plate | Zimmer Gmbh | NCB PP Troc Plate, right, wide | 02.02263.202 | Standalone | DE0015144 | Patients requiring fracture fixation or orthopaedic corrective surgery
Orthopaedics | Trauma - Extramedullary fixation | Cable plate | Cable plate | Zimmer Gmbh | NCB PP Troc Plate, left, narrow | 02.02263.301 | Standalone | DE0015144 | Patients requiring fracture fixation or orthopaedic corrective surgery
Orthopaedics | Trauma - Extramedullary fixation | Cable plate | Cable plate | Zimmer Gmbh | NCB PP Troc Plate, left, wide | 02.02263.302 | Standalone | DE0015144 | Patients requiring fracture fixation or orthopaedic corrective surgery
Orthopaedics | Elbow replacement | Elbow replacement - Radial | Elbow replacement - Modular radial head | Biomet Orthopaedics | EXPLOR 10X20MM IMPLANT HEAD | 11-210022 | Standalone | DE0019283 | As per HSA registered indication(s)
Orthopaedics | Elbow replacement | Elbow replacement - Radial | Elbow replacement - Modular radial head | Biomet Orthopaedics | EXPLOR 12X20MM IMPLANT HEAD | 11-210023 | Standalone | DE0019283 | As per HSA registered indication(s)
Orthopaedics | Elbow replacement | Elbow replacement - Radial | Elbow replacement - Modular radial head | Biomet Orthopaedics | EXPLOR 14X20MM IMPLANT HEAD | 11-210024 | Standalone | DE0019283 | As per HSA registered indication(s)
Orthopaedics | Elbow replacement | Elbow replacement - Radial | Elbow replacement - Modular radial head | Biomet Orthopaedics | EXPLOR 16X20MM IMPLANT HEAD | 11-210025 | Standalone | DE0019283 | As per HSA registered indication(s)
Orthopaedics | Elbow replacement | Elbow replacement - Radial | Elbow replacement - Modular radial head | Biomet Orthopaedics | EXPLOR 18X20MM IMPLANT HEAD | 11-210026 | Standalone | DE0019283 | As per HSA registered indication(s)
Orthopaedics | Elbow replacement | Elbow replacement - Radial | Elbow replacement - Modular radial head | Biomet Orthopaedics | EXPLOR 10X22MM IMPLANT HEAD | 11-210031 | Standalone | DE0019283 | As per HSA registered indication(s)
Orthopaedics | Elbow replacement | Elbow replacement - Radial | Elbow replacement - Modular radial head | Biomet Orthopaedics | EXPLOR 12X22MM IMPLANT HEAD | 11-210032 | Standalone | DE0019283 | As per HSA registered indication(s)
Orthopaedics | Elbow replacement | Elbow replacement - Radial | Elbow replacement - Modular radial head | Biomet Orthopaedics | EXPLOR 14X22MM IMPLANT HEAD | 11-210033 | Standalone | DE0019283 | As per HSA registered indication(s)
Orthopaedics | Elbow replacement | Elbow replacement - Radial | Elbow replacement - Modular radial head | Biomet Orthopaedics | EXPLOR 16X22MM IMPLANT HEAD | 11-210034 | Standalone | DE0019283 | As per HSA registered indication(s)
Orthopaedics | Elbow replacement | Elbow replacement - Radial | Elbow replacement - Modular radial head | Biomet Orthopaedics | EXPLOR 18X22MM IMPLANT HEAD | 11-210035 | Standalone | DE0019283 | As per HSA registered indication(s)
Orthopaedics | Elbow replacement | Elbow replacement - Radial | Elbow replacement - Modular radial head | Biomet Orthopaedics | EXPLOR 10X24 MM IMPLANT HEAD | 11-210041 | Standalone | DE0019283 | As per HSA registered indication(s)
Orthopaedics | Elbow replacement | Elbow replacement - Radial | Elbow replacement - Modular radial head | Biomet Orthopaedics | EXPLOR 12X24 MM IMPLANT HEAD | 11-210042 | Standalone | DE0019283 | As per HSA registered indication(s)
Orthopaedics | Elbow replacement | Elbow replacement - Radial | Elbow replacement - Modular radial head | Biomet Orthopaedics | EXPLOR 14X24 MM IMPLANT HEAD | 11-210043 | Standalone | DE0019283 | As per HSA registered indication(s)
Orthopaedics | Elbow replacement | Elbow replacement - Radial | Elbow replacement - Modular radial head | Biomet Orthopaedics | EXPLOR 16X24 MM IMPLANT HEAD | 11-210044 | Standalone | DE0019283 | As per HSA registered indication(s)
Orthopaedics | Elbow replacement | Elbow replacement - Radial | Elbow replacement - Modular radial head | Biomet Orthopaedics | EXPLOR 18X24 MM IMPLANT HEAD | 11-210045 | Standalone | DE0019283 | As per HSA registered indication(s)
Orthopaedics | Elbow replacement | Elbow replacement - Accessories | Elbow replacement - Screw | Biomet Orthopaedics | EXPLOR IMPLANT LOCKING SCREW | 11-210099 | Standalone | DE0019283 | As per HSA registered indication(s)
Orthopaedics | Shoulder replacement | Shoulder replacement - Humeral | Shoulder replacement - Interchangeable modular humeral stem | Biomet Orthopaedics | COMPR 4MM HUM FRACT STEM PPS | 12-113554 | Standalone | DE0504295 | Patients with a degenerative disease of the glenohumeral joint or a grossly deficient rotator cuff joint with any of following conditions: - Severe arthropathy; or - Fracture of proximal humerus with or without dislocations; or - A previous failed glenohumeral joint replacement. Patients should have a functional deltoid muscle.
Orthopaedics | Shoulder replacement | Shoulder replacement - Humeral | Shoulder replacement - Interchangeable modular humeral stem | Biomet Orthopaedics | COMPR 6MM HUM FRACT STEM PPS | 12-113556 | Standalone | DE0504295 | Patients with a degenerative disease of the glenohumeral joint or a grossly deficient rotator cuff joint with any of following conditions: - Severe arthropathy; or - Fracture of proximal humerus with or without dislocations; or - A previous failed glenohumeral joint replacement. Patients should have a functional deltoid muscle.
Orthopaedics | Shoulder replacement | Shoulder replacement - Humeral | Shoulder replacement - Interchangeable modular humeral stem | Biomet Orthopaedics | COMPR 8MM HUM FRACT STEM PPS | 12-113558 | Standalone | DE0504295 | Patients with a degenerative disease of the glenohumeral joint or a grossly deficient rotator cuff joint with any of following conditions: - Severe arthropathy; or - Fracture of proximal humerus with or without dislocations; or - A previous failed glenohumeral joint replacement. Patients should have a functional deltoid muscle.
Orthopaedics | Shoulder replacement | Shoulder replacement - Humeral | Shoulder replacement - Interchangeable modular humeral stem | Biomet Orthopaedics | COMPR 10MM HUM FRACT STEM PPS | 12-113560 | Standalone | DE0504365 | Patients with a degenerative disease of the glenohumeral joint or a grossly deficient rotator cuff joint with any of following conditions: - Severe arthropathy; or - Fracture of proximal humerus with or without dislocations; or - A previous failed glenohumeral joint replacement. Patients should have a functional deltoid muscle.
Orthopaedics | Shoulder replacement | Shoulder replacement - Humeral | Shoulder replacement - Interchangeable modular humeral stem | Biomet Orthopaedics | COMPR 12MM HUM FRACT STEM PPS | 12-113562 | Standalone | DE0504365 | Patients with a degenerative disease of the glenohumeral joint or a grossly deficient rotator cuff joint with any of following conditions: - Severe arthropathy; or - Fracture of proximal humerus with or without dislocations; or - A previous failed glenohumeral joint replacement. Patients should have a functional deltoid muscle.
Orthopaedics | Shoulder replacement | Shoulder replacement - Humeral | Shoulder replacement - Interchangeable modular humeral stem | Biomet Orthopaedics | COMPR 14MM HUM FRACT STEM PPS | 12-113564 | Standalone | DE0504365 | Patients with a degenerative disease of the glenohumeral joint or a grossly deficient rotator cuff joint with any of following conditions: - Severe arthropathy; or - Fracture of proximal humerus with or without dislocations; or - A previous failed glenohumeral joint replacement. Patients should have a functional deltoid muscle.
Orthopaedics | Trauma - Extramedullary fixation | Locking/combination plate | Locking/combination plate - Humerus | Biomet Trauma | DIST HUM LAT RT 7H 64MM | 1312-18-200 | Standalone | DE0503410 | Patients requiring fracture fixation or orthopaedic corrective surgery
Orthopaedics | Trauma - Extramedullary fixation | Locking/combination plate | Locking/combination plate - Humerus | Biomet Trauma | DIST HUM LAT RT 9H 85MM | 1312-18-201 | Standalone | DE0503410 | Patients requiring fracture fixation or orthopaedic corrective surgery
Orthopaedics | Trauma - Extramedullary fixation | Locking/combination plate | Locking/combination plate - Humerus | Biomet Trauma | DIST HUM LAT LT 7H 64MM | 1312-18-202 | Standalone | DE0501670 | Patients requiring fracture fixation or orthopaedic corrective surgery
Orthopaedics | Trauma - Extramedullary fixation | Locking/combination plate | Locking/combination plate - Humerus | Biomet Trauma | DIST HUM LAT LT 9H 85MM | 1312-18-203 | Standalone | DE0501670 | Patients requiring fracture fixation or orthopaedic corrective surgery
Orthopaedics | Trauma - Extramedullary fixation | Locking/combination plate | Locking/combination plate - Humerus | Biomet Trauma | DIST HUM POSTLAT RT 9H 74MM | 1312-18-300 | Standalone | DE0503410 | Patients requiring fracture fixation or orthopaedic corrective surgery
Orthopaedics | Trauma - Extramedullary fixation | Locking/combination plate | Locking/combination plate - Humerus | Biomet Trauma | DIST HUM POSTLAT RT 11H 94MM | 1312-18-301 | Standalone | DE0503410 | Patients requiring fracture fixation or orthopaedic corrective surgery
Orthopaedics | Trauma - Extramedullary fixation | Locking/combination plate | Locking/combination plate - Humerus | Biomet Trauma | DIST HUM POSTLAT LT 9H 74MM | 1312-18-302 | Standalone | DE0501670 | Patients requiring fracture fixation or orthopaedic corrective surgery
Orthopaedics | Trauma - Extramedullary fixation | Locking/combination plate | Locking/combination plate - Humerus | Biomet Trauma | DIST HUM POSTLAT LT 11H 94MM | 1312-18-303 | Standalone | DE0501670 | Patients requiring fracture fixation or orthopaedic corrective surgery
Orthopaedics | Trauma - Extramedullary fixation | Locking/combination plate | Locking/combination plate - Radius | Biomet Trauma | PROX RADIUS PLATE SMALL | 1312-18-400 | Standalone | DE0019094 | Patients requiring fracture fixation or orthopaedic corrective surgery
Orthopaedics | Trauma - Extramedullary fixation | Locking/combination plate | Locking/combination plate - Radius | Biomet Trauma | PROX RADIUS PLATE LARGE | 1312-18-401 | Standalone | DE0019094 | Patients requiring fracture fixation or orthopaedic corrective surgery
Orthopaedics | Trauma - Extramedullary fixation | Locking/combination plate | Locking/combination plate - Humerus | Biomet Trauma | DIST HUM MED RT 9H 88MM | 1312-18-700 | Standalone | DE0503410 | Patients requiring fracture fixation or orthopaedic corrective surgery
Orthopaedics | Trauma - Extramedullary fixation | Locking/combination plate | Locking/combination plate - Humerus | Biomet Trauma | DIST HUM MED RT 10H 97MM | 1312-18-701 | Standalone | DE0503410 | Patients requiring fracture fixation or orthopaedic corrective surgery
Orthopaedics | Trauma - Extramedullary fixation | Locking/combination plate | Locking/combination plate - Humerus | Biomet Trauma | DIST HUM MED LT 9H 88MM | 1312-18-702 | Standalone | DE0501670 | Patients requiring fracture fixation or orthopaedic corrective surgery
Orthopaedics | Trauma - Extramedullary fixation | Locking/combination plate | Locking/combination plate - Humerus | Biomet Trauma | DIST HUM MED LT 10H 97MM | 1312-18-703 | Standalone | DE0501536 | Patients requiring fracture fixation or orthopaedic corrective surgery
Orthopaedics | Trauma - Extramedullary fixation | Plate accessories | Other plate accessories (e.g. nut, washer, etc) | Biomet Trauma | 2.5MM THREADED WASHER | 1312-20-025 | Standalone | DE0019094 | Patients requiring fracture fixation or orthopaedic corrective surgery
Orthopaedics | Trauma - Extramedullary fixation | Locking/combination plate | Locking/combination plate - Hand | Biomet Trauma | 1.5MM LOCKING PLATE - STRAIGHT | 1312-20-151 | Standalone | DE0019094 | Patients requiring fracture fixation or orthopaedic corrective surgery
Orthopaedics | Elbow replacement | Elbow replacement - Accessories | Elbow replacement - Interlocking pin | Zimmer Inc | PIN/BUSH REPLACE. KIT SML/REG | 32-8105-025-01 | Standalone | DE0503410 | As per HSA registered indication(s)
Orthopaedics | Elbow replacement | Elbow replacement - Humeral | Elbow replacement - Humeral stem | Zimmer Inc | HUMERAL ASSY 4 IN SML | 32-8105-025-04 | Standalone | DE0503410 | As per HSA registered indication(s)
Orthopaedics | Elbow replacement | Elbow replacement - Humeral | Elbow replacement - Humeral stem | Zimmer Inc | HUMERAL ASSY 4 IN REGULAR | 32-8105-026-04 | Standalone | DE0505476 | As per HSA registered indication(s)
Orthopaedics | Elbow replacement | Elbow replacement - Accessories | Elbow replacement - Interlocking pin | Zimmer Inc | PIN/BUSH REPLACEMENT KIT, XSML | 32-8105-027-01 | Standalone | DE0505476 | As per HSA registered indication(s)
Orthopaedics | Elbow replacement | Elbow replacement - Humeral | Elbow replacement - Humeral stem | Zimmer Inc | HUMERAL ASSY 4 IN XSML | 32-8105-027-04 | Standalone | DE0505476 | As per HSA registered indication(s)
Orthopaedics | Elbow replacement | Elbow replacement - Ulnar | Elbow replacement - Ulnar stem | Zimmer Inc | ULNA ASSY PLASMA 3INCH XSML LT | 32-8105-043-01 | Standalone | DE0505476 | As per HSA registered indication(s)
Orthopaedics | Elbow replacement | Elbow replacement - Ulnar | Elbow replacement - Ulnar stem | Zimmer Inc | ULNA ASSY PLASMA 3INCH XSML RT | 32-8105-043-02 | Standalone | DE0505476 | As per HSA registered indication(s)
Orthopaedics | Elbow replacement | Elbow replacement - Ulnar | Elbow replacement - Ulnar stem | Zimmer Inc | ULNA ASSY PLASMA SML LT | 32-8105-053-01 | Standalone | DE0505476 | As per HSA registered indication(s)
Orthopaedics | Elbow replacement | Elbow replacement - Ulnar | Elbow replacement - Ulnar stem | Zimmer Inc | ULNA ASSY PLASMA SML RT | 32-8105-053-02 | Standalone | DE0505476 | As per HSA registered indication(s)
Orthopaedics | Elbow replacement | Elbow replacement - Ulnar | Elbow replacement - Ulnar stem | Zimmer Inc | ULNA ASSY PLASMA REG LT | 32-8105-063-01 | Standalone | DE0505476 | As per HSA registered indication(s)
Orthopaedics | Elbow replacement | Elbow replacement - Ulnar | Elbow replacement - Ulnar stem | Zimmer Inc | ULNA ASSY PLASMA REG RT | 32-8105-063-02 | Standalone | DE0505476 | As per HSA registered indication(s)
Orthopaedics | Elbow replacement | Elbow replacement - Accessories | Elbow replacement - Interlocking pin | Zimmer Inc | ELBOW COMP REPLACEMENT-SML SET | 32-8106-000-12 | Standalone | DE0505476 | As per HSA registered indication(s)
Orthopaedics | Elbow replacement | Elbow replacement - Accessories | Elbow replacement - Interlocking pin | Zimmer Inc | ELBOW COMP REPLACEMENT-REG SET | 32-8106-000-13 | Standalone | DE0505476 | As per HSA registered indication(s)
Orthopaedics | Trauma - Intramedullary fixation | Nail accessories | Lag screw/Spiral blade | Zimmer GmbH | Z NAIL 10.5 X 70 LAG SCREW | 47-2485-070-10 | Standalone | DE0009149 | Patients requiring fracture fixation or orthopaedic corrective surgery
Orthopaedics | Trauma - Intramedullary fixation | Nail accessories | Lag screw/Spiral blade | Zimmer GmbH | Z NAIL 10.5 X 75 LAG SCREW | 47-2485-075-10 | Standalone | DE0009149 | Patients requiring fracture fixation or orthopaedic corrective surgery
Orthopaedics | Trauma - Intramedullary fixation | Nail accessories | Lag screw/Spiral blade | Zimmer GmbH | Z NAIL 10.5 X 80 LAG SCREW | 47-2485-080-10 | Standalone | DE0009149 | Patients requiring fracture fixation or orthopaedic corrective surgery
Orthopaedics | Trauma - Intramedullary fixation | Nail accessories | Lag screw/Spiral blade | Zimmer GmbH | Z NAIL 10.5 X 85 LAG SCREW | 47-2485-085-10 | Standalone | DE0009149 | Patients requiring fracture fixation or orthopaedic corrective surgery
Orthopaedics | Trauma - Intramedullary fixation | Nail accessories | Lag screw/Spiral blade | Zimmer GmbH | Z NAIL 10.5 X 90 LAG SCREW | 47-2485-090-10 | Standalone | DE0009149 | Patients requiring fracture fixation or orthopaedic corrective surgery
Orthopaedics | Trauma - Intramedullary fixation | Nail accessories | Lag screw/Spiral blade | Zimmer GmbH | Z NAIL 10.5 X 95 LAG SCREW | 47-2485-095-10 | Standalone | DE0009149 | Patients requiring fracture fixation or orthopaedic corrective surgery
Orthopaedics | Trauma - Intramedullary fixation | Nail accessories | Lag screw/Spiral blade | Zimmer GmbH | Z NAIL 10.5 X 100 LAG SCREW | 47-2485-100-10 | Standalone | DE0009149 | Patients requiring fracture fixation or orthopaedic corrective surgery
Orthopaedics | Trauma - Intramedullary fixation | Nail accessories | Lag screw/Spiral blade | Zimmer GmbH | Z NAIL 10.5 X 105 LAG SCREW | 47-2485-105-10 | Standalone | DE0009149 | Patients requiring fracture fixation or orthopaedic corrective surgery
Orthopaedics | Trauma - Intramedullary fixation | Nail accessories | Lag screw/Spiral blade | Zimmer GmbH | Z NAIL 10.5 X 110 LAG SCREW | 47-2485-110-10 | Standalone | DE0009149 | Patients requiring fracture fixation or orthopaedic corrective surgery
Orthopaedics | Trauma - Intramedullary fixation | Nail accessories | Lag screw/Spiral blade | Zimmer GmbH | Z NAIL 10.5 X 115 LAG SCREW | 47-2485-115-10 | Standalone | DE0009149 | Patients requiring fracture fixation or orthopaedic corrective surgery
Orthopaedics | Trauma - Intramedullary fixation | Nail accessories | Lag screw/Spiral blade | Zimmer GmbH | Z NAIL 10.5 X 120 LAG SCREW | 47-2485-120-10 | Standalone | DE0009149 | Patients requiring fracture fixation or orthopaedic corrective surgery
Orthopaedics | Trauma - Intramedullary fixation | Nail accessories | Lag screw/Spiral blade | Zimmer GmbH | Z NAIL 10.5 X 125 LAG SCREW | 47-2485-125-10 | Standalone | DE0009149 | Patients requiring fracture fixation or orthopaedic corrective surgery
Orthopaedics | Trauma - Intramedullary fixation | Nail accessories | Lag screw/Spiral blade | Zimmer GmbH | Z NAIL 10.5 X 130 LAG SCREW | 47-2485-130-10 | Standalone | DE0009149 | Patients requiring fracture fixation or orthopaedic corrective surgery
Orthopaedics | Trauma - Intramedullary fixation | Nail accessories | Nail end cap/set screw | Zimmer Inc | Z NAIL FEMORAL NAIL Cap 0mm | 47-2487-001-00 | Standalone | DE0005662 | Patients requiring fracture fixation or orthopaedic corrective surgery
Orthopaedics | Trauma - Intramedullary fixation | Nail accessories | Nail end cap/set screw | Zimmer Inc | Z NAIL FEMORAL NAIL Cap 5mm | 47-2487-001-05 | Standalone | DE0005662 | Patients requiring fracture fixation or orthopaedic corrective surgery
Orthopaedics | Trauma - Intramedullary fixation | Nail accessories | Nail end cap/set screw | Zimmer Inc | Z NAIL FEMORAL NAIL Cap 10mm | 47-2487-001-10 | Standalone | DE0005662 | Patients requiring fracture fixation or orthopaedic corrective surgery
Orthopaedics | Trauma - Intramedullary fixation | Nail accessories | Nail end cap/set screw | Zimmer Inc | Z NAIL FEMORAL NAIL Cap 15mm | 47-2487-001-15 | Standalone | DE0005662 | Patients requiring fracture fixation or orthopaedic corrective surgery
Orthopaedics | Trauma - Intramedullary fixation | Nail accessories | Nail end cap/set screw | Zimmer GmbH | Z NAIL CPM NEU NAIL CAP 0MM | 47-2487-002-00 | Standalone | DE0009149 | Patients requiring fracture fixation or orthopaedic corrective surgery
Orthopaedics | Trauma - Intramedullary fixation | Nail accessories | Nail end cap/set screw | Zimmer GmbH | Z NAIL CPM NEU NAIL CAP 5MM | 47-2487-002-05 | Standalone | DE0009149 | Patients requiring fracture fixation or orthopaedic corrective surgery
Orthopaedics | Trauma - Intramedullary fixation | Nail accessories | Nail end cap/set screw | Zimmer GmbH | Z NAIL CPM NEU NAIL CAP 10MM | 47-2487-002-10 | Standalone | DE0009149 | Patients requiring fracture fixation or orthopaedic corrective surgery
Orthopaedics | Trauma - Intramedullary fixation | Nail accessories | Nail end cap/set screw | Zimmer GmbH | Z NAIL CPM NEU NAIL CAP 15MM | 47-2487-002-15 | Standalone | DE0009149 | Patients requiring fracture fixation or orthopaedic corrective surgery
Orthopaedics | Trauma - Intramedullary fixation | Nail accessories | Nail end cap/set screw | Zimmer Inc | ZNN RF Nail Cap 0mm Height | 47-2487-008-00 | Standalone | DE0005662 | Patients requiring fracture fixation or orthopaedic corrective surgery
Orthopaedics | Trauma - Intramedullary fixation | Nail accessories | Nail end cap/set screw | Zimmer Inc | ZNN RF Nail Cap 5mm Height | 47-2487-008-05 | Standalone | DE0005662 | Patients requiring fracture fixation or orthopaedic corrective surgery
Orthopaedics | Trauma - Intramedullary fixation | Nail accessories | Nail end cap/set screw | Zimmer Inc | ZNN RF Nail Cap 10mm Height | 47-2487-008-10 | Standalone | DE0005662 | Patients requiring fracture fixation or orthopaedic corrective surgery
Orthopaedics | Trauma - Intramedullary fixation | Nail accessories | Nail end cap/set screw | Zimmer Inc | ZNN RF Nail Cap 15mm Height | 47-2487-008-15 | Standalone | DE0005662 | Patients requiring fracture fixation or orthopaedic corrective surgery
Orthopaedics | Trauma - Intramedullary fixation | Nail accessories | Nail end cap/set screw | Zimmer Gmbh | Affixus Natural Nail, ANN, Ante/Retrograde Humerus Nail Cap, 0mm | 47-2488-008-00 | Standalone | DE0505451 | Patients requiring fracture fixation or orthopaedic corrective surgery
Orthopaedics | Trauma - Intramedullary fixation | Nail accessories | Nail end cap/set screw | Zimmer Gmbh | Affixus Natural Nail, ANN, Ante/Retrograde Humerus Nail Cap, D 8.5x5mm | 47-2488-008-05 | Standalone | DE0505451 | Patients requiring fracture fixation or orthopaedic corrective surgery
Orthopaedics | Trauma - Intramedullary fixation | Nail accessories | Nail end cap/set screw | Zimmer Gmbh | Affixus Natural Nail, ANN, Ante/Retrograde Humerus Nail Cap, D 8.5x10mm | 47-2488-008-10 | Standalone | DE0505451 | Patients requiring fracture fixation or orthopaedic corrective surgery
Orthopaedics | Trauma - Intramedullary fixation | Nail accessories | Nail end cap/set screw | Zimmer Gmbh | Affixus Natural Nail, ANN, Ante/Retrograde Humerus Cap D 8.5x15mm | 47-2488-008-15 | Standalone | DE0505451 | Patients requiring fracture fixation or orthopaedic corrective surgery
Orthopaedics | Trauma - Intramedullary fixation | Nail accessories | Nail end cap/set screw | Zimmer Gmbh | Affixus Natural Nail, ANN, Ante/Retrograde Humerus Nail Cap, D 8.5x20mm | 47-2488-008-20 | Standalone | DE0505451 | Patients requiring fracture fixation or orthopaedic corrective surgery
Orthopaedics | Trauma - Intramedullary fixation | Nail accessories | Nail end cap/set screw | Zimmer Gmbh | Affixus Natural Nail, ANN, Ante/Retrograde Humerus Nail Cap, D 9.5x5mm | 47-2488-009-05 | Standalone | DE0505451 | Patients requiring fracture fixation or orthopaedic corrective surgery
Orthopaedics | Trauma - Intramedullary fixation | Nail accessories | Nail end cap/set screw | Zimmer Gmbh | Affixus Natural Nail, ANN, Ante/Retrograde Humerus Nail Cap, D 9.5x10mm | 47-2488-009-10 | Standalone | DE0505451 | Patients requiring fracture fixation or orthopaedic corrective surgery
Orthopaedics | Trauma - Intramedullary fixation | Nail accessories | Nail end cap/set screw | Zimmer Gmbh | Affixus Natural Nail, ANN, Ante/Retrograde Humerus Nail Cap, D 9.5x15mm | 47-2488-009-15 | Standalone | DE0505451 | Patients requiring fracture fixation or orthopaedic corrective surgery
Orthopaedics | Trauma - Intramedullary fixation | Nail accessories | Nail end cap/set screw | Zimmer Gmbh | Affixus Natural Nail, ANN, Ante/Retrograde Humerus Nail Cap, D 9.5x20mm | 47-2488-009-20 | Standalone | DE0505451 | Patients requiring fracture fixation or orthopaedic corrective surgery
Orthopaedics | Trauma - Intramedullary fixation | Nail accessories | Nail end cap/set screw | Zimmer Gmbh | Affixus Natural Nail, ANN, Proximal Humerus Nail Cap, 0mm | 47-2488-010-00 | Standalone | DE0505451 | Patients requiring fracture fixation or orthopaedic corrective surgery
Orthopaedics | Trauma - Intramedullary fixation | Nail accessories | Nail end cap/set screw | Zimmer Gmbh | Affixus Natural Nail, ANN, Proximal Humerus Nail Cap, D 10.5x2.5mm | 47-2488-010-02 | Standalone | DE0505451 | Patients requiring fracture fixation or orthopaedic corrective surgery
Orthopaedics | Trauma - Intramedullary fixation | Nail accessories | Nail end cap/set screw | Zimmer Gmbh | Affixus Natural Nail, ANN, Proximal Humerus Nail Cap, D 10.5x5mm | 47-2488-010-05 | Standalone | DE0505451 | Patients requiring fracture fixation or orthopaedic corrective surgery
Orthopaedics | Trauma - Intramedullary fixation | Nail accessories | Nail end cap/set screw | Zimmer Gmbh | Affixus Natural Nail, ANN, Proximal Humerus Nail Cap, D 10.5x7.5mm | 47-2488-010-07 | Standalone | DE0505451 | Patients requiring fracture fixation or orthopaedic corrective surgery
Orthopaedics | Trauma - Intramedullary fixation | Nail accessories | Nail end cap/set screw | Zimmer Gmbh | Affixus Natural Nail, ANN, Proximal Humerus Nail Cap, D 11x2.5mm | 47-2488-011-02 | Standalone | DE0505451 | Patients requiring fracture fixation or orthopaedic corrective surgery
Orthopaedics | Trauma - Intramedullary fixation | Nail accessories | Nail end cap/set screw | Zimmer Gmbh | Affixus Natural Nail, ANN, Proximal Humerus Nail Cap, D 11x5mm | 47-2488-011-05 | Standalone | DE0505451 | Patients requiring fracture fixation or orthopaedic corrective surgery
Orthopaedics | Trauma - Intramedullary fixation | Nail accessories | Nail end cap/set screw | Zimmer Gmbh | Affixus Natural Nail, ANN, Proximal Humerus Nail Cap, D 11x7.5mm | 47-2488-011-07 | Standalone | DE0505451 | Patients requiring fracture fixation or orthopaedic corrective surgery
Orthopaedics | Trauma - Intramedullary fixation | Nail accessories | Nail end cap/set screw | Zimmer GmbH | CMN SET SCREW TITANIUM | 47-2493-000-00 | Standalone | DE0009149 | Patients requiring fracture fixation or orthopaedic corrective surgery
Orthopaedics | Trauma - Intramedullary fixation | Nail | Nail - Femur | Zimmer GmbH | ZNN CMN Nail 9.3mm x 18cm 130R | 47-2493-182-09 | Standalone | DE0009149 | Patients requiring fracture fixation or orthopaedic corrective surgery
Orthopaedics | Trauma - Intramedullary fixation | Nail | Nail - Femur | Zimmer GmbH | ZNN CMN Nail 10mmX18cm 130R | 47-2493-182-10 | Standalone | DE0009149 | Patients requiring fracture fixation or orthopaedic corrective surgery
Orthopaedics | Trauma - Intramedullary fixation | Nail | Nail - Femur | Zimmer GmbH | ZNN CMN Nail 11.5mmX18cm 130R | 47-2493-182-11 | Standalone | DE0009149 | Patients requiring fracture fixation or orthopaedic corrective surgery
Orthopaedics | Trauma - Intramedullary fixation | Nail | Nail - Femur | Zimmer GmbH | ZNN CMN Nail 13mmX18cm 130R | 47-2493-182-13 | Standalone | DE0009149 | Patients requiring fracture fixation or orthopaedic corrective surgery
Orthopaedics | Trauma - Intramedullary fixation | Nail | Nail - Femur | Zimmer GmbH | ZNN CMN Nail 14.5mmX18cm 130R | 47-2493-182-14 | Standalone | DE0009149 | Patients requiring fracture fixation or orthopaedic corrective surgery
Orthopaedics | Trauma - Intramedullary fixation | Nail | Nail - Femur | Zimmer GmbH | ZNN CMN Nail 9.3mm x 18cm 130L | 47-2493-183-09 | Standalone | DE0009149 | Patients requiring fracture fixation or orthopaedic corrective surgery
Orthopaedics | Trauma - Intramedullary fixation | Nail | Nail - Femur | Zimmer GmbH | ZNN CMN Nail 10mmX18cm 130L | 47-2493-183-10 | Standalone | DE0009149 | Patients requiring fracture fixation or orthopaedic corrective surgery
Orthopaedics | Trauma - Intramedullary fixation | Nail | Nail - Femur | Zimmer GmbH | ZNN CMN Nail 11.5mmX18cm 130L | 47-2493-183-11 | Standalone | DE0009149 | Patients requiring fracture fixation or orthopaedic corrective surgery
Orthopaedics | Trauma - Intramedullary fixation | Nail | Nail - Femur | Zimmer GmbH | ZNN CMN Nail 13mmX18cm 130L | 47-2493-183-13 | Standalone | DE0009149 | Patients requiring fracture fixation or orthopaedic corrective surgery
Orthopaedics | Trauma - Intramedullary fixation | Nail | Nail - Femur | Zimmer GmbH | ZNN CMN Nail 14.5mmX18cm 130L | 47-2493-183-14 | Standalone | DE0009149 | Patients requiring fracture fixation or orthopaedic corrective surgery
Orthopaedics | Trauma - Intramedullary fixation | Nail | Nail - Femur | Zimmer GmbH | Z NAIL CPM 10MM X 30CM 130R | 47-2493-302-10 | Standalone | DE0009149 | Patients requiring fracture fixation or orthopaedic corrective surgery
Orthopaedics | Trauma - Intramedullary fixation | Nail | Nail - Femur | Zimmer GmbH | Z NAIL CPM 11.5MM X 30CM 130 R | 47-2493-302-11 | Standalone | DE0009149 | Patients requiring fracture fixation or orthopaedic corrective surgery
Orthopaedics | Trauma - Intramedullary fixation | Nail | Nail - Femur | Zimmer GmbH | Z NAIL CPM 13MM X 30CM 130 R | 47-2493-302-13 | Standalone | DE0009149 | Patients requiring fracture fixation or orthopaedic corrective surgery
Orthopaedics | Trauma - Intramedullary fixation | Nail | Nail - Femur | Zimmer GmbH | Z NAIL CPM 10MM X 30CM 130L | 47-2493-303-10 | Standalone | DE0009149 | Patients requiring fracture fixation or orthopaedic corrective surgery
Orthopaedics | Trauma - Intramedullary fixation | Nail | Nail - Femur | Zimmer GmbH | Z NAIL CPM 11.5MM X 30CM 130 L | 47-2493-303-11 | Standalone | DE0009149 | Patients requiring fracture fixation or orthopaedic corrective surgery
Orthopaedics | Trauma - Intramedullary fixation | Nail | Nail - Femur | Zimmer GmbH | Z NAIL CPM 13MM X 30CM 130 L | 47-2493-303-13 | Standalone | DE0009149 | Patients requiring fracture fixation or orthopaedic corrective surgery
Orthopaedics | Trauma - Intramedullary fixation | Nail | Nail - Femur | Zimmer GmbH | Z NAIL CPM 10MM X 32CM 130R | 47-2493-322-10 | Standalone | DE0009149 | Patients requiring fracture fixation or orthopaedic corrective surgery
Orthopaedics | Trauma - Intramedullary fixation | Nail | Nail - Femur | Zimmer GmbH | Z NAIL CPM 11.5MM X 32CM 130 R | 47-2493-322-11 | Standalone | DE0009149 | Patients requiring fracture fixation or orthopaedic corrective surgery
Orthopaedics | Trauma - Intramedullary fixation | Nail | Nail - Femur | Zimmer GmbH | Z NAIL CPM 13MM X 32CM 130 R | 47-2493-322-13 | Standalone | DE0009149 | Patients requiring fracture fixation or orthopaedic corrective surgery
Orthopaedics | Trauma - Intramedullary fixation | Nail | Nail - Femur | Zimmer GmbH | Z NAIL CPM 10MM X 32CM 130L | 47-2493-323-10 | Standalone | DE0009149 | Patients requiring fracture fixation or orthopaedic corrective surgery
Orthopaedics | Trauma - Intramedullary fixation | Nail | Nail - Femur | Zimmer GmbH | Z NAIL CPM 11.5MM X 32CM 130 L | 47-2493-323-11 | Standalone | DE0009149 | Patients requiring fracture fixation or orthopaedic corrective surgery
Orthopaedics | Trauma - Intramedullary fixation | Nail | Nail - Femur | Zimmer GmbH | Z NAIL CPM 13MM X 32CM 130 L | 47-2493-323-13 | Standalone | DE0009149 | Patients requiring fracture fixation or orthopaedic corrective surgery
Orthopaedics | Trauma - Intramedullary fixation | Nail | Nail - Femur | Zimmer GmbH | Z NAIL CPM 10MM X 34CM 130 R | 47-2493-342-10 | Standalone | DE0009149 | Patients requiring fracture fixation or orthopaedic corrective surgery
Orthopaedics | Trauma - Intramedullary fixation | Nail | Nail - Femur | Zimmer GmbH | Z NAIL CPM 11.5MM X 34CM 130 R | 47-2493-342-11 | Standalone | DE0009149 | Patients requiring fracture fixation or orthopaedic corrective surgery
Orthopaedics | Trauma - Intramedullary fixation | Nail | Nail - Femur | Zimmer GmbH | Z NAIL CPM 13MM X 34CM 130 R | 47-2493-342-13 | Standalone | DE0009149 | Patients requiring fracture fixation or orthopaedic corrective surgery
Orthopaedics | Trauma - Intramedullary fixation | Nail | Nail - Femur | Zimmer GmbH | Z NAIL CPM 10MM X 34CM 130 L | 47-2493-343-10 | Standalone | DE0009149 | Patients requiring fracture fixation or orthopaedic corrective surgery
Orthopaedics | Trauma - Intramedullary fixation | Nail | Nail - Femur | Zimmer GmbH | Z NAIL CPM 11.5MM X 34CM 130 L | 47-2493-343-11 | Standalone | DE0009149 | Patients requiring fracture fixation or orthopaedic corrective surgery
Orthopaedics | Trauma - Intramedullary fixation | Nail | Nail - Femur | Zimmer GmbH | Z NAIL CPM 13MM X 34CM 130 L | 47-2493-343-13 | Standalone | DE0009149 | Patients requiring fracture fixation or orthopaedic corrective surgery
Orthopaedics | Trauma - Intramedullary fixation | Nail | Nail - Femur | Zimmer GmbH | Z NAIL CPM 10MM X 36CM 130 R | 47-2493-362-10 | Standalone | DE0009149 | Patients requiring fracture fixation or orthopaedic corrective surgery
Orthopaedics | Trauma - Intramedullary fixation | Nail | Nail - Femur | Zimmer GmbH | Z NAIL CPM 11.5MM X 36CM 130 R | 47-2493-362-11 | Standalone | DE0009149 | Patients requiring fracture fixation or orthopaedic corrective surgery
Orthopaedics | Trauma - Intramedullary fixation | Nail | Nail - Femur | Zimmer GmbH | Z NAIL CPM 13MM X 36CM 130 R | 47-2493-362-13 | Standalone | DE0009149 | Patients requiring fracture fixation or orthopaedic corrective surgery
Orthopaedics | Trauma - Intramedullary fixation | Nail | Nail - Femur | Zimmer GmbH | Z NAIL CPM 10MM X 36CM 130 L | 47-2493-363-10 | Standalone | DE0009149 | Patients requiring fracture fixation or orthopaedic corrective surgery
Orthopaedics | Trauma - Intramedullary fixation | Nail | Nail - Femur | Zimmer GmbH | Z NAIL CPM 11.5MM X 36CM 130 L | 47-2493-363-11 | Standalone | DE0009149 | Patients requiring fracture fixation or orthopaedic corrective surgery
Orthopaedics | Trauma - Intramedullary fixation | Nail | Nail - Femur | Zimmer GmbH | Z NAIL CPM 13MM X 36CM 130 L | 47-2493-363-13 | Standalone | DE0009149 | Patients requiring fracture fixation or orthopaedic corrective surgery
Orthopaedics | Trauma - Intramedullary fixation | Nail | Nail - Femur | Zimmer GmbH | Z NAIL CPM 10MM X 38CM 130 R | 47-2493-382-10 | Standalone | DE0009149 | Patients requiring fracture fixation or orthopaedic corrective surgery
Orthopaedics | Trauma - Intramedullary fixation | Nail | Nail - Femur | Zimmer GmbH | Z NAIL CPM 11.5MM X 38CM 130 R | 47-2493-382-11 | Standalone | DE0009149 | Patients requiring fracture fixation or orthopaedic corrective surgery
Orthopaedics | Trauma - Intramedullary fixation | Nail | Nail - Femur | Zimmer GmbH | Z NAIL CPM 13MM X 38CM 130 R | 47-2493-382-13 | Standalone | DE0009149 | Patients requiring fracture fixation or orthopaedic corrective surgery
Orthopaedics | Trauma - Intramedullary fixation | Nail | Nail - Femur | Zimmer GmbH | Z NAIL CPM 10MM X 38CM 130 L | 47-2493-383-10 | Standalone | DE0009149 | Patients requiring fracture fixation or orthopaedic corrective surgery
Orthopaedics | Trauma - Intramedullary fixation | Nail | Nail - Femur | Zimmer GmbH | Z NAIL CPM 11.5MM X 38CM 130 L | 47-2493-383-11 | Standalone | DE0009149 | Patients requiring fracture fixation or orthopaedic corrective surgery
Orthopaedics | Trauma - Intramedullary fixation | Nail | Nail - Femur | Zimmer GmbH | Z NAIL CPM 13MM X 38CM 130 L | 47-2493-383-13 | Standalone | DE0009149 | Patients requiring fracture fixation or orthopaedic corrective surgery
Orthopaedics | Trauma - Intramedullary fixation | Nail | Nail - Femur | Zimmer GmbH | Z NAIL CPM 10MM X 40CM 130 R | 47-2493-402-10 | Standalone | DE0009149 | Patients requiring fracture fixation or orthopaedic corrective surgery
Orthopaedics | Trauma - Intramedullary fixation | Nail | Nail - Femur | Zimmer GmbH | Z NAIL CPM 11.5MM X 40CM 130 R | 47-2493-402-11 | Standalone | DE0009149 | Patients requiring fracture fixation or orthopaedic corrective surgery
Orthopaedics | Trauma - Intramedullary fixation | Nail | Nail - Femur | Zimmer GmbH | Z NAIL CPM 13MM X 40CM 130 R | 47-2493-402-13 | Standalone | DE0009149 | Patients requiring fracture fixation or orthopaedic corrective surgery
Orthopaedics | Trauma - Intramedullary fixation | Nail | Nail - Femur | Zimmer GmbH | Z NAIL CPM 10MM X 40CM 130 L | 47-2493-403-10 | Standalone | DE0009149 | Patients requiring fracture fixation or orthopaedic corrective surgery
Orthopaedics | Trauma - Intramedullary fixation | Nail | Nail - Femur | Zimmer GmbH | Z NAIL CPM 11.5MM X 40CM 130 L | 47-2493-403-11 | Standalone | DE0009149 | Patients requiring fracture fixation or orthopaedic corrective surgery
Orthopaedics | Trauma - Intramedullary fixation | Nail | Nail - Femur | Zimmer GmbH | Z NAIL CPM 13MM X 40CM 130 L | 47-2493-403-13 | Standalone | DE0009149 | Patients requiring fracture fixation or orthopaedic corrective surgery
Orthopaedics | Trauma - Intramedullary fixation | Nail | Nail - Femur | Zimmer GmbH | Z NAIL CPM 10MM X 42CM 130 R | 47-2493-422-10 | Standalone | DE0009149 | Patients requiring fracture fixation or orthopaedic corrective surgery
Orthopaedics | Trauma - Intramedullary fixation | Nail | Nail - Femur | Zimmer GmbH | Z NAIL CPM 11.5MM X 42CM 130 R | 47-2493-422-11 | Standalone | DE0009149 | Patients requiring fracture fixation or orthopaedic corrective surgery
Orthopaedics | Trauma - Intramedullary fixation | Nail | Nail - Femur | Zimmer GmbH | Z NAIL CPM 13MM X 42CM 130 R | 47-2493-422-13 | Standalone | DE0009149 | Patients requiring fracture fixation or orthopaedic corrective surgery
Orthopaedics | Trauma - Intramedullary fixation | Nail | Nail - Femur | Zimmer GmbH | Z NAIL CPM 10MM X 42CM 130 L | 47-2493-423-10 | Standalone | DE0009149 | Patients requiring fracture fixation or orthopaedic corrective surgery
Orthopaedics | Trauma - Intramedullary fixation | Nail | Nail - Femur | Zimmer GmbH | Z NAIL CPM 11.5MM X 42CM 130 L | 47-2493-423-11 | Standalone | DE0009149 | Patients requiring fracture fixation or orthopaedic corrective surgery
Orthopaedics | Trauma - Intramedullary fixation | Nail | Nail - Femur | Zimmer GmbH | Z NAIL CPM 13MM X 42CM 130 L | 47-2493-423-13 | Standalone | DE0009149 | Patients requiring fracture fixation or orthopaedic corrective surgery
Orthopaedics | Trauma - Intramedullary fixation | Nail | Nail - Femur | Zimmer GmbH | Z NAIL CPM 10MM X 44CM 130 R | 47-2493-442-10 | Standalone | DE0009149 | Patients requiring fracture fixation or orthopaedic corrective surgery
Orthopaedics | Trauma - Intramedullary fixation | Nail | Nail - Femur | Zimmer GmbH | Z NAIL CPM 11.5MM X 44CM 130 R | 47-2493-442-11 | Standalone | DE0009149 | Patients requiring fracture fixation or orthopaedic corrective surgery
Orthopaedics | Trauma - Intramedullary fixation | Nail | Nail - Femur | Zimmer GmbH | Z NAIL CPM 13MM X 44CM 130 R | 47-2493-442-13 | Standalone | DE0009149 | Patients requiring fracture fixation or orthopaedic corrective surgery
Orthopaedics | Trauma - Intramedullary fixation | Nail | Nail - Femur | Zimmer GmbH | Z NAIL CPM 10MM X 44CM 130 L | 47-2493-443-10 | Standalone | DE0009149 | Patients requiring fracture fixation or orthopaedic corrective surgery
Orthopaedics | Trauma - Intramedullary fixation | Nail | Nail - Femur | Zimmer GmbH | Z NAIL CPM 11.5MM X 44CM 130 L | 47-2493-443-11 | Standalone | DE0009149 | Patients requiring fracture fixation or orthopaedic corrective surgery
Orthopaedics | Trauma - Intramedullary fixation | Nail | Nail - Femur | Zimmer GmbH | Z NAIL CPM 13MM X 44CM 130 L | 47-2493-443-13 | Standalone | DE0009149 | Patients requiring fracture fixation or orthopaedic corrective surgery
Orthopaedics | Trauma - Intramedullary fixation | Nail | Nail - Femur | Zimmer GmbH | Z NAIL CPM 10MM X 46CM 130 R | 47-2493-462-10 | Standalone | DE0009149 | Patients requiring fracture fixation or orthopaedic corrective surgery
Orthopaedics | Trauma - Intramedullary fixation | Nail | Nail - Femur | Zimmer GmbH | Z NAIL CPM 11.5MM X 46CM 130 R | 47-2493-462-11 | Standalone | DE0009149 | Patients requiring fracture fixation or orthopaedic corrective surgery
Orthopaedics | Trauma - Intramedullary fixation | Nail | Nail - Femur | Zimmer GmbH | Z NAIL CPM 13MM X 46CM 130 R | 47-2493-462-13 | Standalone | DE0009149 | Patients requiring fracture fixation or orthopaedic corrective surgery
Orthopaedics | Trauma - Intramedullary fixation | Nail | Nail - Femur | Zimmer GmbH | Z NAIL CPM 10MM X 46CM 130 L | 47-2493-463-10 | Standalone | DE0009149 | Patients requiring fracture fixation or orthopaedic corrective surgery
Orthopaedics | Trauma - Intramedullary fixation | Nail | Nail - Femur | Zimmer GmbH | Z NAIL CPM 11.5MM X 46CM 130 L | 47-2493-463-11 | Standalone | DE0009149 | Patients requiring fracture fixation or orthopaedic corrective surgery
Orthopaedics | Trauma - Intramedullary fixation | Nail | Nail - Femur | Zimmer GmbH | Z NAIL CPM 13MM X 46CM 130 L | 47-2493-463-13 | Standalone | DE0009149 | Patients requiring fracture fixation or orthopaedic corrective surgery
Orthopaedics | Trauma - Intramedullary fixation | Nail | Nail - Femur | Zimmer Inc | ZNN RF Short Nail 10mm X 16cm | 47-2494-160-10 | Standalone | DE0005662 | Patients requiring fracture fixation or orthopaedic corrective surgery
Orthopaedics | Trauma - Intramedullary fixation | Nail | Nail - Femur | Zimmer Inc | ZNN RF Short Nail 11mm X 16cm | 47-2494-160-11 | Standalone | DE0005662 | Patients requiring fracture fixation or orthopaedic corrective surgery
Orthopaedics | Trauma - Intramedullary fixation | Nail | Nail - Femur | Zimmer Inc | ZNN RF Short Nail 13mm X 16cm | 47-2494-160-13 | Standalone | DE0005662 | Patients requiring fracture fixation or orthopaedic corrective surgery
Orthopaedics | Trauma - Intramedullary fixation | Nail | Nail - Femur | Zimmer Inc | ZNN RF Short Nail 10mm X 20cm | 47-2494-200-10 | Standalone | DE0005662 | Patients requiring fracture fixation or orthopaedic corrective surgery
Orthopaedics | Trauma - Intramedullary fixation | Nail | Nail - Femur | Zimmer Inc | ZNN RF Short Nail 11mm X 20cm | 47-2494-200-11 | Standalone | DE0005662 | Patients requiring fracture fixation or orthopaedic corrective surgery
Orthopaedics | Trauma - Intramedullary fixation | Nail | Nail - Femur | Zimmer Inc | ZNN RF Short Nail 13mm X 20cm | 47-2494-200-13 | Standalone | DE0005662 | Patients requiring fracture fixation or orthopaedic corrective surgery
Orthopaedics | Trauma - Intramedullary fixation | Nail | Nail - Femur | Zimmer Inc | ZNN RF Short Nail 10mm X 24cm | 47-2494-240-10 | Standalone | DE0005662 | Patients requiring fracture fixation or orthopaedic corrective surgery
Orthopaedics | Trauma - Intramedullary fixation | Nail | Nail - Femur | Zimmer Inc | ZNN RF Short Nail 11mm X 24cm | 47-2494-240-11 | Standalone | DE0005662 | Patients requiring fracture fixation or orthopaedic corrective surgery
Orthopaedics | Trauma - Intramedullary fixation | Nail | Nail - Femur | Zimmer Inc | ZNN RF Short Nail 13mm X 24cm | 47-2494-240-13 | Standalone | DE0005662 | Patients requiring fracture fixation or orthopaedic corrective surgery
Orthopaedics | Trauma - Intramedullary fixation | Nail | Nail - Femur | Zimmer Inc | ZNN RF Long Nail 10mm X 28cm | 47-2494-280-10 | Standalone | DE0005662 | Patients requiring fracture fixation or orthopaedic corrective surgery
Orthopaedics | Trauma - Intramedullary fixation | Nail | Nail - Femur | Zimmer Inc | ZNN RF Long Nail 11.5 mm X 28cm | 47-2494-280-11 | Standalone | DE0005662 | Patients requiring fracture fixation or orthopaedic corrective surgery
Orthopaedics | Trauma - Intramedullary fixation | Nail | Nail - Femur | Zimmer Inc | ZNN RF Long Nail 13mm X 28cm | 47-2494-280-13 | Standalone | DE0005662 | Patients requiring fracture fixation or orthopaedic corrective surgery
Orthopaedics | Trauma - Intramedullary fixation | Nail | Nail - Femur | Zimmer Inc | ZNN RF Long Nail 10mm X 30cm | 47-2494-300-10 | Standalone | DE0005662 | Patients requiring fracture fixation or orthopaedic corrective surgery
Orthopaedics | Trauma - Intramedullary fixation | Nail | Nail - Femur | Zimmer Inc | ZNN RF Long Nail 11.5 mm X 30cm | 47-2494-300-11 | Standalone | DE0005662 | Patients requiring fracture fixation or orthopaedic corrective surgery
Orthopaedics | Trauma - Intramedullary fixation | Nail | Nail - Femur | Zimmer Inc | ZNN RF Long Nail 13mm X 30cm | 47-2494-300-13 | Standalone | DE0005662 | Patients requiring fracture fixation or orthopaedic corrective surgery
Orthopaedics | Trauma - Intramedullary fixation | Nail | Nail - Femur | Zimmer Inc | ZNN RF Long Nail 10mm X 32cm | 47-2494-320-10 | Standalone | DE0005662 | Patients requiring fracture fixation or orthopaedic corrective surgery
Orthopaedics | Trauma - Intramedullary fixation | Nail | Nail - Femur | Zimmer Inc | ZNN RF Long Nail 11.5 mm X 32cm | 47-2494-320-11 | Standalone | DE0005662 | Patients requiring fracture fixation or orthopaedic corrective surgery
Orthopaedics | Trauma - Intramedullary fixation | Nail | Nail - Femur | Zimmer Inc | ZNN RF Long Nail 13mm X 32cm | 47-2494-320-13 | Standalone | DE0005662 | Patients requiring fracture fixation or orthopaedic corrective surgery
Orthopaedics | Trauma - Intramedullary fixation | Nail | Nail - Femur | Zimmer Inc | ZNN RF Long Nail 10mm X 34cm | 47-2494-340-10 | Standalone | DE0005662 | Patients requiring fracture fixation or orthopaedic corrective surgery
Orthopaedics | Trauma - Intramedullary fixation | Nail | Nail - Femur | Zimmer Inc | ZNN RF Long Nail 11.5 mm X 34cm | 47-2494-340-11 | Standalone | DE0005662 | Patients requiring fracture fixation or orthopaedic corrective surgery
Orthopaedics | Trauma - Intramedullary fixation | Nail | Nail - Femur | Zimmer Inc | ZNN RF Long Nail 13mm X 34cm | 47-2494-340-13 | Standalone | DE0005662 | Patients requiring fracture fixation or orthopaedic corrective surgery
Orthopaedics | Trauma - Intramedullary fixation | Nail | Nail - Femur | Zimmer Inc | ZNN RF Long Nail 10mm X 36cm | 47-2494-360-10 | Standalone | DE0005662 | Patients requiring fracture fixation or orthopaedic corrective surgery
Orthopaedics | Trauma - Intramedullary fixation | Nail | Nail - Femur | Zimmer Inc | ZNN RF Long Nail 11.5 mm X 36cm | 47-2494-360-11 | Standalone | DE0005662 | Patients requiring fracture fixation or orthopaedic corrective surgery
Orthopaedics | Trauma - Intramedullary fixation | Nail | Nail - Femur | Zimmer Inc | ZNN RF Long Nail 13mm X 36cm | 47-2494-360-13 | Standalone | DE0005662 | Patients requiring fracture fixation or orthopaedic corrective surgery
Orthopaedics | Trauma - Intramedullary fixation | Nail | Nail - Femur | Zimmer Inc | ZNN RF Long Nail 10mm X 38cm | 47-2494-380-10 | Standalone | DE0005662 | Patients requiring fracture fixation or orthopaedic corrective surgery
Orthopaedics | Trauma - Intramedullary fixation | Nail | Nail - Femur | Zimmer Inc | ZNN RF Long Nail 11.5 mm X 38cm | 47-2494-380-11 | Standalone | DE0005662 | Patients requiring fracture fixation or orthopaedic corrective surgery
Orthopaedics | Trauma - Intramedullary fixation | Nail | Nail - Femur | Zimmer Inc | ZNN RF Long Nail 13mm X 38cm | 47-2494-380-13 | Standalone | DE0005662 | Patients requiring fracture fixation or orthopaedic corrective surgery
Orthopaedics | Trauma - Intramedullary fixation | Nail | Nail - Femur | Zimmer Inc | ZNN RF Long Nail 10mm X 40cm | 47-2494-400-10 | Standalone | DE0005662 | Patients requiring fracture fixation or orthopaedic corrective surgery
Orthopaedics | Trauma - Intramedullary fixation | Nail | Nail - Femur | Zimmer Inc | ZNN RF Long Nail 11.5 mm X 40cm | 47-2494-400-11 | Standalone | DE0005662 | Patients requiring fracture fixation or orthopaedic corrective surgery
Orthopaedics | Trauma - Intramedullary fixation | Nail | Nail - Femur | Zimmer Inc | ZNN RF Long Nail 13mm X 40cm | 47-2494-400-13 | Standalone | DE0005662 | Patients requiring fracture fixation or orthopaedic corrective surgery
Orthopaedics | Trauma - Intramedullary fixation | Nail | Nail - Femur | Zimmer Inc | ZNN RF Long Nail 10mm X 42cm | 47-2494-420-10 | Standalone | DE0005662 | Patients requiring fracture fixation or orthopaedic corrective surgery
Orthopaedics | Trauma - Intramedullary fixation | Nail | Nail - Femur | Zimmer Inc | ZNN RF Long Nail 11.5 mm X 42cm | 47-2494-420-11 | Standalone | DE0005662 | Patients requiring fracture fixation or orthopaedic corrective surgery
Orthopaedics | Trauma - Intramedullary fixation | Nail | Nail - Femur | Zimmer Inc | ZNN RF Long Nail 13mm X 42cm | 47-2494-420-13 | Standalone | DE0005662 | Patients requiring fracture fixation or orthopaedic corrective surgery
Orthopaedics | Trauma - Intramedullary fixation | Nail | Nail - Femur | Zimmer Inc | ZNN RF Long Nail 10mm X 44cm | 47-2494-440-10 | Standalone | DE0005662 | Patients requiring fracture fixation or orthopaedic corrective surgery
Orthopaedics | Trauma - Intramedullary fixation | Nail | Nail - Femur | Zimmer Inc | ZNN RF Long Nail 11.5 mm X 44cm | 47-2494-440-11 | Standalone | DE0005662 | Patients requiring fracture fixation or orthopaedic corrective surgery
Orthopaedics | Trauma - Intramedullary fixation | Nail | Nail - Femur | Zimmer Inc | ZNN RF Long Nail 13mm X 44cm | 47-2494-440-13 | Standalone | DE0005662 | Patients requiring fracture fixation or orthopaedic corrective surgery
Orthopaedics | Trauma - Extramedullary fixation | Locking/combination plate | Locking/combination plate - Fibula | Biomet Trauma | FIBULA COMP LOCK PLATE 6H | 8162-04-006 | Standalone | DE0501125 | Patients requiring fracture fixation or orthopaedic corrective surgery
Orthopaedics | Trauma - Extramedullary fixation | Locking/combination plate | Locking/combination plate - Fibula | Biomet Trauma | FIBULA COMP LOCK PLATE 7H | 8162-04-007 | Standalone | DE0501125 | Patients requiring fracture fixation or orthopaedic corrective surgery
Orthopaedics | Trauma - Extramedullary fixation | Locking/combination plate | Locking/combination plate - Fibula | Biomet Trauma | FIBULA COMP LOCK PLATE 8H | 8162-04-008 | Standalone | DE0501125 | Patients requiring fracture fixation or orthopaedic corrective surgery
Orthopaedics | Trauma - Extramedullary fixation | Locking/combination plate | Locking/combination plate - Fibula | Biomet Trauma | FIBULA COMP LOCK PLATE 10H | 8162-04-010 | Standalone | DE0501125 | Patients requiring fracture fixation or orthopaedic corrective surgery
Orthopaedics | Trauma - Extramedullary fixation | Locking/combination plate | Locking/combination plate - Fibula | Biomet Trauma | FIBULA COMP LOCK PLATE 12H | 8162-04-012 | Standalone | DE0501125 | Patients requiring fracture fixation or orthopaedic corrective surgery
Orthopaedics | Trauma - Extramedullary fixation | Locking/combination plate | Locking/combination plate - Fibula | Biomet Trauma | FIBULA COMP LOCK PLATE 14H | 8162-04-014 | Standalone | DE0501125 | Patients requiring fracture fixation or orthopaedic corrective surgery
Orthopaedics | Trauma - Extramedullary fixation | Locking/combination plate | Locking/combination plate - Foot/ankle | Biomet Trauma | NAVICULAR PLATE LEFT | 8240-72-001 | Standalone | DE0505476 | Patients requiring fracture fixation or orthopaedic corrective surgery
Orthopaedics | Trauma - Extramedullary fixation | Locking/combination plate | Locking/combination plate - Foot/ankle | Biomet Trauma | NAVICULAR PLATE RIGHT | 8240-72-101 | Standalone | DE0505476 | Patients requiring fracture fixation or orthopaedic corrective surgery
Orthopaedics | Trauma - Extramedullary fixation | Locking/combination plate | Locking/combination plate - Foot/ankle | Biomet Trauma | MIDFOOT FUSION PLATE SMALL | 8240-74-001 | Standalone | DE0505476 | Patients requiring fracture fixation or orthopaedic corrective surgery
Orthopaedics | Trauma - Extramedullary fixation | Locking/combination plate | Locking/combination plate - Foot/ankle | Biomet Trauma | MIDFOOT FUSION PLATE LARGE | 8240-74-003 | Standalone | DE0505476 | Patients requiring fracture fixation or orthopaedic corrective surgery
Orthopaedics | Trauma - Extramedullary fixation | Locking/combination plate | Locking/combination plate - Foot/ankle | Biomet Trauma | COMPRESSION FUSION PLATE | 8240-77-020 | Standalone | DE0505451 | Patients requiring fracture fixation or orthopaedic corrective surgery
Orthopaedics | Trauma - Extramedullary fixation | Locking/combination plate | Locking/combination plate - Foot/ankle | Biomet Trauma | CLOSED FUSION PLATE SMALL | 8240-77-021 | Standalone | DE0505451 | Patients requiring fracture fixation or orthopaedic corrective surgery
Orthopaedics | Trauma - Extramedullary fixation | Locking/combination plate | Locking/combination plate - Foot/ankle | Biomet Trauma | CLOSED FUSION PLATE LARGE | 8240-77-022 | Standalone | DE0505451 | Patients requiring fracture fixation or orthopaedic corrective surgery
Orthopaedics | Trauma - Extramedullary fixation | Locking/combination plate | Locking/combination plate - Foot/ankle | Biomet Trauma | ALPS INLINE FUSION PLATE 2.5MM | 8240-77-023 | Standalone | DE0505451 | Patients requiring fracture fixation or orthopaedic corrective surgery
Orthopaedics | Trauma - Extramedullary fixation | Locking/combination plate | Locking/combination plate - Foot/ankle | Biomet Trauma | ALPS INLINE FUSION PLATE 3.5MM | 8240-77-024 | Standalone | DE0505451 | Patients requiring fracture fixation or orthopaedic corrective surgery
Orthopaedics | Shoulder replacement | Shoulder replacement - Humeral | Shoulder replacement - Reverse humeral cup/liner | Biomet Orthopaedics | E1 44-36 STD HMRL BRNG | EP-115393 | Standalone | DE0019272 | Patients with a degenerative disease of the glenohumeral joint or a grossly deficient rotator cuff joint with any of following conditions: - Severe arthropathy; or - Fracture of proximal humerus with or without dislocations; or - A previous failed glenohumeral joint replacement. Patients should have a functional deltoid muscle.
Orthopaedics | Shoulder replacement | Shoulder replacement - Humeral | Shoulder replacement - Reverse humeral cup/liner | Biomet Orthopaedics | E1 44-36 STD +3 HMRL BRNG | EP-115394 | Standalone | DE0019272 | Patients with a degenerative disease of the glenohumeral joint or a grossly deficient rotator cuff joint with any of following conditions: - Severe arthropathy; or - Fracture of proximal humerus with or without dislocations; or - A previous failed glenohumeral joint replacement. Patients should have a functional deltoid muscle.
Orthopaedics | Shoulder replacement | Shoulder replacement - Accessories | Shoulder replacement - Glenoid post | Biomet Orthopaedics | COMP HYBRID GLENOID POST TI REGENEREX | PT-113950 | Standalone | DE0504295 | Patients with a degenerative disease of the glenohumeral joint or a grossly deficient rotator cuff joint with any of following conditions: - Severe arthropathy; or - Fracture of proximal humerus with or without dislocations; or - A previous failed glenohumeral joint replacement. Patients should have a functional deltoid muscle.
Orthopaedics | Shoulder replacement | Shoulder replacement - Humeral | Shoulder replacement - Reverse humeral cup/liner | Biomet Orthopaedics | ARCOM XL 44-36 STD HUMERAL BEARING | XL-115363 | Standalone | DE0019272 | Patients with a degenerative disease of the glenohumeral joint or a grossly deficient rotator cuff joint with any of following conditions: - Severe arthropathy; or - Fracture of proximal humerus with or without dislocations; or - A previous failed glenohumeral joint replacement. Patients should have a functional deltoid muscle.
Orthopaedics | Shoulder replacement | Shoulder replacement - Humeral | Shoulder replacement - Reverse humeral cup/liner | Biomet Orthopaedics | ARCOM XL 44-36 STD +3 HUMERAL BEARING | XL-115364 | Standalone | DE0019272 | Patients with a degenerative disease of the glenohumeral joint or a grossly deficient rotator cuff joint with any of following conditions: - Severe arthropathy; or - Fracture of proximal humerus with or without dislocations; or - A previous failed glenohumeral joint replacement. Patients should have a functional deltoid muscle.
Orthopaedics | Trauma - Intramedullary fixation | Nail | Nail - Foot/ankle arthrodesis | Orthofix | G-Beam Stainless Steel Fusion Beam L50mm D5.4mm | 99-875050 | Standalone | DE0504761 | Patients requiring fracture fixation or orthopaedic corrective surgery
Orthopaedics | Trauma - Intramedullary fixation | Nail | Nail - Foot/ankle arthrodesis | Orthofix | G-Beam Stainless Steel Fusion Beam L55mm D5.4mm | 99-875055 | Standalone | DE0504761 | Patients requiring fracture fixation or orthopaedic corrective surgery
Orthopaedics | Trauma - Intramedullary fixation | Nail | Nail - Foot/ankle arthrodesis | Orthofix | G-Beam Stainless Steel Fusion Beam L60mm D5.4mm | 99-875060 | Standalone | DE0504761 | Patients requiring fracture fixation or orthopaedic corrective surgery
Orthopaedics | Trauma - Intramedullary fixation | Nail | Nail - Foot/ankle arthrodesis | Orthofix | G-Beam Stainless Steel Fusion Beam L65mm D5.4mm | 99-875065 | Standalone | DE0504761 | Patients requiring fracture fixation or orthopaedic corrective surgery
Orthopaedics | Trauma - Intramedullary fixation | Nail | Nail - Foot/ankle arthrodesis | Orthofix | G-Beam Stainless Steel Fusion Beam L70mm D5.4mm | 99-875070 | Standalone | DE0504761 | Patients requiring fracture fixation or orthopaedic corrective surgery
Orthopaedics | Trauma - Intramedullary fixation | Nail | Nail - Foot/ankle arthrodesis | Orthofix | G-Beam Stainless Steel Fusion Beam L75mm D5.4mm | 99-875075 | Standalone | DE0504761 | Patients requiring fracture fixation or orthopaedic corrective surgery
Orthopaedics | Trauma - Intramedullary fixation | Nail | Nail - Foot/ankle arthrodesis | Orthofix | G-Beam Stainless Steel Fusion Beam L80mm D5.4mm | 99-875080 | Standalone | DE0504761 | Patients requiring fracture fixation or orthopaedic corrective surgery
Orthopaedics | Trauma - Intramedullary fixation | Nail | Nail - Foot/ankle arthrodesis | Orthofix | G-Beam Stainless Steel Fusion Beam L85mm D5.4mm | 99-875085 | Standalone | DE0504761 | Patients requiring fracture fixation or orthopaedic corrective surgery
Orthopaedics | Trauma - Intramedullary fixation | Nail | Nail - Foot/ankle arthrodesis | Orthofix | G-Beam Stainless Steel Fusion Beam L90mm D5.4mm | 99-875090 | Standalone | DE0504761 | Patients requiring fracture fixation or orthopaedic corrective surgery
Orthopaedics | Trauma - Intramedullary fixation | Nail | Nail - Foot/ankle arthrodesis | Orthofix | G-Beam Stainless Steel Fusion Beam L95mm D5.4mm | 99-875095 | Standalone | DE0504761 | Patients requiring fracture fixation or orthopaedic corrective surgery
Orthopaedics | Trauma - Intramedullary fixation | Nail | Nail - Foot/ankle arthrodesis | Orthofix | G-Beam Stainless Steel Fusion Beam L100mm D5.4mm | 99-875100 | Standalone | DE0504761 | Patients requiring fracture fixation or orthopaedic corrective surgery
Orthopaedics | Trauma - Intramedullary fixation | Nail | Nail - Foot/ankle arthrodesis | Orthofix | G-Beam Stainless Steel Fusion Beam L105mm D5.4mm | 99-875105 | Standalone | DE0504761 | Patients requiring fracture fixation or orthopaedic corrective surgery
Orthopaedics | Trauma - Intramedullary fixation | Nail | Nail - Foot/ankle arthrodesis | Orthofix | G-Beam Stainless Steel Fusion Beam L110mm D5.4mm | 99-875110 | Standalone | DE0504761 | Patients requiring fracture fixation or orthopaedic corrective surgery
Orthopaedics | Trauma - Intramedullary fixation | Nail | Nail - Foot/ankle arthrodesis | Orthofix | G-Beam Stainless Steel Fusion Beam L115mm D5.4mm | 99-875115 | Standalone | DE0504761 | Patients requiring fracture fixation or orthopaedic corrective surgery
Orthopaedics | Trauma - Intramedullary fixation | Nail | Nail - Foot/ankle arthrodesis | Orthofix | G-Beam Stainless Steel Fusion Beam L120mm D5.4mm | 99-875120 | Standalone | DE0504761 | Patients requiring fracture fixation or orthopaedic corrective surgery
Orthopaedics | Trauma - Intramedullary fixation | Nail | Nail - Foot/ankle arthrodesis | Orthofix | G-Beam Stainless Steel Fusion Beam L125mm D5.4mm | 99-875125 | Standalone | DE0504761 | Patients requiring fracture fixation or orthopaedic corrective surgery
Orthopaedics | Trauma - Intramedullary fixation | Nail | Nail - Foot/ankle arthrodesis | Orthofix | G-Beam Stainless Steel Fusion Beam L130mm D5.4mm | 99-875130 | Standalone | DE0504761 | Patients requiring fracture fixation or orthopaedic corrective surgery
Orthopaedics | Trauma - Intramedullary fixation | Nail | Nail - Foot/ankle arthrodesis | Orthofix | G-Beam Stainless Steel Fusion Beam L135mm D5.4mm | 99-875135 | Standalone | DE0504761 | Patients requiring fracture fixation or orthopaedic corrective surgery
Orthopaedics | Trauma - Intramedullary fixation | Nail | Nail - Foot/ankle arthrodesis | Orthofix | G-Beam Stainless Steel Fusion Beam L140mm D5.4mm | 99-875140 | Standalone | DE0504761 | Patients requiring fracture fixation or orthopaedic corrective surgery
Orthopaedics | Trauma - Intramedullary fixation | Nail | Nail - Foot/ankle arthrodesis | Orthofix | G-Beam Stainless Steel Fusion Beam L145mm D5.4mm | 99-875145 | Standalone | DE0504761 | Patients requiring fracture fixation or orthopaedic corrective surgery
Orthopaedics | Trauma - Intramedullary fixation | Nail | Nail - Foot/ankle arthrodesis | Orthofix | G-Beam Stainless Steel Fusion Beam L150mm D5.4mm | 99-875150 | Standalone | DE0504761 | Patients requiring fracture fixation or orthopaedic corrective surgery
Orthopaedics | Trauma - Intramedullary fixation | Nail | Nail - Foot/ankle arthrodesis | Orthofix | G-Beam Stainless Steel Fusion Beam L155mm D5.4mm | 99-875155 | Standalone | DE0504761 | Patients requiring fracture fixation or orthopaedic corrective surgery
Orthopaedics | Trauma - Intramedullary fixation | Nail | Nail - Foot/ankle arthrodesis | Orthofix | G-Beam Stainless Steel Fusion Beam L160mm D5.4mm | 99-875160 | Standalone | DE0504761 | Patients requiring fracture fixation or orthopaedic corrective surgery
Orthopaedics | Trauma - Intramedullary fixation | Nail | Nail - Foot/ankle arthrodesis | Orthofix | G-Beam Stainless Steel Fusion Beam L165mm D5.4mm | 99-875165 | Standalone | DE0504761 | Patients requiring fracture fixation or orthopaedic corrective surgery
Orthopaedics | Trauma - Intramedullary fixation | Nail | Nail - Foot/ankle arthrodesis | Orthofix | G-Beam Stainless Steel Fusion Beam L170mm D5.4mm | 99-875170 | Standalone | DE0504761 | Patients requiring fracture fixation or orthopaedic corrective surgery
Orthopaedics | Trauma - Intramedullary fixation | Nail | Nail - Foot/ankle arthrodesis | Orthofix | G-Beam Stainless Steel Fusion Beam L50mm D7.4mm | 99-877050 | Standalone | DE0504761 | Patients requiring fracture fixation or orthopaedic corrective surgery
Orthopaedics | Trauma - Intramedullary fixation | Nail | Nail - Foot/ankle arthrodesis | Orthofix | G-Beam Stainless Steel Fusion Beam L55mm D7.4mm | 99-877055 | Standalone | DE0504761 | Patients requiring fracture fixation or orthopaedic corrective surgery
Orthopaedics | Trauma - Intramedullary fixation | Nail | Nail - Foot/ankle arthrodesis | Orthofix | G-Beam Stainless Steel Fusion Beam L60mm D7.4mm | 99-877060 | Standalone | DE0504761 | Patients requiring fracture fixation or orthopaedic corrective surgery
Orthopaedics | Trauma - Intramedullary fixation | Nail | Nail - Foot/ankle arthrodesis | Orthofix | G-Beam Stainless Steel Fusion Beam L65mm D7.4mm | 99-877065 | Standalone | DE0504761 | Patients requiring fracture fixation or orthopaedic corrective surgery
Orthopaedics | Trauma - Intramedullary fixation | Nail | Nail - Foot/ankle arthrodesis | Orthofix | G-Beam Stainless Steel Fusion Beam L70mm D7.4mm | 99-877070 | Standalone | DE0504761 | Patients requiring fracture fixation or orthopaedic corrective surgery
Orthopaedics | Trauma - Intramedullary fixation | Nail | Nail - Foot/ankle arthrodesis | Orthofix | G-Beam Stainless Steel Fusion Beam L75mm D7.4mm | 99-877075 | Standalone | DE0504761 | Patients requiring fracture fixation or orthopaedic corrective surgery
Orthopaedics | Trauma - Intramedullary fixation | Nail | Nail - Foot/ankle arthrodesis | Orthofix | G-Beam Stainless Steel Fusion Beam L80mm D7.4mm | 99-877080 | Standalone | DE0504761 | Patients requiring fracture fixation or orthopaedic corrective surgery
Orthopaedics | Trauma - Intramedullary fixation | Nail | Nail - Foot/ankle arthrodesis | Orthofix | G-Beam Stainless Steel Fusion Beam L85mm D7.4mm | 99-877085 | Standalone | DE0504761 | Patients requiring fracture fixation or orthopaedic corrective surgery
Orthopaedics | Trauma - Intramedullary fixation | Nail | Nail - Foot/ankle arthrodesis | Orthofix | G-Beam Stainless Steel Fusion Beam L90mm D7.4mm | 99-877090 | Standalone | DE0504761 | Patients requiring fracture fixation or orthopaedic corrective surgery
Orthopaedics | Trauma - Intramedullary fixation | Nail | Nail - Foot/ankle arthrodesis | Orthofix | G-Beam Stainless Steel Fusion Beam L95mm D7.4mm | 99-877095 | Standalone | DE0504761 | Patients requiring fracture fixation or orthopaedic corrective surgery
Orthopaedics | Trauma - Intramedullary fixation | Nail | Nail - Foot/ankle arthrodesis | Orthofix | G-Beam Stainless Steel Fusion Beam L100mm D7.4mm | 99-877100 | Standalone | DE0504761 | Patients requiring fracture fixation or orthopaedic corrective surgery
Orthopaedics | Trauma - Intramedullary fixation | Nail | Nail - Foot/ankle arthrodesis | Orthofix | G-Beam Stainless Steel Fusion Beam L105mm D7.4mm | 99-877105 | Standalone | DE0504761 | Patients requiring fracture fixation or orthopaedic corrective surgery
Orthopaedics | Trauma - Intramedullary fixation | Nail | Nail - Foot/ankle arthrodesis | Orthofix | G-Beam Stainless Steel Fusion Beam L110mm D7.4mm | 99-877110 | Standalone | DE0504761 | Patients requiring fracture fixation or orthopaedic corrective surgery
Orthopaedics | Trauma - Intramedullary fixation | Nail | Nail - Foot/ankle arthrodesis | Orthofix | G-Beam Stainless Steel Fusion Beam L115mm D7.4mm | 99-877115 | Standalone | DE0504761 | Patients requiring fracture fixation or orthopaedic corrective surgery
Orthopaedics | Trauma - Intramedullary fixation | Nail | Nail - Foot/ankle arthrodesis | Orthofix | G-Beam Stainless Steel Fusion Beam L120mm D7.4mm | 99-877120 | Standalone | DE0504761 | Patients requiring fracture fixation or orthopaedic corrective surgery
Orthopaedics | Trauma - Intramedullary fixation | Nail | Nail - Foot/ankle arthrodesis | Orthofix | G-Beam Stainless Steel Fusion Beam L125mm D7.4mm | 99-877125 | Standalone | DE0504761 | Patients requiring fracture fixation or orthopaedic corrective surgery
Orthopaedics | Trauma - Intramedullary fixation | Nail | Nail - Foot/ankle arthrodesis | Orthofix | G-Beam Stainless Steel Fusion Beam L130mm D7.4mm | 99-877130 | Standalone | DE0504761 | Patients requiring fracture fixation or orthopaedic corrective surgery
Orthopaedics | Trauma - Intramedullary fixation | Nail | Nail - Foot/ankle arthrodesis | Orthofix | G-Beam Stainless Steel Fusion Beam L135mm D7.4mm | 99-877135 | Standalone | DE0504761 | Patients requiring fracture fixation or orthopaedic corrective surgery
Orthopaedics | Trauma - Intramedullary fixation | Nail | Nail - Foot/ankle arthrodesis | Orthofix | G-Beam Stainless Steel Fusion Beam L140mm D7.4mm | 99-877140 | Standalone | DE0504761 | Patients requiring fracture fixation or orthopaedic corrective surgery
Orthopaedics | Trauma - Intramedullary fixation | Nail | Nail - Foot/ankle arthrodesis | Orthofix | G-Beam Stainless Steel Fusion Beam L145mm D7.4mm | 99-877145 | Standalone | DE0504761 | Patients requiring fracture fixation or orthopaedic corrective surgery
Orthopaedics | Trauma - Intramedullary fixation | Nail | Nail - Foot/ankle arthrodesis | Orthofix | G-Beam Stainless Steel Fusion Beam L150mm D7.4mm | 99-877150 | Standalone | DE0504761 | Patients requiring fracture fixation or orthopaedic corrective surgery
Orthopaedics | Trauma - Intramedullary fixation | Nail | Nail - Foot/ankle arthrodesis | Orthofix | G-Beam Stainless Steel Fusion Beam L155mm D7.4mm | 99-877155 | Standalone | DE0504761 | Patients requiring fracture fixation or orthopaedic corrective surgery
Orthopaedics | Trauma - Intramedullary fixation | Nail | Nail - Foot/ankle arthrodesis | Orthofix | G-Beam Stainless Steel Fusion Beam L160mm D7.4mm | 99-877160 | Standalone | DE0504761 | Patients requiring fracture fixation or orthopaedic corrective surgery
Orthopaedics | Trauma - Intramedullary fixation | Nail | Nail - Foot/ankle arthrodesis | Orthofix | G-Beam Stainless Steel Fusion Beam L165mm D7.4mm | 99-877165 | Standalone | DE0504761 | Patients requiring fracture fixation or orthopaedic corrective surgery
Orthopaedics | Trauma - Intramedullary fixation | Nail | Nail - Foot/ankle arthrodesis | Orthofix | G-Beam Stainless Steel Fusion Beam L170mm D7.4mm | 99-877170 | Standalone | DE0504761 | Patients requiring fracture fixation or orthopaedic corrective surgery
Orthopaedics | Trauma - Intramedullary fixation | Nail | Nail - Foot/ankle arthrodesis | Orthofix | G-Beam Stainless Steel Fusion Beam L175mm D7.4mm | 99-877175 | Standalone | DE0504761 | Patients requiring fracture fixation or orthopaedic corrective surgery
Orthopaedics | Trauma - Intramedullary fixation | Nail | Nail - Foot/ankle arthrodesis | Orthofix | G-Beam Stainless Steel Fusion Beam L180mm D7.4mm | 99-877180 | Standalone | DE0504761 | Patients requiring fracture fixation or orthopaedic corrective surgery
Orthopaedics | Trauma - Intramedullary fixation | Nail | Nail - Foot/ankle arthrodesis | Orthofix | G-Beam Stainless Steel Fusion Beam L185mm D7.4mm | 99-877185 | Standalone | DE0504761 | Patients requiring fracture fixation or orthopaedic corrective surgery
Orthopaedics | Trauma - Intramedullary fixation | Nail | Nail - Foot/ankle arthrodesis | Orthofix | G-Beam Stainless Steel Fusion Beam L190mm D7.4mm | 99-877190 | Standalone | DE0504761 | Patients requiring fracture fixation or orthopaedic corrective surgery
Orthopaedics | Trauma - Intramedullary fixation | Nail | Nail - Foot/ankle arthrodesis | Orthofix | G-Beam Stainless Steel Fusion Beam L195mm D7.4mm | 99-877195 | Standalone | DE0504761 | Patients requiring fracture fixation or orthopaedic corrective surgery
Orthopaedics | Trauma - Intramedullary fixation | Nail | Nail - Foot/ankle arthrodesis | Orthofix | G-Beam Stainless Steel Fusion Beam L200mm D7.4mm | 99-877200 | Standalone | DE0504761 | Patients requiring fracture fixation or orthopaedic corrective surgery
Orthopaedics | Trauma - Intramedullary fixation | Nail accessories | Nail end cap/set screw | Orthofix | G-Beam Stainless Steel End Cap Low Compression | 99-870005 | Standalone | DE0504761 | Patients requiring fracture fixation or orthopaedic corrective surgery
Orthopaedics | Trauma - Intramedullary fixation | Nail accessories | Nail end cap/set screw | Orthofix | G-Beam Stainless Steel End Cap High Compression | 99-870010 | Standalone | DE0504761 | Patients requiring fracture fixation or orthopaedic corrective surgery
Orthopaedics | Trauma - Extramedullary fixation | Paediatric plate | Paediatric plate - Femur | OrthoPediatrics | 90 Deg x 3.5mm Plate, 6mm Offset, 3 Hole | 00-0907-1103 | Standalone | DE0503168 | Patients requiring fracture fixation or orthopaedic corrective surgery
Orthopaedics | Trauma - Extramedullary fixation | Paediatric plate | Paediatric plate - Femur | OrthoPediatrics | 100 Deg x 3.5mm Plate, 6mm Offset, 3 Hole | 00-0907-1123 | Standalone | DE0503168 | Patients requiring fracture fixation or orthopaedic corrective surgery
Orthopaedics | Trauma - Extramedullary fixation | Paediatric plate | Paediatric plate - Femur | OrthoPediatrics | 110 Deg x 3.5mm Plate, 6mm Offset, 3 Hole | 00-0907-1143 | Standalone | DE0503168 | Patients requiring fracture fixation or orthopaedic corrective surgery
Orthopaedics | Trauma - Extramedullary fixation | Paediatric plate | Paediatric plate - Femur | OrthoPediatrics | 120 Deg x 3.5mm Plate, 6mm Offset, 3 Hole | 00-0907-1163 | Standalone | DE0503168 | Patients requiring fracture fixation or orthopaedic corrective surgery
Orthopaedics | Trauma - Extramedullary fixation | Paediatric plate | Paediatric plate - Femur | OrthoPediatrics | 90 Deg x 3.5mm Plate, 12mm Offset, 3 Hole | 00-0907-1203 | Standalone | DE0503168 | Patients requiring fracture fixation or orthopaedic corrective surgery
Orthopaedics | Trauma - Extramedullary fixation | Paediatric plate | Paediatric plate - Femur | OrthoPediatrics | 100 Deg x 3.5mm Plate, 12mm Offset, 3 Hole | 00-0907-1223 | Standalone | DE0503168 | Patients requiring fracture fixation or orthopaedic corrective surgery
Orthopaedics | Trauma - Extramedullary fixation | Paediatric plate | Paediatric plate - Femur | OrthoPediatrics | 110 Deg x 3.5mm Plate, 12mm Offset, 3 Hole | 00-0907-1243 | Standalone | DE0503168 | Patients requiring fracture fixation or orthopaedic corrective surgery
Orthopaedics | Trauma - Extramedullary fixation | Paediatric plate | Paediatric plate - Femur | OrthoPediatrics | 120 Deg x 3.5mm Plate, 12mm Offset, 3 Hole | 00-0907-1263 | Standalone | DE0503168 | Patients requiring fracture fixation or orthopaedic corrective surgery
Orthopaedics | Trauma - Extramedullary fixation | Paediatric plate | Paediatric plate - Femur | OrthoPediatrics | 90 Deg x 4.5mm Plate, 6mm Offset, 3 Hole | 00-0907-1303 | Standalone | DE0503168 | Patients requiring fracture fixation or orthopaedic corrective surgery
Orthopaedics | Trauma - Extramedullary fixation | Paediatric plate | Paediatric plate - Femur | OrthoPediatrics | 90 Deg x 4.5mm Plate, 6mm Offset, 4 Hole | 00-0907-1304 | Standalone | DE0503168 | Patients requiring fracture fixation or orthopaedic corrective surgery
Orthopaedics | Trauma - Extramedullary fixation | Paediatric plate | Paediatric plate - Femur | OrthoPediatrics | 100 Deg x 4.5mm Plate, 6mm Offset, 4 Hole | 00-0907-1324 | Standalone | DE0503168 | Patients requiring fracture fixation or orthopaedic corrective surgery
Orthopaedics | Trauma - Extramedullary fixation | Paediatric plate | Paediatric plate - Femur | OrthoPediatrics | 110 Deg x 4.5mm Plate, 6mm Offset, 4 Hole | 00-0907-1344 | Standalone | DE0503168 | Patients requiring fracture fixation or orthopaedic corrective surgery
Orthopaedics | Trauma - Extramedullary fixation | Paediatric plate | Paediatric plate - Femur | OrthoPediatrics | 120 Deg x 4.5mm Plate, 6mm Offset, 4 Hole | 00-0907-1364 | Standalone | DE0503168 | Patients requiring fracture fixation or orthopaedic corrective surgery
Orthopaedics | Trauma - Extramedullary fixation | Paediatric plate | Paediatric plate - Femur | OrthoPediatrics | 90 Deg x 4.5mm Plate, 14mm Offset, 3 Hole | 00-0907-1403 | Standalone | DE0503168 | Patients requiring fracture fixation or orthopaedic corrective surgery
Orthopaedics | Trauma - Extramedullary fixation | Paediatric plate | Paediatric plate - Femur | OrthoPediatrics | 90 Deg x 4.5mm Plate, 14mm Offset, 4 Hole | 00-0907-1404 | Standalone | DE0503168 | Patients requiring fracture fixation or orthopaedic corrective surgery
Orthopaedics | Trauma - Extramedullary fixation | Paediatric plate | Paediatric plate - Femur | OrthoPediatrics | 100 Deg x 4.5mm Plate, 14mm Offset, 4 Hole | 00-0907-1424 | Standalone | DE0503168 | Patients requiring fracture fixation or orthopaedic corrective surgery
Orthopaedics | Trauma - Extramedullary fixation | Paediatric plate | Paediatric plate - Femur | OrthoPediatrics | 110 Deg x 4.5mm Plate, 14mm Offset, 4 Hole | 00-0907-1444 | Standalone | DE0503168 | Patients requiring fracture fixation or orthopaedic corrective surgery
Orthopaedics | Trauma - Extramedullary fixation | Paediatric plate | Paediatric plate - Femur | OrthoPediatrics | 120 Deg x 4.5mm Plate, 14mm Offset, 4 Hole | 00-0907-1464 | Standalone | DE0503168 | Patients requiring fracture fixation or orthopaedic corrective surgery
Orthopaedics | Trauma - Extramedullary fixation | Paediatric plate | Paediatric plate - Femur | OrthoPediatrics | 130 Deg x 3.5mm Plate, 3 Hole | 00-0907-2103 | Standalone | DE0503168 | Patients requiring fracture fixation or orthopaedic corrective surgery
Orthopaedics | Trauma - Extramedullary fixation | Paediatric plate | Paediatric plate - Femur | OrthoPediatrics | 130 Deg x 3.5mm Plate, 4 Hole | 00-0907-2104 | Standalone | DE0503168 | Patients requiring fracture fixation or orthopaedic corrective surgery
Orthopaedics | Trauma - Extramedullary fixation | Paediatric plate | Paediatric plate - Femur | OrthoPediatrics | 130 Deg x 3.5mm Plate, 6 Hole | 00-0907-2106 | Standalone | DE0503168 | Patients requiring fracture fixation or orthopaedic corrective surgery
Orthopaedics | Trauma - Extramedullary fixation | Paediatric plate | Paediatric plate - Femur | OrthoPediatrics | 130 Deg x 4.5mm Plate, 3 Hole | 00-0907-2203 | Standalone | DE0503168 | Patients requiring fracture fixation or orthopaedic corrective surgery
Orthopaedics | Trauma - Extramedullary fixation | Paediatric plate | Paediatric plate - Femur | OrthoPediatrics | 130 Deg x 4.5mm Plate, 4 Hole | 00-0907-2204 | Standalone | DE0503168 | Patients requiring fracture fixation or orthopaedic corrective surgery
Orthopaedics | Trauma - Extramedullary fixation | Paediatric plate | Paediatric plate - Femur | OrthoPediatrics | 130 Deg x 4.5mm Plate, 6 Hole | 00-0907-2206 | Standalone | DE0503168 | Patients requiring fracture fixation or orthopaedic corrective surgery
Orthopaedics | Trauma - Extramedullary fixation | Paediatric plate | Paediatric plate - Femur | OrthoPediatrics | 150 Deg x 3.5mm Plate, 3 Hole | 00-0907-3103 | Standalone | DE0503168 | Patients requiring fracture fixation or orthopaedic corrective surgery
Orthopaedics | Trauma - Extramedullary fixation | Paediatric plate | Paediatric plate - Femur | OrthoPediatrics | 150 Deg x 3.5mm Plate, 5 Hole | 00-0907-3105 | Standalone | DE0503168 | Patients requiring fracture fixation or orthopaedic corrective surgery
Orthopaedics | Trauma - Extramedullary fixation | Paediatric plate | Paediatric plate - Femur | OrthoPediatrics | 150 Deg x 4.5mm Plate, 3 Hole | 00-0907-3203 | Standalone | DE0503168 | Patients requiring fracture fixation or orthopaedic corrective surgery
Orthopaedics | Trauma - Extramedullary fixation | Paediatric plate | Paediatric plate - Femur | OrthoPediatrics | 150 Deg x 4.5mm Plate, 5 Hole | 00-0907-3205 | Standalone | DE0503168 | Patients requiring fracture fixation or orthopaedic corrective surgery
Orthopaedics | Trauma - Extramedullary fixation | Paediatric plate | Paediatric plate - Femur | OrthoPediatrics | 140 Deg x 3.5mm Plate, 4 Hole | 00-0907-4104 | Standalone | DE0503168 | Patients requiring fracture fixation or orthopaedic corrective surgery
Orthopaedics | Trauma - Extramedullary fixation | Paediatric plate | Paediatric plate - Femur | OrthoPediatrics | 140 Deg x 4.5mm Plate, 4 Hole | 00-0907-4204 | Standalone | DE0503168 | Patients requiring fracture fixation or orthopaedic corrective surgery
Orthopaedics | Trauma - Extramedullary fixation | Paediatric plate | Paediatric plate - Femur | OrthoPediatrics | 90 Degree X 3.5mm Infant Plate ,6mm Offset, 3 Hole | 00-0907-0103 | Standalone | DE0503168 | Patients requiring fracture fixation or orthopaedic corrective surgery
Orthopaedics | Trauma - Extramedullary fixation | Paediatric plate | Paediatric plate - Femur | OrthoPediatrics | 110 Degree X 3.5mm Infant Plate, 6mm Offset, 3 Hole | 00-0907-0143 | Standalone | DE0503168 | Patients requiring fracture fixation or orthopaedic corrective surgery
Orthopaedics | Trauma - Intramedullary fixation | Nail accessories | Nail end cap/set screw | Orthofix | Locking End Cap 0mm, Ankle Compression Nail | 99-T770000 | Standalone | DE0507151 | Patients requiring fracture fixation or orthopaedic corrective surgery
Orthopaedics | Trauma - Intramedullary fixation | Nail accessories | Nail end cap/set screw | Orthofix | Locking End Cap 5mm, Ankle Compression Nail | 99-T770005 | Standalone | DE0507151 | Patients requiring fracture fixation or orthopaedic corrective surgery
Orthopaedics | Trauma - Intramedullary fixation | Nail accessories | Nail end cap/set screw | Orthofix | Locking End Cap 10mm, Ankle Compression Nail | 99-T770010 | Standalone | DE0507151 | Patients requiring fracture fixation or orthopaedic corrective surgery
Orthopaedics | Trauma - Intramedullary fixation | Nail accessories | Nail end cap/set screw | OrthoPediatrics | Im Nail End Cap 0mm | 10-1500-000 | Standalone | DE0502881 | Patients requiring fracture fixation or orthopaedic corrective surgery
Orthopaedics | Trauma - Intramedullary fixation | Nail accessories | Nail end cap/set screw | OrthoPediatrics | Im Nail End Cap 5mm | 10-1500-0005 | Standalone | DE0502881 | Patients requiring fracture fixation or orthopaedic corrective surgery
Orthopaedics | Trauma - Intramedullary fixation | Nail accessories | Nail end cap/set screw | OrthoPediatrics | Im Nail End Cap 10mm | 10-1500-0010 | Standalone | DE0502881 | Patients requiring fracture fixation or orthopaedic corrective surgery
Orthopaedics | Trauma - Intramedullary fixation | Nail accessories | Nail end cap/set screw | OrthoPediatrics | Im Nail End Cap 15mm | 10-1500-0015 | Standalone | DE0502881 | Patients requiring fracture fixation or orthopaedic corrective surgery
Orthopaedics | Trauma - Intramedullary fixation | Nail accessories | Nail end cap/set screw | OrthoPediatrics | Im Nail End Cap 20mm | 10-1500-0020 | Standalone | DE0502881 | Patients requiring fracture fixation or orthopaedic corrective surgery
Orthopaedics | Trauma - Intramedullary fixation | Paediatric nail | Paediatric nail - Femur | OrthoPediatrics | Right 7mm X 20cm Pediatric Femoral Im Nail | 10-1500-021 | Standalone | DE0502881 | Patients requiring fracture fixation or orthopaedic corrective surgery
Orthopaedics | Trauma - Intramedullary fixation | Paediatric nail | Paediatric nail - Femur | OrthoPediatrics | Right 7mm X 22cm Pediatric Femoral Im Nail | 10-1500-022 | Standalone | DE0502881 | Patients requiring fracture fixation or orthopaedic corrective surgery
Orthopaedics | Trauma - Intramedullary fixation | Paediatric nail | Paediatric nail - Femur | OrthoPediatrics | Right 7mm X 24cm Pediatric Femoral Im Nail | 10-1500-023 | Standalone | DE0502881 | Patients requiring fracture fixation or orthopaedic corrective surgery
Orthopaedics | Trauma - Intramedullary fixation | Paediatric nail | Paediatric nail - Femur | OrthoPediatrics | Right 7mm X 26cm Pediatric Femoral Im Nail | 10-1500-024 | Standalone | DE0502881 | Patients requiring fracture fixation or orthopaedic corrective surgery
Orthopaedics | Trauma - Intramedullary fixation | Paediatric nail | Paediatric nail - Femur | OrthoPediatrics | Right 7mm X 28cm Pediatric Femoral Im Nail | 10-1500-025 | Standalone | DE0502881 | Patients requiring fracture fixation or orthopaedic corrective surgery
Orthopaedics | Trauma - Intramedullary fixation | Paediatric nail | Paediatric nail - Femur | OrthoPediatrics | Right 7mm X 30cm Pediatric Femoral Im Nail | 10-1500-026 | Standalone | DE0502881 | Patients requiring fracture fixation or orthopaedic corrective surgery
Orthopaedics | Trauma - Intramedullary fixation | Paediatric nail | Paediatric nail - Femur | OrthoPediatrics | Right 7mm X 32cm Pediatric Femoral Im Nail | 10-1500-027 | Standalone | DE0502881 | Patients requiring fracture fixation or orthopaedic corrective surgery
Orthopaedics | Trauma - Intramedullary fixation | Paediatric nail | Paediatric nail - Femur | OrthoPediatrics | Right 7mm X 34cm Pediatric Femoral Im Nail | 10-1500-028 | Standalone | DE0502881 | Patients requiring fracture fixation or orthopaedic corrective surgery
Orthopaedics | Trauma - Intramedullary fixation | Paediatric nail | Paediatric nail - Femur | OrthoPediatrics | Right 7mm X 36cm Pediatric Femoral Im Nail | 10-1500-029 | Standalone | DE0502881 | Patients requiring fracture fixation or orthopaedic corrective surgery
Orthopaedics | Trauma - Intramedullary fixation | Paediatric nail | Paediatric nail - Femur | OrthoPediatrics | Right 7mm X 38cm Pediatric Femoral Im Nail | 10-1500-030 | Standalone | DE0502881 | Patients requiring fracture fixation or orthopaedic corrective surgery
Orthopaedics | Trauma - Intramedullary fixation | Paediatric nail | Paediatric nail - Femur | OrthoPediatrics | Right 8mm X 24cm Pediatric Femoral Im Nail | 10-1500-031 | Standalone | DE0502881 | Patients requiring fracture fixation or orthopaedic corrective surgery
Orthopaedics | Trauma - Intramedullary fixation | Paediatric nail | Paediatric nail - Femur | OrthoPediatrics | Right 8mm X 26cm Pediatric Femoral Im Nail | 10-1500-032 | Standalone | DE0502881 | Patients requiring fracture fixation or orthopaedic corrective surgery
Orthopaedics | Trauma - Intramedullary fixation | Paediatric nail | Paediatric nail - Femur | OrthoPediatrics | Right 8mm X 28cm Pediatric Femoral Im Nail | 10-1500-033 | Standalone | DE0502881 | Patients requiring fracture fixation or orthopaedic corrective surgery
Orthopaedics | Trauma - Intramedullary fixation | Paediatric nail | Paediatric nail - Femur | OrthoPediatrics | Right 8mm X 30cm Pediatric Femoral Im Nail | 10-1500-034 | Standalone | DE0502881 | Patients requiring fracture fixation or orthopaedic corrective surgery
Orthopaedics | Trauma - Intramedullary fixation | Paediatric nail | Paediatric nail - Femur | OrthoPediatrics | Right 8mm X 32cm Pediatric Femoral Im Nail | 10-1500-035 | Standalone | DE0502881 | Patients requiring fracture fixation or orthopaedic corrective surgery
Orthopaedics | Trauma - Intramedullary fixation | Paediatric nail | Paediatric nail - Femur | OrthoPediatrics | Right 8mm X 34cm Pediatric Femoral Im Nail | 10-1500-036 | Standalone | DE0502881 | Patients requiring fracture fixation or orthopaedic corrective surgery
Orthopaedics | Trauma - Intramedullary fixation | Paediatric nail | Paediatric nail - Femur | OrthoPediatrics | Right 8mm X 36cm Pediatric Femoral Im Nail | 10-1500-037 | Standalone | DE0502881 | Patients requiring fracture fixation or orthopaedic corrective surgery
Orthopaedics | Trauma - Intramedullary fixation | Paediatric nail | Paediatric nail - Femur | OrthoPediatrics | Right 8mm X 38cm Pediatric Femoral Im Nail | 10-1500-038 | Standalone | DE0502881 | Patients requiring fracture fixation or orthopaedic corrective surgery
Orthopaedics | Trauma - Intramedullary fixation | Paediatric nail | Paediatric nail - Femur | OrthoPediatrics | Right 8mm X 40cm Pediatric Femoral Im Nail | 10-1500-039 | Standalone | DE0502881 | Patients requiring fracture fixation or orthopaedic corrective surgery
Orthopaedics | Trauma - Intramedullary fixation | Paediatric nail | Paediatric nail - Femur | OrthoPediatrics | Right 8mm X 42cm Pediatric Femoral Im Nail | 10-1500-040 | Standalone | DE0502881 | Patients requiring fracture fixation or orthopaedic corrective surgery
Orthopaedics | Trauma - Intramedullary fixation | Paediatric nail | Paediatric nail - Femur | OrthoPediatrics | Right 9mm X 28cm Pediatric Femoral Im Nail | 10-1500-041 | Standalone | DE0502881 | Patients requiring fracture fixation or orthopaedic corrective surgery
Orthopaedics | Trauma - Intramedullary fixation | Paediatric nail | Paediatric nail - Femur | OrthoPediatrics | Right 9mm X 30cm Pediatric Femoral Im Nail | 10-1500-042 | Standalone | DE0502881 | Patients requiring fracture fixation or orthopaedic corrective surgery
Orthopaedics | Trauma - Intramedullary fixation | Paediatric nail | Paediatric nail - Femur | OrthoPediatrics | Right 9mm X 32cm Pediatric Femoral Im Nail | 10-1500-043 | Standalone | DE0502881 | Patients requiring fracture fixation or orthopaedic corrective surgery
Orthopaedics | Trauma - Intramedullary fixation | Paediatric nail | Paediatric nail - Femur | OrthoPediatrics | Right 9mm X 34cm Pediatric Femoral Im Nail | 10-1500-044 | Standalone | DE0502881 | Patients requiring fracture fixation or orthopaedic corrective surgery
Orthopaedics | Trauma - Intramedullary fixation | Paediatric nail | Paediatric nail - Femur | OrthoPediatrics | Right 9mm X 36cm Pediatric Femoral Im Nail | 10-1500-045 | Standalone | DE0502881 | Patients requiring fracture fixation or orthopaedic corrective surgery
Orthopaedics | Trauma - Intramedullary fixation | Paediatric nail | Paediatric nail - Femur | OrthoPediatrics | Right 9mm X 38cm Pediatric Femoral Im Nail | 10-1500-046 | Standalone | DE0502881 | Patients requiring fracture fixation or orthopaedic corrective surgery
Orthopaedics | Trauma - Intramedullary fixation | Paediatric nail | Paediatric nail - Femur | OrthoPediatrics | Right 9mm X 40cm Pediatric Femoral Im Nail | 10-1500-047 | Standalone | DE0502881 | Patients requiring fracture fixation or orthopaedic corrective surgery
Orthopaedics | Trauma - Intramedullary fixation | Paediatric nail | Paediatric nail - Femur | OrthoPediatrics | Right 9mm X 42cm Pediatric Femoral Im Nail | 10-1500-048 | Standalone | DE0502881 | Patients requiring fracture fixation or orthopaedic corrective surgery
Orthopaedics | Trauma - Intramedullary fixation | Paediatric nail | Paediatric nail - Femur | OrthoPediatrics | Right 10mm X 30cm Pediatric Femoral Im Nail | 10-1500-051 | Standalone | DE0502881 | Patients requiring fracture fixation or orthopaedic corrective surgery
Orthopaedics | Trauma - Intramedullary fixation | Paediatric nail | Paediatric nail - Femur | OrthoPediatrics | Right 10mm X 32cm Pediatric Femoral Im Nail | 10-1500-052 | Standalone | DE0502881 | Patients requiring fracture fixation or orthopaedic corrective surgery
Orthopaedics | Trauma - Intramedullary fixation | Paediatric nail | Paediatric nail - Femur | OrthoPediatrics | Right 10mm X 34cm Pediatric Femoral Im Nail | 10-1500-053 | Standalone | DE0502881 | Patients requiring fracture fixation or orthopaedic corrective surgery
Orthopaedics | Trauma - Intramedullary fixation | Paediatric nail | Paediatric nail - Femur | OrthoPediatrics | Right 10mm X 36cm Pediatric Femoral Im Nail | 10-1500-054 | Standalone | DE0502881 | Patients requiring fracture fixation or orthopaedic corrective surgery
Orthopaedics | Trauma - Intramedullary fixation | Paediatric nail | Paediatric nail - Femur | OrthoPediatrics | Right 10mm X 38cm Pediatric Femoral Im Nail | 10-1500-055 | Standalone | DE0502881 | Patients requiring fracture fixation or orthopaedic corrective surgery
Orthopaedics | Trauma - Intramedullary fixation | Paediatric nail | Paediatric nail - Femur | OrthoPediatrics | Right 10mm X 40cm Pediatric Femoral Im Nail | 10-1500-056 | Standalone | DE0502881 | Patients requiring fracture fixation or orthopaedic corrective surgery
Orthopaedics | Trauma - Intramedullary fixation | Paediatric nail | Paediatric nail - Femur | OrthoPediatrics | Right 10mm X 42cm Pediatric Femoral Im Nail | 10-1500-057 | Standalone | DE0502881 | Patients requiring fracture fixation or orthopaedic corrective surgery
Orthopaedics | Trauma - Intramedullary fixation | Paediatric nail | Paediatric nail - Femur | OrthoPediatrics | Left 7mm X 20cm Pediatric Femoral Im Nail | 10-1500-071 | Standalone | DE0502881 | Patients requiring fracture fixation or orthopaedic corrective surgery
Orthopaedics | Trauma - Intramedullary fixation | Paediatric nail | Paediatric nail - Femur | OrthoPediatrics | Left 7mm X 22cm Pediatric Femoral Im Nail | 10-1500-072 | Standalone | DE0502881 | Patients requiring fracture fixation or orthopaedic corrective surgery
Orthopaedics | Trauma - Intramedullary fixation | Paediatric nail | Paediatric nail - Femur | OrthoPediatrics | Left 7mm X 24cm Pediatric Femoral Im Nail | 10-1500-073 | Standalone | DE0502881 | Patients requiring fracture fixation or orthopaedic corrective surgery
Orthopaedics | Trauma - Intramedullary fixation | Paediatric nail | Paediatric nail - Femur | OrthoPediatrics | Left 7mm X 26cm Pediatric Femoral Im Nail | 10-1500-074 | Standalone | DE0502881 | Patients requiring fracture fixation or orthopaedic corrective surgery
Orthopaedics | Trauma - Intramedullary fixation | Paediatric nail | Paediatric nail - Femur | OrthoPediatrics | Left 7mm X 28cm Pediatric Femoral Im Nail | 10-1500-075 | Standalone | DE0502881 | Patients requiring fracture fixation or orthopaedic corrective surgery
Orthopaedics | Trauma - Intramedullary fixation | Paediatric nail | Paediatric nail - Femur | OrthoPediatrics | Left 7mm X 30cm Pediatric Femoral Im Nail | 10-1500-076 | Standalone | DE0502881 | Patients requiring fracture fixation or orthopaedic corrective surgery
Orthopaedics | Trauma - Intramedullary fixation | Paediatric nail | Paediatric nail - Femur | OrthoPediatrics | Left 7mm X 32cm Pediatric Femoral Im Nail | 10-1500-077 | Standalone | DE0502881 | Patients requiring fracture fixation or orthopaedic corrective surgery
Orthopaedics | Trauma - Intramedullary fixation | Paediatric nail | Paediatric nail - Femur | OrthoPediatrics | Left 7mm X 34cm Pediatric Femoral Im Nail | 10-1500-078 | Standalone | DE0502881 | Patients requiring fracture fixation or orthopaedic corrective surgery
Orthopaedics | Trauma - Intramedullary fixation | Paediatric nail | Paediatric nail - Femur | OrthoPediatrics | Left 7mm X 36cm Pediatric Femoral Im Nail | 10-1500-079 | Standalone | DE0502881 | Patients requiring fracture fixation or orthopaedic corrective surgery
Orthopaedics | Trauma - Intramedullary fixation | Paediatric nail | Paediatric nail - Femur | OrthoPediatrics | Left 7mm X 38cm Pediatric Femoral Im Nail | 10-1500-080 | Standalone | DE0502881 | Patients requiring fracture fixation or orthopaedic corrective surgery
Orthopaedics | Trauma - Intramedullary fixation | Paediatric nail | Paediatric nail - Femur | OrthoPediatrics | Left 8mm X 24cm Pediatric Femoral Im Nail | 10-1500-081 | Standalone | DE0502881 | Patients requiring fracture fixation or orthopaedic corrective surgery
Orthopaedics | Trauma - Intramedullary fixation | Paediatric nail | Paediatric nail - Femur | OrthoPediatrics | Left 8mm X 26cm Pediatric Femoral Im Nail | 10-1500-082 | Standalone | DE0502881 | Patients requiring fracture fixation or orthopaedic corrective surgery
Orthopaedics | Trauma - Intramedullary fixation | Paediatric nail | Paediatric nail - Femur | OrthoPediatrics | Left 8mm X 28cm Pediatric Femoral Im Nail | 10-1500-083 | Standalone | DE0502881 | Patients requiring fracture fixation or orthopaedic corrective surgery
Orthopaedics | Trauma - Intramedullary fixation | Paediatric nail | Paediatric nail - Femur | OrthoPediatrics | Left 8mm X 30cm Pediatric Femoral Im Nail | 10-1500-084 | Standalone | DE0502881 | Patients requiring fracture fixation or orthopaedic corrective surgery
Orthopaedics | Trauma - Intramedullary fixation | Paediatric nail | Paediatric nail - Femur | OrthoPediatrics | Left 8mm X 32cm Pediatric Femoral Im Nail | 10-1500-085 | Standalone | DE0502881 | Patients requiring fracture fixation or orthopaedic corrective surgery
Orthopaedics | Trauma - Intramedullary fixation | Paediatric nail | Paediatric nail - Femur | OrthoPediatrics | Left 8mm X 34cm Pediatric Femoral Im Nail | 10-1500-086 | Standalone | DE0502881 | Patients requiring fracture fixation or orthopaedic corrective surgery
Orthopaedics | Trauma - Intramedullary fixation | Paediatric nail | Paediatric nail - Femur | OrthoPediatrics | Left 8mm X 36cm Pediatric Femoral Im Nail | 10-1500-087 | Standalone | DE0502881 | Patients requiring fracture fixation or orthopaedic corrective surgery
Orthopaedics | Trauma - Intramedullary fixation | Paediatric nail | Paediatric nail - Femur | OrthoPediatrics | Left 8mm X 38cm Pediatric Femoral Im Nail | 10-1500-088 | Standalone | DE0502881 | Patients requiring fracture fixation or orthopaedic corrective surgery
Orthopaedics | Trauma - Intramedullary fixation | Paediatric nail | Paediatric nail - Femur | OrthoPediatrics | Left 8mm X 40cm Pediatric Femoral Im Nail | 10-1500-089 | Standalone | DE0502881 | Patients requiring fracture fixation or orthopaedic corrective surgery
Orthopaedics | Trauma - Intramedullary fixation | Paediatric nail | Paediatric nail - Femur | OrthoPediatrics | Left 8mm X 42cm Pediatric Femoral Im Nail | 10-1500-090 | Standalone | DE0502881 | Patients requiring fracture fixation or orthopaedic corrective surgery
Orthopaedics | Trauma - Intramedullary fixation | Paediatric nail | Paediatric nail - Femur | OrthoPediatrics | Left 9mm X 28cm Pediatric Femoral Im Nail | 10-1500-091 | Standalone | DE0502881 | Patients requiring fracture fixation or orthopaedic corrective surgery
Orthopaedics | Trauma - Intramedullary fixation | Paediatric nail | Paediatric nail - Femur | OrthoPediatrics | Left 9mm X 30cm Pediatric Femoral Im Nail | 10-1500-092 | Standalone | DE0502881 | Patients requiring fracture fixation or orthopaedic corrective surgery
Orthopaedics | Trauma - Intramedullary fixation | Paediatric nail | Paediatric nail - Femur | OrthoPediatrics | Left 9mm X 32cm Pediatric Femoral Im Nail | 10-1500-093 | Standalone | DE0502881 | Patients requiring fracture fixation or orthopaedic corrective surgery
Orthopaedics | Trauma - Intramedullary fixation | Paediatric nail | Paediatric nail - Femur | OrthoPediatrics | Left 9mm X 34cm Pediatric Femoral Im Nail | 10-1500-094 | Standalone | DE0502881 | Patients requiring fracture fixation or orthopaedic corrective surgery
Orthopaedics | Trauma - Intramedullary fixation | Paediatric nail | Paediatric nail - Femur | OrthoPediatrics | Left 9mm X 36cm Pediatric Femoral Im Nail | 10-1500-095 | Standalone | DE0502881 | Patients requiring fracture fixation or orthopaedic corrective surgery
Orthopaedics | Trauma - Intramedullary fixation | Paediatric nail | Paediatric nail - Femur | OrthoPediatrics | Left 9mm X 38cm Pediatric Femoral Im Nail | 10-1500-096 | Standalone | DE0502881 | Patients requiring fracture fixation or orthopaedic corrective surgery
Orthopaedics | Trauma - Intramedullary fixation | Paediatric nail | Paediatric nail - Femur | OrthoPediatrics | Left 9mm X 40cm Pediatric Femoral Im Nail | 10-1500-097 | Standalone | DE0502881 | Patients requiring fracture fixation or orthopaedic corrective surgery
Orthopaedics | Trauma - Intramedullary fixation | Paediatric nail | Paediatric nail - Femur | OrthoPediatrics | Left 9mm X 42cm Pediatric Femoral Im Nail | 10-1500-098 | Standalone | DE0502881 | Patients requiring fracture fixation or orthopaedic corrective surgery
Orthopaedics | Trauma - Intramedullary fixation | Paediatric nail | Paediatric nail - Femur | OrthoPediatrics | Left 10mm X 30cm Pediatric Femoral Im Nail | 10-1500-101 | Standalone | DE0502881 | Patients requiring fracture fixation or orthopaedic corrective surgery
Orthopaedics | Trauma - Intramedullary fixation | Paediatric nail | Paediatric nail - Femur | OrthoPediatrics | Left 10mm X 32cm Pediatric Femoral Im Nail | 10-1500-102 | Standalone | DE0502881 | Patients requiring fracture fixation or orthopaedic corrective surgery
Orthopaedics | Trauma - Intramedullary fixation | Paediatric nail | Paediatric nail - Femur | OrthoPediatrics | Left 10mm X 34cm Pediatric Femoral Im Nail | 10-1500-103 | Standalone | DE0502881 | Patients requiring fracture fixation or orthopaedic corrective surgery
Orthopaedics | Trauma - Intramedullary fixation | Paediatric nail | Paediatric nail - Femur | OrthoPediatrics | Left 10mm X 36cm Pediatric Femoral Im Nail | 10-1500-104 | Standalone | DE0502881 | Patients requiring fracture fixation or orthopaedic corrective surgery
Orthopaedics | Trauma - Intramedullary fixation | Paediatric nail | Paediatric nail - Femur | OrthoPediatrics | Left 10mm X 38cm Pediatric Femoral Im Nail | 10-1500-105 | Standalone | DE0502881 | Patients requiring fracture fixation or orthopaedic corrective surgery
Orthopaedics | Trauma - Intramedullary fixation | Paediatric nail | Paediatric nail - Femur | OrthoPediatrics | Left 10mm X 40cm Pediatric Femoral Im Nail | 10-1500-106 | Standalone | DE0502881 | Patients requiring fracture fixation or orthopaedic corrective surgery
Orthopaedics | Trauma - Intramedullary fixation | Paediatric nail | Paediatric nail - Femur | OrthoPediatrics | Left 10mm X 42cm Pediatric Femoral Im Nail | 10-1500-107 | Standalone | DE0502881 | Patients requiring fracture fixation or orthopaedic corrective surgery
Orthopaedics | Trauma - Intramedullary fixation | Nail accessories | Reconstruction screw | OrthoPediatrics | 4.5mm X 45mm Cortical Recon Screw | 10-1500-4045 | Standalone | DE0502881 | Patients requiring fracture fixation or orthopaedic corrective surgery
Orthopaedics | Trauma - Intramedullary fixation | Nail accessories | Reconstruction screw | OrthoPediatrics | 4.5mm X 50mm Cortical Recon Screw | 10-1500-4050 | Standalone | DE0502881 | Patients requiring fracture fixation or orthopaedic corrective surgery
Orthopaedics | Trauma - Intramedullary fixation | Nail accessories | Reconstruction screw | OrthoPediatrics | 4.5mm X 55mm Cortical Recon Screw | 10-1500-4055 | Standalone | DE0502881 | Patients requiring fracture fixation or orthopaedic corrective surgery
Orthopaedics | Trauma - Intramedullary fixation | Nail accessories | Reconstruction screw | OrthoPediatrics | 4.5mm X 60mm Cortical Recon Screw | 10-1500-4060 | Standalone | DE0502881 | Patients requiring fracture fixation or orthopaedic corrective surgery
Orthopaedics | Trauma - Intramedullary fixation | Nail accessories | Reconstruction screw | OrthoPediatrics | 4.5mm X 65mm Cortical Recon Screw | 10-1500-4065 | Standalone | DE0502881 | Patients requiring fracture fixation or orthopaedic corrective surgery
Orthopaedics | Trauma - Intramedullary fixation | Nail accessories | Reconstruction screw | OrthoPediatrics | 4.5mm X 70mm Cortical Recon Screw | 10-1500-4070 | Standalone | DE0502881 | Patients requiring fracture fixation or orthopaedic corrective surgery
Orthopaedics | Trauma - Intramedullary fixation | Nail accessories | Reconstruction screw | OrthoPediatrics | 4.5mm X 75mm Cortical Recon Screw | 10-1500-4075 | Standalone | DE0502881 | Patients requiring fracture fixation or orthopaedic corrective surgery
Orthopaedics | Trauma - Intramedullary fixation | Nail accessories | Reconstruction screw | OrthoPediatrics | 4.5mm X 80mm Cortical Recon Screw | 10-1500-4080 | Standalone | DE0502881 | Patients requiring fracture fixation or orthopaedic corrective surgery
Orthopaedics | Trauma - Intramedullary fixation | Nail accessories | Reconstruction screw | OrthoPediatrics | 4.5mm X 85mm Cortical Recon Screw | 10-1500-4085 | Standalone | DE0502881 | Patients requiring fracture fixation or orthopaedic corrective surgery
Orthopaedics | Trauma - Intramedullary fixation | Nail accessories | Reconstruction screw | OrthoPediatrics | 4.5mm X 90mm Cortical Recon Screw | 10-1500-4090 | Standalone | DE0502881 | Patients requiring fracture fixation or orthopaedic corrective surgery
Orthopaedics | Trauma - Intramedullary fixation | Nail accessories | Reconstruction screw | OrthoPediatrics | 4.5mm X 95mm Cortical Recon Screw | 10-1500-4095 | Standalone | DE0502881 | Patients requiring fracture fixation or orthopaedic corrective surgery
Orthopaedics | Trauma - Intramedullary fixation | Nail accessories | Reconstruction screw | OrthoPediatrics | 4.5mm X 100mm Cortical Recon Screw | 10-1500-4100 | Standalone | DE0502881 | Patients requiring fracture fixation or orthopaedic corrective surgery
Orthopaedics | Trauma - Intramedullary fixation | Nail | Nail - Elastic | OrthoPediatrics | 1.5mm Flex nail Ti | 00-1000-015 | Standalone | DE0503153 | Patients requiring fracture fixation or orthopaedic corrective surgery
Orthopaedics | Trauma - Intramedullary fixation | Nail | Nail - Elastic | OrthoPediatrics | 2.0mm Flex nail Ti | 00-1000-020 | Standalone | DE0503153 | Patients requiring fracture fixation or orthopaedic corrective surgery
Orthopaedics | Trauma - Intramedullary fixation | Nail | Nail - Elastic | OrthoPediatrics | 2.5mm Flex nail Ti | 00-1000-025 | Standalone | DE0503153 | Patients requiring fracture fixation or orthopaedic corrective surgery
Orthopaedics | Trauma - Intramedullary fixation | Nail | Nail - Elastic | OrthoPediatrics | 3.0mm Flex nail Ti | 00-1000-030 | Standalone | DE0503153 | Patients requiring fracture fixation or orthopaedic corrective surgery
Orthopaedics | Trauma - Intramedullary fixation | Nail | Nail - Elastic | OrthoPediatrics | 3.5mm Flex nail Ti | 00-1000-035 | Standalone | DE0503153 | Patients requiring fracture fixation or orthopaedic corrective surgery
Orthopaedics | Trauma - Intramedullary fixation | Nail | Nail - Elastic | OrthoPediatrics | 4.0mm Flex nail Ti | 00-1000-040 | Standalone | DE0503153 | Patients requiring fracture fixation or orthopaedic corrective surgery
Orthopaedics | Trauma - Intramedullary fixation | Nail | Nail - Elastic | OrthoPediatrics | 4.5mm Flex nail Ti | 00-1000-045 | Standalone | DE0503153 | Patients requiring fracture fixation or orthopaedic corrective surgery
Orthopaedics | Trauma - Intramedullary fixation | Nail accessories | Nail end cap/set screw | OrthoPediatrics | 2.0mm Flex nail cap | 00-1000-120 | Standalone | DE0503153 | Patients requiring fracture fixation or orthopaedic corrective surgery
Orthopaedics | Trauma - Intramedullary fixation | Nail accessories | Nail end cap/set screw | OrthoPediatrics | 2.5mm Flex nail cap | 00-1000-125 | Standalone | DE0503153 | Patients requiring fracture fixation or orthopaedic corrective surgery
Orthopaedics | Trauma - Intramedullary fixation | Nail accessories | Nail end cap/set screw | OrthoPediatrics | 3.0mm Flex nail cap | 00-1000-130 | Standalone | DE0503153 | Patients requiring fracture fixation or orthopaedic corrective surgery
Orthopaedics | Trauma - Intramedullary fixation | Nail accessories | Nail end cap/set screw | OrthoPediatrics | 3.5mm Flex nail cap | 00-1000-135 | Standalone | DE0503153 | Patients requiring fracture fixation or orthopaedic corrective surgery
Orthopaedics | Trauma - Intramedullary fixation | Nail accessories | Nail end cap/set screw | OrthoPediatrics | 4.0mm Flex nail cap | 00-1000-140 | Standalone | DE0503153 | Patients requiring fracture fixation or orthopaedic corrective surgery
Orthopaedics | Trauma - Intramedullary fixation | Nail accessories | Nail end cap/set screw | OrthoPediatrics | 4.5mm Flex nail cap | 00-1000-145 | Standalone | DE0503153 | Patients requiring fracture fixation or orthopaedic corrective surgery
Orthopaedics | Trauma - Intramedullary fixation | Nail | Nail - Elastic | OrthoPediatrics | 1.5mm Flex nail Ti - Round Tip | 00-1000-515 | Standalone | DE0503153 | Patients requiring fracture fixation or orthopaedic corrective surgery
Orthopaedics | Trauma - Intramedullary fixation | Nail | Nail - Elastic | OrthoPediatrics | 2.0mm Flex nail Ti - Round Tip | 00-1000-520 | Standalone | DE0503153 | Patients requiring fracture fixation or orthopaedic corrective surgery
Orthopaedics | Trauma - Intramedullary fixation | Nail | Nail - Elastic | OrthoPediatrics | 2.5mm Flex nail Ti - Round Tip | 00-1000-525 | Standalone | DE0503153 | Patients requiring fracture fixation or orthopaedic corrective surgery
Orthopaedics | Trauma - Intramedullary fixation | Nail | Nail - Elastic | OrthoPediatrics | 3.0mm Flex nail Ti - Round Tip | 00-1000-530 | Standalone | DE0503153 | Patients requiring fracture fixation or orthopaedic corrective surgery
Orthopaedics | Trauma - Intramedullary fixation | Nail | Nail - Elastic | OrthoPediatrics | 3.5mm Flex nail Ti - Round Tip | 00-1000-535 | Standalone | DE0503153 | Patients requiring fracture fixation or orthopaedic corrective surgery
Orthopaedics | Trauma - Intramedullary fixation | Nail | Nail - Elastic | OrthoPediatrics | 4.0mm Flex nail Ti - Round Tip | 00-1000-540 | Standalone | DE0503153 | Patients requiring fracture fixation or orthopaedic corrective surgery
Orthopaedics | Trauma - Intramedullary fixation | Nail | Nail - Elastic | OrthoPediatrics | 4.5mm Flex nail Ti - Round Tip | 00-1000-545 | Standalone | DE0503153 | Patients requiring fracture fixation or orthopaedic corrective surgery
Orthopaedics | Trauma - Intramedullary fixation | Paediatric nail | Paediatric nail - Telescopic | Pega Medical | Standard Femoral Implant Dia 3.2mm, Length 202mm | FD-032-(L)-SS | Standalone | DE0006152 | Patients requiring fracture fixation or orthopaedic corrective surgery
Orthopaedics | Trauma - Intramedullary fixation | Paediatric nail | Paediatric nail - Telescopic | Pega Medical | Standard Femoral Implant Dia 4.0mm, Length 338mm | FD-040(L)-SS | Standalone | DE0006152 | Patients requiring fracture fixation or orthopaedic corrective surgery
Orthopaedics | Trauma - Intramedullary fixation | Paediatric nail | Paediatric nail - Telescopic | Pega Medical | Standard Femoral Implant Dia 4.8mm, Length 410mm | FD-048(L)-SS | Standalone | DE0006152 | Patients requiring fracture fixation or orthopaedic corrective surgery
Orthopaedics | Trauma - Intramedullary fixation | Paediatric nail | Paediatric nail - Telescopic | Pega Medical | Standard Femoral Implant Dia 5.6mm, Length 410mm | FD-056(L)-SS | Standalone | DE0006152 | Patients requiring fracture fixation or orthopaedic corrective surgery
Orthopaedics | Trauma - Intramedullary fixation | Paediatric nail | Paediatric nail - Telescopic | Pega Medical | Standard Femoral Implant Dia 6.4mm, Length 412mm | FD-064(L)-SS | Standalone | DE0006152 | Patients requiring fracture fixation or orthopaedic corrective surgery
Orthopaedics | Trauma - Intramedullary fixation | Paediatric nail | Paediatric nail - Telescopic | Pega Medical | Standard Tibial and Humeral Implant Dia 3.2mm, Length 197mm | FD-032-(SPS)-SS | Standalone | DE0006152 | Patients requiring fracture fixation or orthopaedic corrective surgery
Orthopaedics | Trauma - Intramedullary fixation | Paediatric nail | Paediatric nail - Telescopic | Pega Medical | Standard Tibial and Humeral Implant Dia 4.0mm, Length 333mm | FD-040(SPS)-SS | Standalone | DE0006152 | Patients requiring fracture fixation or orthopaedic corrective surgery
Orthopaedics | Trauma - Intramedullary fixation | Paediatric nail | Paediatric nail - Telescopic | Pega Medical | Standard Tibial and Humeral Implant Dia 4.8mm, Length 404mm | FD-048(SPS)-SS | Standalone | DE0006152 | Patients requiring fracture fixation or orthopaedic corrective surgery
Orthopaedics | Trauma - Intramedullary fixation | Paediatric nail | Paediatric nail - Telescopic | Pega Medical | Standard Tibial and Humeral Implant Dia 5.6mm, Length 405mm | FD-056(SPS)-SS | Standalone | DE0006152 | Patients requiring fracture fixation or orthopaedic corrective surgery
Orthopaedics | Trauma - Intramedullary fixation | Paediatric nail | Paediatric nail - Telescopic | Pega Medical | Standard Tibial and Humeral Implant Dia 6.4mm, Length 407mm | FD-064(SPS)-SS | Standalone | DE0006152 | Patients requiring fracture fixation or orthopaedic corrective surgery
Orthopaedics | Trauma - Intramedullary fixation | Paediatric nail | Paediatric nail - Telescopic | Pega Medical | Female Component, Long Thread, Dia 3.2mm, Length 202mm | F032-SS | Standalone | DE0006152 | Patients requiring fracture fixation or orthopaedic corrective surgery
Orthopaedics | Trauma - Intramedullary fixation | Paediatric nail | Paediatric nail - Telescopic | Pega Medical | Female Component, Long Thread, Dia 4.0mm, Length 338mm | F040-SS | Standalone | DE0006152 | Patients requiring fracture fixation or orthopaedic corrective surgery
Orthopaedics | Trauma - Intramedullary fixation | Paediatric nail | Paediatric nail - Telescopic | Pega Medical | Female Component, Long Thread, Dia 4.8mm, Length 409mm | F048-SS | Standalone | DE0006152 | Patients requiring fracture fixation or orthopaedic corrective surgery
Orthopaedics | Trauma - Intramedullary fixation | Paediatric nail | Paediatric nail - Telescopic | Pega Medical | Female Component, Long Thread, Dia 5.6mm, Length 410mm | F056-SS | Standalone | DE0006152 | Patients requiring fracture fixation or orthopaedic corrective surgery
Orthopaedics | Trauma - Intramedullary fixation | Paediatric nail | Paediatric nail - Telescopic | Pega Medical | Female Component, Long Thread, Dia 6.4mm, Length 412mm | F064-SS | Standalone | DE0006152 | Patients requiring fracture fixation or orthopaedic corrective surgery
Orthopaedics | Trauma - Intramedullary fixation | Paediatric nail | Paediatric nail - Telescopic | Pega Medical | Female Component, Short Thread, Dia 3.2mm, Length 197mm | T032-SS | Standalone | DE0006152 | Patients requiring fracture fixation or orthopaedic corrective surgery
Orthopaedics | Trauma - Intramedullary fixation | Paediatric nail | Paediatric nail - Telescopic | Pega Medical | Female Component, Short Thread, Dia 4.0mm, Length 333mm | T040-SS | Standalone | DE0006152 | Patients requiring fracture fixation or orthopaedic corrective surgery
Orthopaedics | Trauma - Intramedullary fixation | Paediatric nail | Paediatric nail - Telescopic | Pega Medical | Female Component, Short Thread, Dia 4.8mm, Length 404mm | T048-SS | Standalone | DE0006152 | Patients requiring fracture fixation or orthopaedic corrective surgery
Orthopaedics | Trauma - Intramedullary fixation | Paediatric nail | Paediatric nail - Telescopic | Pega Medical | Female Component, Short Thread, Dia 5.6mm, Length 405mm | T056-SS | Standalone | DE0006152 | Patients requiring fracture fixation or orthopaedic corrective surgery
Orthopaedics | Trauma - Intramedullary fixation | Paediatric nail | Paediatric nail - Telescopic | Pega Medical | Female Component, Short Thread, Dia 6.4mm, Length 407mm | T064-SS | Standalone | DE0006152 | Patients requiring fracture fixation or orthopaedic corrective surgery
Orthopaedics | Trauma - Intramedullary fixation | Paediatric nail | Paediatric nail - Telescopic | Pega Medical | Male Component, Long Thread, Dia 3.2mm, Length 267mm | M032-SS-100 | Standalone | DE0006152 | Patients requiring fracture fixation or orthopaedic corrective surgery
Orthopaedics | Trauma - Intramedullary fixation | Paediatric nail | Paediatric nail - Telescopic | Pega Medical | Male Component, Long Thread, Dia 4.0mm, Length 338mm | M040-SS-110 | Standalone | DE0006152 | Patients requiring fracture fixation or orthopaedic corrective surgery
Orthopaedics | Trauma - Intramedullary fixation | Paediatric nail | Paediatric nail - Telescopic | Pega Medical | Male Component, Long Thread, Dia 4.8mm, Length 409mm | M048-SS-120 | Standalone | DE0006152 | Patients requiring fracture fixation or orthopaedic corrective surgery
Orthopaedics | Trauma - Intramedullary fixation | Paediatric nail | Paediatric nail - Telescopic | Pega Medical | Male Component, Long Thread, Dia 5.6mm, Length 410mm | M056-SS-130 | Standalone | DE0006152 | Patients requiring fracture fixation or orthopaedic corrective surgery
Orthopaedics | Trauma - Intramedullary fixation | Paediatric nail | Paediatric nail - Telescopic | Pega Medical | Male Component, Long Thread, Dia 6.4mm, Length 412mm | M064-SS-150 | Standalone | DE0006152 | Patients requiring fracture fixation or orthopaedic corrective surgery
Orthopaedics | Trauma - Intramedullary fixation | Paediatric nail | Paediatric nail - Telescopic | Pega Medical | Male Component, Short Thread, Dia 3.2mm, Length 262mm | M032-SS-50 | Standalone | DE0006152 | Patients requiring fracture fixation or orthopaedic corrective surgery
Orthopaedics | Trauma - Intramedullary fixation | Paediatric nail | Paediatric nail - Telescopic | Pega Medical | Male Component, Short Thread, Dia 4.0mm, Length 333mm | M040-SS-60 | Standalone | DE0006152 | Patients requiring fracture fixation or orthopaedic corrective surgery
Orthopaedics | Trauma - Intramedullary fixation | Paediatric nail | Paediatric nail - Telescopic | Pega Medical | Male Component, Short Thread, Dia 4.8mm, Length 404mm | M048-SS-70 | Standalone | DE0006152 | Patients requiring fracture fixation or orthopaedic corrective surgery
Orthopaedics | Trauma - Intramedullary fixation | Paediatric nail | Paediatric nail - Telescopic | Pega Medical | Male Component, Short Thread, Dia 5.6mm, Length 405mm | M056-SS-85 | Standalone | DE0006152 | Patients requiring fracture fixation or orthopaedic corrective surgery
Orthopaedics | Trauma - Intramedullary fixation | Paediatric nail | Paediatric nail - Telescopic | Pega Medical | Male Component, Short Thread, Dia 6.4mm, Length 407mm | M064-SS-100 | Standalone | DE0006152 | Patients requiring fracture fixation or orthopaedic corrective surgery
Orthopaedics | Trauma - Intramedullary fixation | Paediatric nail | Paediatric nail - Telescopic | Pega Medical | Male Component, Pin Locking, Dia 3.2mm, Length 259mm | M032-SS-LON | Standalone | DE0006152 | Patients requiring fracture fixation or orthopaedic corrective surgery
Orthopaedics | Trauma - Intramedullary fixation | Paediatric nail | Paediatric nail - Telescopic | Pega Medical | Male Component, Pin Locking, Dia 4.0mm, Length 330mm | M040-SS-LON | Standalone | DE0006152 | Patients requiring fracture fixation or orthopaedic corrective surgery
Orthopaedics | Trauma - Intramedullary fixation | Paediatric nail | Paediatric nail - Telescopic | Pega Medical | Male Component, Pin Locking, Dia 4.8mm, Length 400mm | M048-SS-LON | Standalone | DE0006152 | Patients requiring fracture fixation or orthopaedic corrective surgery
Orthopaedics | Trauma - Intramedullary fixation | Paediatric nail | Paediatric nail - Telescopic | Pega Medical | Male Component, Pin Locking, Dia 5.6mm, Length 401mm | M056-SS-LON | Standalone | DE0006152 | Patients requiring fracture fixation or orthopaedic corrective surgery
Orthopaedics | Trauma - Intramedullary fixation | Paediatric nail | Paediatric nail - Telescopic | Pega Medical | Male Component, Pin Locking, Dia 6.4mm, Length 401mm | M064-SS-LON | Standalone | DE0006152 | Patients requiring fracture fixation or orthopaedic corrective surgery
Orthopaedics | Trauma - External fixator | Ring external fixator | Full ring | Orthofix | Tl Full Ring, 80mm | 56-10840 | Standalone |  | Patients requiring fracture fixation or orthopaedic corrective surgery
Orthopaedics | Trauma - External fixator | Ring external fixator | Full ring | Orthofix | Tl Full Ring, 100mm | 56-10860 | Standalone |  | Patients requiring fracture fixation or orthopaedic corrective surgery
Orthopaedics | Trauma - External fixator | Ring external fixator | Full ring | Orthofix | Tl Full Ring, 120mm | 56-10890 | Standalone |  | Patients requiring fracture fixation or orthopaedic corrective surgery
Orthopaedics | Trauma - External fixator | Ring external fixator | Full ring | Orthofix | Tl Full Ring, 130mm | 56-10900 | Standalone |  | Patients requiring fracture fixation or orthopaedic corrective surgery
Orthopaedics | Trauma - External fixator | Ring external fixator | Full ring | Orthofix | Tl Full Ring, 140mm | 56-10910 | Standalone |  | Patients requiring fracture fixation or orthopaedic corrective surgery
Orthopaedics | Trauma - External fixator | Ring external fixator | Full ring | Orthofix | Tl Full Ring, 150mm | 56-10920 | Standalone |  | Patients requiring fracture fixation or orthopaedic corrective surgery
Orthopaedics | Trauma - External fixator | Ring external fixator | Full ring | Orthofix | Tl Full Ring, 160mm | 56-10930 | Standalone |  | Patients requiring fracture fixation or orthopaedic corrective surgery
Orthopaedics | Trauma - External fixator | Ring external fixator | Full ring | Orthofix | Tl Full Ring, 170mm | 56-10940 | Standalone |  | Patients requiring fracture fixation or orthopaedic corrective surgery
Orthopaedics | Trauma - External fixator | Ring external fixator | Full ring | Orthofix | Tl Full Ring, 180mm | 56-10950 | Standalone |  | Patients requiring fracture fixation or orthopaedic corrective surgery
Orthopaedics | Trauma - External fixator | Ring external fixator | Full ring | Orthofix | Tl Full Ring, 200mm | 56-10960 | Standalone |  | Patients requiring fracture fixation or orthopaedic corrective surgery
Orthopaedics | Trauma - External fixator | Ring external fixator | Full ring | Orthofix | Tl Full Ring, 220mm | 56-10970 | Standalone |  | Patients requiring fracture fixation or orthopaedic corrective surgery
Orthopaedics | Trauma - External fixator | Ring external fixator | Full ring | Orthofix | Tl Full Ring, 240mm | 56-10980 | Standalone |  | Patients requiring fracture fixation or orthopaedic corrective surgery
Orthopaedics | Trauma - External fixator | Ring external fixator | Partial ring | Orthofix | Tl Plus Half Ring, 80mm | 56-11570 | Standalone |  | Patients requiring fracture fixation or orthopaedic corrective surgery
Orthopaedics | Trauma - External fixator | Ring external fixator | Partial ring | Orthofix | Tl Half Ring, 100mm | 56-11580 | Standalone |  | Patients requiring fracture fixation or orthopaedic corrective surgery
Orthopaedics | Trauma - External fixator | Ring external fixator | Partial ring | Orthofix | Tl Half Ring, 120mm | 56-11590 | Standalone |  | Patients requiring fracture fixation or orthopaedic corrective surgery
Orthopaedics | Trauma - External fixator | Ring external fixator | Partial ring | Orthofix | Tl Half Ring, 130mm | 56-11600 | Standalone |  | Patients requiring fracture fixation or orthopaedic corrective surgery
Orthopaedics | Trauma - External fixator | Ring external fixator | Partial ring | Orthofix | Tl Half Ring, 140mm | 56-11610 | Standalone |  | Patients requiring fracture fixation or orthopaedic corrective surgery
Orthopaedics | Trauma - External fixator | Ring external fixator | Partial ring | Orthofix | Tl Half Ring, 150mm | 56-11620 | Standalone |  | Patients requiring fracture fixation or orthopaedic corrective surgery
Orthopaedics | Trauma - External fixator | Ring external fixator | Partial ring | Orthofix | Tl Half Ring, 160mm | 56-11630 | Standalone |  | Patients requiring fracture fixation or orthopaedic corrective surgery
Orthopaedics | Trauma - External fixator | Ring external fixator | Partial ring | Orthofix | Tl Half Ring, 170mm | 56-11640 | Standalone |  | Patients requiring fracture fixation or orthopaedic corrective surgery
Orthopaedics | Trauma - External fixator | Ring external fixator | Partial ring | Orthofix | Tl Half Ring, 180mm | 56-11650 | Standalone |  | Patients requiring fracture fixation or orthopaedic corrective surgery
Orthopaedics | Trauma - External fixator | Ring external fixator | Partial ring | Orthofix | Tl Half Ring, 200mm | 56-11660 | Standalone |  | Patients requiring fracture fixation or orthopaedic corrective surgery
Orthopaedics | Trauma - External fixator | Ring external fixator | Partial ring | Orthofix | Tl Half Ring, 220mm | 56-11670 | Standalone |  | Patients requiring fracture fixation or orthopaedic corrective surgery
Orthopaedics | Trauma - External fixator | Ring external fixator | Partial ring | Orthofix | Tl Half Ring, 240mm | 56-11680 | Standalone |  | Patients requiring fracture fixation or orthopaedic corrective surgery
Orthopaedics | Trauma - External fixator | Ring external fixator | Femoral arch | Orthofix | Tl Plus, 90mm, Arch | 55-10760 | Standalone |  | Patients requiring fracture fixation or orthopaedic corrective surgery
Orthopaedics | Trauma - External fixator | Ring external fixator | Femoral arch | Orthofix | Tl Plus, 120mm, Arch | 55-10800 | Standalone |  | Patients requiring fracture fixation or orthopaedic corrective surgery
Orthopaedics | Trauma - External fixator | Ring external fixator | Foot ring/U-plate | Orthofix | Tl, Footplate, 100mm | 56-13580 | Standalone |  | Patients requiring fracture fixation or orthopaedic corrective surgery
Orthopaedics | Trauma - External fixator | Ring external fixator | Foot ring/U-plate | Orthofix | Tl, Footplate, 120mm | 56-13590 | Standalone |  | Patients requiring fracture fixation or orthopaedic corrective surgery
Orthopaedics | Trauma - External fixator | Ring external fixator | Foot ring/U-plate | Orthofix | Tl, Footplate, 130mm | 56-13600 | Standalone |  | Patients requiring fracture fixation or orthopaedic corrective surgery
Orthopaedics | Trauma - External fixator | Ring external fixator | Foot ring/U-plate | Orthofix | Tl, Footplate, 140mm | 56-13610 | Standalone |  | Patients requiring fracture fixation or orthopaedic corrective surgery
Orthopaedics | Trauma - External fixator | Ring external fixator | Foot ring/U-plate | Orthofix | Tl, Footplate, 150mm | 56-13620 | Standalone |  | Patients requiring fracture fixation or orthopaedic corrective surgery
Orthopaedics | Trauma - External fixator | Ring external fixator | Foot ring/U-plate | Orthofix | Tl, Footplate, 160mm | 56-13630 | Standalone |  | Patients requiring fracture fixation or orthopaedic corrective surgery
Orthopaedics | Trauma - External fixator | Ring external fixator | Foot ring/U-plate | Orthofix | Tl, Footplate, 170mm | 56-13640 | Standalone |  | Patients requiring fracture fixation or orthopaedic corrective surgery
Orthopaedics | Trauma - External fixator | Ring external fixator | Foot ring/U-plate | Orthofix | Tl, Footplate, 180mm | 56-13650 | Standalone |  | Patients requiring fracture fixation or orthopaedic corrective surgery
Orthopaedics | Trauma - External fixator | Ring external fixator | Foot ring/U-plate | Orthofix | Tl, Footplate, 200mm | 56-13660 | Standalone |  | Patients requiring fracture fixation or orthopaedic corrective surgery
Orthopaedics | Trauma - External fixator | Ring external fixator | Foot ring/U-plate | Orthofix | Tl, Double Row Footplate, 150mm | 56-13625 | Standalone |  | Patients requiring fracture fixation or orthopaedic corrective surgery
Orthopaedics | Trauma - External fixator | Ring external fixator | Foot ring/U-plate | Orthofix | Tl, Double Row Footplate, 160mm | 56-13635 | Standalone |  | Patients requiring fracture fixation or orthopaedic corrective surgery
Orthopaedics | Trauma - External fixator | Ring external fixator | Foot ring/U-plate | Orthofix | Tl, Double Row Footplate, 180mm | 56-13655 | Standalone |  | Patients requiring fracture fixation or orthopaedic corrective surgery
Orthopaedics | Trauma - External fixator | Ring external fixator | Foot ring/U-plate | Orthofix | Tl, Double Row Footplate, 200mm | 56-13665 | Standalone |  | Patients requiring fracture fixation or orthopaedic corrective surgery
Orthopaedics | Trauma - External fixator | Ring external fixator accessories | Ring external fixator - Rod/bar/tube | Orthofix | Tl+ Threaded Hinge Rod, 150mm | 51-10550 | Standalone |  | Patients requiring fracture fixation or orthopaedic corrective surgery
Orthopaedics | Trauma - External fixator | Ring external fixator accessories | Ring external fixator - Rod/bar/tube | Orthofix | 60mm Threaded Rod | 55-11720 | Standalone |  | Patients requiring fracture fixation or orthopaedic corrective surgery
Orthopaedics | Trauma - External fixator | Ring external fixator accessories | Ring external fixator - Rod/bar/tube | Orthofix | 85mm Threaded Rod | 55-10530 | Standalone |  | Patients requiring fracture fixation or orthopaedic corrective surgery
Orthopaedics | Trauma - External fixator | Ring external fixator accessories | Ring external fixator - Rod/bar/tube | Orthofix | 115mm Threaded Rod | 55-10060 | Standalone |  | Patients requiring fracture fixation or orthopaedic corrective surgery
Orthopaedics | Trauma - External fixator | Ring external fixator accessories | Ring external fixator - Rod/bar/tube | Orthofix | 165mm Threaded Rod | 55-10070 | Standalone |  | Patients requiring fracture fixation or orthopaedic corrective surgery
Orthopaedics | Trauma - External fixator | Ring external fixator accessories | Ring external fixator - Rod/bar/tube | Orthofix | 200mm Threaded Rod | 55-11730 | Standalone |  | Patients requiring fracture fixation or orthopaedic corrective surgery
Orthopaedics | Trauma - External fixator | Ring external fixator accessories | Ring external fixator - Rod/bar/tube | Orthofix | 300mm Threaded Rod | 55-11740 | Standalone |  | Patients requiring fracture fixation or orthopaedic corrective surgery
Orthopaedics | Trauma - External fixator | Ring external fixator accessories | Ring external fixator - Pin/screw/wire | Orthofix | X Wire W/Olive Dia 1.8mm Length 400mm | 80131 | Standalone | DE0007546 | Patients requiring fracture fixation or orthopaedic corrective surgery
Orthopaedics | Trauma - External fixator | Ring external fixator accessories | Ring external fixator - Pin/screw/wire | Orthofix | Tl, Wire, W/Stopper 1.8mm X 400mm | 54-1215 | Standalone | DE0007548 | Patients requiring fracture fixation or orthopaedic corrective surgery
Orthopaedics | Trauma - External fixator | Ring external fixator accessories | Ring external fixator - Pin/screw/wire | Orthofix | Tl, Wire, Bayonet 1.8mm x 400mm | 54-1216 | Standalone | DE0007548 | Patients requiring fracture fixation or orthopaedic corrective surgery
Orthopaedics | Trauma - External fixator | Ring external fixator accessories | Other ring external fixator accessories | Orthofix | Standoff, Hex, 15mm | 54-11650 | Standalone |  | Patients requiring fracture fixation or orthopaedic corrective surgery
Orthopaedics | Trauma - External fixator | Ring external fixator accessories | Other ring external fixator accessories | Orthofix | Standoff, Hex, 30mm | 54-11660 | Standalone |  | Patients requiring fracture fixation or orthopaedic corrective surgery
Orthopaedics | Trauma - External fixator | Ring external fixator accessories | Other ring external fixator accessories | Orthofix | Tl, Set Screw, 1/4 | 51-1040 | Standalone |  | Patients requiring fracture fixation or orthopaedic corrective surgery
Orthopaedics | Trauma - External fixator | Ring external fixator accessories | Other ring external fixator accessories | Orthofix | Tl, Set Screw, 3/4 | 51-1052 | Standalone |  | Patients requiring fracture fixation or orthopaedic corrective surgery
Orthopaedics | Trauma - External fixator | Ring external fixator accessories | Other ring external fixator accessories | Orthofix | Tl, Bolt, Wire Fixation, Universal | 54-1152 | Standalone |  | Patients requiring fracture fixation or orthopaedic corrective surgery
Orthopaedics | Trauma - External fixator | Ring external fixator accessories | Other ring external fixator accessories | Orthofix | Tl, Washer, Slotted | 54-1064 | Standalone |  | Patients requiring fracture fixation or orthopaedic corrective surgery
Orthopaedics | Trauma - External fixator | Ring external fixator accessories | Other ring external fixator accessories | Orthofix | Spacer 10mm/30mm | 55-1057 | Standalone |  | Patients requiring fracture fixation or orthopaedic corrective surgery
Orthopaedics | Trauma - External fixator | Ring external fixator accessories | Other ring external fixator accessories | Orthofix | Spacer 15mm/35mm | 55-1060 | Standalone |  | Patients requiring fracture fixation or orthopaedic corrective surgery
Orthopaedics | Trauma - External fixator | Ring external fixator accessories | Other ring external fixator accessories | Orthofix | Spacer 20mm/40mm | 55-1063 | Standalone |  | Patients requiring fracture fixation or orthopaedic corrective surgery
Orthopaedics | Trauma - External fixator | Ring external fixator accessories | Other ring external fixator accessories | Orthofix | Spacer 25m/45mm | 55-1066 | Standalone |  | Patients requiring fracture fixation or orthopaedic corrective surgery
Orthopaedics | Trauma - External fixator | Ring external fixator accessories | Other ring external fixator accessories | Orthofix | Tl, Bolt, 12mm | 54-1050 | Standalone |  | Patients requiring fracture fixation or orthopaedic corrective surgery
Orthopaedics | Trauma - External fixator | Ring external fixator accessories | Other ring external fixator accessories | Orthofix | Tl, Bolt, 16mm | 54-1010 | Standalone |  | Patients requiring fracture fixation or orthopaedic corrective surgery
Orthopaedics | Trauma - External fixator | Ring external fixator accessories | Other ring external fixator accessories | Orthofix | Tl, Bolt, 25mm | 81024 | Standalone |  | Patients requiring fracture fixation or orthopaedic corrective surgery
Orthopaedics | Trauma - External fixator | Ring external fixator accessories | Other ring external fixator accessories | Orthofix | Tl, Nut, Stainless Steel, 10mm | 50-1008 | Standalone |  | Patients requiring fracture fixation or orthopaedic corrective surgery
Orthopaedics | Trauma - External fixator | Ring external fixator accessories | Other ring external fixator accessories | Orthofix | Tl+ Metal Distraction/Compression Nut | 50-1009 | Standalone |  | Patients requiring fracture fixation or orthopaedic corrective surgery
Orthopaedics | Trauma - External fixator | Ring external fixator accessories | Other ring external fixator accessories | Orthofix | Truelok+ Metal Distraction/Compression Nut | 50-13010 | Standalone |  | Patients requiring fracture fixation or orthopaedic corrective surgery
Orthopaedics | Trauma - External fixator | Ring external fixator accessories | Other ring external fixator accessories | Orthofix | Tl+ Extended Nut M6 x1 | 50-13020 | Standalone |  | Patients requiring fracture fixation or orthopaedic corrective surgery
Orthopaedics | Trauma - External fixator | Ring external fixator accessories | Other ring external fixator accessories | Orthofix | Stainless Steel Washer, 1mm | 54-1131 | Standalone |  | Patients requiring fracture fixation or orthopaedic corrective surgery
Orthopaedics | Trauma - External fixator | Ring external fixator accessories | Other ring external fixator accessories | Orthofix | Stainless Steel Washer, 2mm | 54-1142 | Standalone |  | Patients requiring fracture fixation or orthopaedic corrective surgery
Orthopaedics | Trauma - External fixator | Ring external fixator accessories | Other ring external fixator accessories | Orthofix | Stainless Steel Washer, 2.5mm | 54-1132 | Standalone |  | Patients requiring fracture fixation or orthopaedic corrective surgery
Orthopaedics | Trauma - External fixator | Ring external fixator accessories | Other ring external fixator accessories | Orthofix | Tl, Washer, Conical Pair | 54-1150 | Standalone |  | Patients requiring fracture fixation or orthopaedic corrective surgery
Orthopaedics | Trauma - External fixator | Ring external fixator accessories | Other ring external fixator accessories | Orthofix | Stopper, Red Rubber, Wire | 54-1133 | Standalone |  | Patients requiring fracture fixation or orthopaedic corrective surgery
Orthopaedics | Trauma - External fixator | Ring external fixator accessories | Other ring external fixator accessories | Orthofix | Stopper, Gray Rubber, Half Pin | 54-1136 | Standalone |  | Patients requiring fracture fixation or orthopaedic corrective surgery
Orthopaedics | Trauma - External fixator | Ring external fixator accessories | Other ring external fixator accessories | Orthofix | Universal Wire Fixation Bolt Long | 80077 | Standalone |  | Patients requiring fracture fixation or orthopaedic corrective surgery
Orthopaedics | Trauma - External fixator | Ring external fixator accessories | Other ring external fixator accessories | Orthofix | Number Nut | 81025 | Standalone |  | Patients requiring fracture fixation or orthopaedic corrective surgery
Orthopaedics | Trauma - External fixator | Ring external fixator accessories | Other ring external fixator accessories | Orthofix | FFS Large Washer | W2200 | Standalone |  | Patients requiring fracture fixation or orthopaedic corrective surgery
Orthopaedics | Trauma - External fixator | Ring external fixator | Full ring | Orthofix | Full Ring, 140mm, Tl-Hex | 56-20000 | Standalone |  | Patients requiring fracture fixation or orthopaedic corrective surgery
Orthopaedics | Trauma - External fixator | Ring external fixator | Full ring | Orthofix | Full Ring, 160mm, Tl-Hex | 56-20020 | Standalone |  | Patients requiring fracture fixation or orthopaedic corrective surgery
Orthopaedics | Trauma - External fixator | Ring external fixator | Full ring | Orthofix | Full Ring, 180mm, Tl-Hex | 56-20040 | Standalone |  | Patients requiring fracture fixation or orthopaedic corrective surgery
Orthopaedics | Trauma - External fixator | Ring external fixator | Full ring | Orthofix | Full Ring, 280mm, Tl-Hex, Sterile | 99-56-20240 | Standalone |  | Patients requiring fracture fixation or orthopaedic corrective surgery
Orthopaedics | Trauma - External fixator | Ring external fixator | Partial ring | Orthofix | 5/8 Ring, 140mm, Tl-Hex | 56-21000 | Standalone |  | Patients requiring fracture fixation or orthopaedic corrective surgery
Orthopaedics | Trauma - External fixator | Ring external fixator | Partial ring | Orthofix | 5/8 Ring, 160mm, Tl-Hex | 56-21020 | Standalone |  | Patients requiring fracture fixation or orthopaedic corrective surgery
Orthopaedics | Trauma - External fixator | Ring external fixator | Partial ring | Orthofix | 5/8 Ring, 180mm, Tl-Hex | 56-21040 | Standalone |  | Patients requiring fracture fixation or orthopaedic corrective surgery
Orthopaedics | Trauma - External fixator | Ring external fixator | Partial ring | Orthofix | 5/8 Ring, 200mm, Tl-Hex | 56-21060 | Standalone |  | Patients requiring fracture fixation or orthopaedic corrective surgery
Orthopaedics | Trauma - External fixator | Ring external fixator | Partial ring | Orthofix | 5/8 Ring, 220mm, Tl-Hex, Sterile | 99-56-21080 | Standalone |  | Patients requiring fracture fixation or orthopaedic corrective surgery
Orthopaedics | Trauma - External fixator | Ring external fixator | Partial ring | Orthofix | Modular 5/8 Ring, 100mm, Tl-Hex, Sterile | 99-56-21320 | Standalone |  | Patients requiring fracture fixation or orthopaedic corrective surgery
Orthopaedics | Trauma - External fixator | Ring external fixator | Partial ring | Orthofix | Modular 5/8 Ring, 120mm, Tl-Hex, Sterile | 99-56-21200 | Standalone |  | Patients requiring fracture fixation or orthopaedic corrective surgery
Orthopaedics | Trauma - External fixator | Ring external fixator | Partial ring | Orthofix | Modular 5/8 Ring, 140mm, Tl-Hex | 56-21400 | Standalone |  | Patients requiring fracture fixation or orthopaedic corrective surgery
Orthopaedics | Trauma - External fixator | Ring external fixator | Partial ring | Orthofix | Modular 5/8 Ring, 160mm, Tl-Hex | 56-21420 | Standalone |  | Patients requiring fracture fixation or orthopaedic corrective surgery
Orthopaedics | Trauma - External fixator | Ring external fixator | Partial ring | Orthofix | Modular 5/8 Ring, 180mm, Tl-Hex | 56-21440 | Standalone |  | Patients requiring fracture fixation or orthopaedic corrective surgery
Orthopaedics | Trauma - External fixator | Ring external fixator | Partial ring | Orthofix | Modular 5/8 Ring, 200mm, Tl-Hex | 56-21460 | Standalone |  | Patients requiring fracture fixation or orthopaedic corrective surgery
Orthopaedics | Trauma - External fixator | Ring external fixator | Partial ring | Orthofix | Modular 3/8 Ring, 140mm, Tl-Hex | 56-23040 | Standalone |  | Patients requiring fracture fixation or orthopaedic corrective surgery
Orthopaedics | Trauma - External fixator | Ring external fixator | Partial ring | Orthofix | Modular 3/8 Ring, 160mm, Tl-Hex | 56-23060 | Standalone |  | Patients requiring fracture fixation or orthopaedic corrective surgery
Orthopaedics | Trauma - External fixator | Ring external fixator | Partial ring | Orthofix | Modular 3/8 Ring, 180mm, Tl-Hex | 56-23080 | Standalone |  | Patients requiring fracture fixation or orthopaedic corrective surgery
Orthopaedics | Trauma - External fixator | Ring external fixator | Partial ring | Orthofix | Modular 3/8 Ring, 200mm, Tl-Hex | 56-23100 | Standalone |  | Patients requiring fracture fixation or orthopaedic corrective surgery
Orthopaedics | Trauma - External fixator | Ring external fixator | Partial ring | Orthofix | Modular 3/8 Ring, 220mm, Tl-Hex, Sterile | 99-56-23120 | Standalone |  | Patients requiring fracture fixation or orthopaedic corrective surgery
Orthopaedics | Trauma - External fixator | Ring external fixator | Partial ring | Orthofix | Modular 3/8 Ring, 240mm, Tl-Hex, Sterile | 99-56-23140 | Standalone |  | Patients requiring fracture fixation or orthopaedic corrective surgery
Orthopaedics | Trauma - External fixator | Ring external fixator | Partial ring | Orthofix | Modular 3/8 Ring, 280mm, Tl-Hex, Sterile | 99-56-23160 | Standalone |  | Patients requiring fracture fixation or orthopaedic corrective surgery
Orthopaedics | Trauma - External fixator | Ring external fixator | Partial ring | Orthofix | Modular 3/8 Ring, 300mm, Tl-Hex, Sterile | 99-56-23180 | Standalone |  | Patients requiring fracture fixation or orthopaedic corrective surgery
Orthopaedics | Trauma - External fixator | Ring external fixator accessories | Ring external fixator - Strut | Orthofix | Short Rapid Strut | 50-10170 | Standalone |  | Patients requiring fracture fixation or orthopaedic corrective surgery
Orthopaedics | Trauma - External fixator | Ring external fixator accessories | Ring external fixator - Strut | Orthofix | Medium Rapid Strut | 50-10180 | Standalone |  | Patients requiring fracture fixation or orthopaedic corrective surgery
Orthopaedics | Trauma - External fixator | Ring external fixator accessories | Ring external fixator - Strut | Orthofix | Long Rapid Strut | 50-10190 | Standalone |  | Patients requiring fracture fixation or orthopaedic corrective surgery
Orthopaedics | Trauma - External fixator | Ring external fixator accessories | Ring external fixator - Strut | Orthofix | Short Rapid Strut, Sterile | 99-50-10170 | Standalone |  | Patients requiring fracture fixation or orthopaedic corrective surgery
Orthopaedics | Trauma - External fixator | Ring external fixator accessories | Ring external fixator - Strut | Orthofix | Medium Rapid Strut, Sterile | 99-50-10180 | Standalone |  | Patients requiring fracture fixation or orthopaedic corrective surgery
Orthopaedics | Trauma - External fixator | Ring external fixator accessories | Ring external fixator - Strut | Orthofix | Long Rapid Strut, Sterile | 99-50-10190 | Standalone |  | Patients requiring fracture fixation or orthopaedic corrective surgery
Orthopaedics | Trauma - External fixator | Ring external fixator accessories | Other ring external fixator accessories | Orthofix | Tl-Hex Kit Id Frame Adult | 50-20010 | Standalone |  | Patients requiring fracture fixation or orthopaedic corrective surgery
Orthopaedics | Trauma - External fixator | Ring external fixator accessories | Other ring external fixator accessories | Orthofix | Tl-Hex Kit Id Frame Pediatric | 50-20020 | Standalone |  | Patients requiring fracture fixation or orthopaedic corrective surgery
Orthopaedics | Trauma - External fixator | Ring external fixator | Partial ring | Orthofix | Truelok Evo Rx, Modular 3/8 Ring, D140mm, Sterile | 99-881140 | Standalone |  | Patients requiring fracture fixation or orthopaedic corrective surgery
Orthopaedics | Trauma - External fixator | Ring external fixator | Partial ring | Orthofix | Truelok Evo Rx, Modular 3/8 Ring, D160mm, Sterile | 99-881160 | Standalone |  | Patients requiring fracture fixation or orthopaedic corrective surgery
Orthopaedics | Trauma - External fixator | Ring external fixator | Partial ring | Orthofix | Truelok Evo Rx, Modular 3/8 Ring, D180mm, Sterile | 99-881180 | Standalone |  | Patients requiring fracture fixation or orthopaedic corrective surgery
Orthopaedics | Trauma - External fixator | Ring external fixator | Partial ring | Orthofix | Truelok Evo Rx, Modular 3/8 Ring, D200mm, Sterile | 99-881200 | Standalone |  | Patients requiring fracture fixation or orthopaedic corrective surgery
Orthopaedics | Trauma - External fixator | Ring external fixator accessories | Other ring external fixator accessories | Orthofix | Truelok Evo Bolt, Pack of 4, L16.5mm, Sterile | 99-885003M | Package |  | Patients requiring fracture fixation or orthopaedic corrective surgery
Orthopaedics | Trauma - External fixator | Ring external fixator accessories | Other ring external fixator accessories | Orthofix | Truelok Evo Speednut, Pack of 2, Sterile | 99-885008M | Package |  | Patients requiring fracture fixation or orthopaedic corrective surgery
Orthopaedics | Trauma - External fixator | Ring external fixator | Foot ring/U-plate | Osteomed | Aluminium conventional foot ring short arm-140 mm | D234000140 | Standalone |  | Patients requiring fracture fixation or orthopaedic corrective surgery
Orthopaedics | Trauma - External fixator | Ring external fixator | Foot ring/U-plate | Osteomed | Aluminium conventional foot ring short arm-160 mm | D234000160 | Standalone |  | Patients requiring fracture fixation or orthopaedic corrective surgery
Orthopaedics | Trauma - External fixator | Ring external fixator | Foot ring/U-plate | Osteomed | Aluminium conventional foot ring long arm-140 mm | D235000140 | Standalone |  | Patients requiring fracture fixation or orthopaedic corrective surgery
Orthopaedics | Trauma - External fixator | Ring external fixator | Foot ring/U-plate | Osteomed | Aluminium conventional foot ring long arm-160 mm | D235000160 | Standalone |  | Patients requiring fracture fixation or orthopaedic corrective surgery
Orthopaedics | Trauma - External fixator | Ring external fixator | Foot ring/U-plate | Osteomed | Composite Foot Ring with Carbon Long Arm, 160mm | D107000160 | Standalone |  | Patients requiring fracture fixation or orthopaedic corrective surgery
Orthopaedics | Trauma - External fixator | Ring external fixator | Partial ring | Osteomed | Half Rings Dia : 140mm | OMS 10-06 | Standalone |  | Patients requiring fracture fixation or orthopaedic corrective surgery
Orthopaedics | Trauma - External fixator | Ring external fixator | Partial ring | Osteomed | HaIf Rings Dia : 160mm | Oms 10-08 | Standalone |  | Patients requiring fracture fixation or orthopaedic corrective surgery
Orthopaedics | Trauma - External fixator | Ring external fixator | Partial ring | Osteomed | Half Rings Dia : 180 mm | OMS 10-09 | Standalone |  | Patients requiring fracture fixation or orthopaedic corrective surgery
Orthopaedics | Trauma - External fixator | Ring external fixator | Partial ring | Osteomed | 5/8 Rings Dia : 140mm | OMS 13-04 | Standalone |  | Patients requiring fracture fixation or orthopaedic corrective surgery
Orthopaedics | Trauma - External fixator | Ring external fixator | Partial ring | Osteomed | 5/8 Rings Dia : 160mm | Oms 13-06 | Standalone |  | Patients requiring fracture fixation or orthopaedic corrective surgery
Orthopaedics | Trauma - External fixator | Ring external fixator | Partial ring | Osteomed | 5/8 Rings Dia : 180 mm | OMS 13-07 | Standalone |  | Patients requiring fracture fixation or orthopaedic corrective surgery
Orthopaedics | Trauma - External fixator | Ring external fixator accessories | Other ring external fixator accessories | Osteomed | Female Post - 2 Hole | OMS 25-01 | Standalone |  | Patients requiring fracture fixation or orthopaedic corrective surgery
Orthopaedics | Trauma - External fixator | Ring external fixator accessories | Other ring external fixator accessories | Osteomed | Female Post- 3 Holes | OMS 25-02 | Standalone |  | Patients requiring fracture fixation or orthopaedic corrective surgery
Orthopaedics | Trauma - External fixator | Ring external fixator accessories | Other ring external fixator accessories | Osteomed | Female Post- 4 Holes | OMS 25-03 | Standalone |  | Patients requiring fracture fixation or orthopaedic corrective surgery
Orthopaedics | Trauma - External fixator | Ring external fixator accessories | Other ring external fixator accessories | Osteomed | Female Post- 2 Hole | OMS 26-01 | Standalone |  | Patients requiring fracture fixation or orthopaedic corrective surgery
Orthopaedics | Trauma - External fixator | Ring external fixator accessories | Other ring external fixator accessories | Osteomed | Male Post - 3 Hole | OMS 26-02 | Standalone |  | Patients requiring fracture fixation or orthopaedic corrective surgery
Orthopaedics | Trauma - External fixator | Ring external fixator accessories | Other ring external fixator accessories | Osteomed | Male Post - 4 Hole | OMS 26-03 | Standalone |  | Patients requiring fracture fixation or orthopaedic corrective surgery
Orthopaedics | Trauma - External fixator | Ring external fixator accessories | Other ring external fixator accessories | Osteomed | Short Connection Plate - 2 Holes | OMS 30-01 | Standalone |  | Patients requiring fracture fixation or orthopaedic corrective surgery
Orthopaedics | Trauma - External fixator | Ring external fixator accessories | Other ring external fixator accessories | Osteomed | Short Connection Plate - 3 Holes | OMS 30-02 | Standalone |  | Patients requiring fracture fixation or orthopaedic corrective surgery
Orthopaedics | Trauma - External fixator | Ring external fixator accessories | Other ring external fixator accessories | Osteomed | Short Connection Plate - 4 Holes | OMS 30-03 | Standalone |  | Patients requiring fracture fixation or orthopaedic corrective surgery
Orthopaedics | Trauma - External fixator | Ring external fixator accessories | Other ring external fixator accessories | Osteomed | Short Connection Plate - 5 Holes | OMS 30-04 | Standalone |  | Patients requiring fracture fixation or orthopaedic corrective surgery
Orthopaedics | Trauma - External fixator | Ring external fixator accessories | Other ring external fixator accessories | Osteomed | Short Connection Plate - 6 Holes | OMS 30-05 | Standalone |  | Patients requiring fracture fixation or orthopaedic corrective surgery
Orthopaedics | Trauma - External fixator | Ring external fixator accessories | Other ring external fixator accessories | Osteomed | Short Connection Plate - 7 Holes | OMS 30-06 | Standalone |  | Patients requiring fracture fixation or orthopaedic corrective surgery
Orthopaedics | Trauma - External fixator | Ring external fixator accessories | Other ring external fixator accessories | Osteomed | Connected Plates with Threaded Ends Size : 5 Holes Length 135mm | OMS 32-01 | Standalone |  | Patients requiring fracture fixation or orthopaedic corrective surgery
Orthopaedics | Trauma - External fixator | Ring external fixator accessories | Other ring external fixator accessories | Osteomed | Connected Plates with Threaded Ends Size : 7 Holes Length 175mm | OMS 32-02 | Standalone |  | Patients requiring fracture fixation or orthopaedic corrective surgery
Orthopaedics | Trauma - External fixator | Ring external fixator accessories | Other ring external fixator accessories | Osteomed | Connected Plates with Threaded Ends Size : 9 Holes Length 215mm | OMS 32-03 | Standalone |  | Patients requiring fracture fixation or orthopaedic corrective surgery
Orthopaedics | Trauma - External fixator | Ring external fixator accessories | Other ring external fixator accessories | Osteomed | Connected Plates with Threaded Ends Size : 11 Holes Length 255mm | OMS 32-04 | Standalone |  | Patients requiring fracture fixation or orthopaedic corrective surgery
Orthopaedics | Trauma - External fixator | Ring external fixator accessories | Other ring external fixator accessories | Osteomed | Twisted Plates - 2 Holes | OMS 33-01 | Standalone |  | Patients requiring fracture fixation or orthopaedic corrective surgery
Orthopaedics | Trauma - External fixator | Ring external fixator accessories | Other ring external fixator accessories | Osteomed | Twisted Plates - 3 Holes | OMS 33-02 | Standalone |  | Patients requiring fracture fixation or orthopaedic corrective surgery
Orthopaedics | Trauma - External fixator | Ring external fixator accessories | Other ring external fixator accessories | Osteomed | Twisted Plates - 4 Holes | OMS 33-03 | Standalone |  | Patients requiring fracture fixation or orthopaedic corrective surgery
Orthopaedics | Trauma - External fixator | Ring external fixator accessories | Other ring external fixator accessories | Osteomed | Curved Extension Plate - 3 Holes | OMS 34-01 | Standalone |  | Patients requiring fracture fixation or orthopaedic corrective surgery
Orthopaedics | Trauma - External fixator | Ring external fixator accessories | Other ring external fixator accessories | Osteomed | Bushing (for Big RFS) | OMS 35-01 | Standalone |  | Patients requiring fracture fixation or orthopaedic corrective surgery
Orthopaedics | Trauma - External fixator | Ring external fixator accessories | Other ring external fixator accessories | Osteomed | Threaded Socket -30mm | OMS 36-02 | Standalone |  | Patients requiring fracture fixation or orthopaedic corrective surgery
Orthopaedics | Trauma - External fixator | Ring external fixator accessories | Other ring external fixator accessories | Osteomed | Threaded Socket -40mm | OMS 36-03 | Standalone |  | Patients requiring fracture fixation or orthopaedic corrective surgery
Orthopaedics | Trauma - External fixator | Ring external fixator accessories | Other ring external fixator accessories | Osteomed | Threaded Socket -60mm | OMS 36-04 | Standalone |  | Patients requiring fracture fixation or orthopaedic corrective surgery
Orthopaedics | Trauma - External fixator | Ring external fixator accessories | Other ring external fixator accessories | Osteomed | Square Nuts | OMS 41-04 | Standalone |  | Patients requiring fracture fixation or orthopaedic corrective surgery
Orthopaedics | Trauma - External fixator | Ring external fixator accessories | Other ring external fixator accessories | Osteomed | Nylon Insert Nuts | OMS 41-05 | Standalone |  | Patients requiring fracture fixation or orthopaedic corrective surgery
Orthopaedics | Trauma - External fixator | Ring external fixator accessories | Other ring external fixator accessories | Osteomed | Block for Half Pins - 1 Holes | OMS 51-01 | Standalone |  | Patients requiring fracture fixation or orthopaedic corrective surgery
Orthopaedics | Trauma - External fixator | Ring external fixator accessories | Other ring external fixator accessories | Osteomed | Block for Half Pins with Centre Sleeve | OMS 51-01A | Standalone |  | Patients requiring fracture fixation or orthopaedic corrective surgery
Orthopaedics | Trauma - External fixator | Ring external fixator accessories | Other ring external fixator accessories | Osteomed | Block for Half Pins - 2 Holes | OMS 51-02 | Standalone |  | Patients requiring fracture fixation or orthopaedic corrective surgery
Orthopaedics | Trauma - External fixator | Ring external fixator accessories | Other ring external fixator accessories | Osteomed | Block for Half Pins with Centre Sleeve | OMS 51-02A | Standalone |  | Patients requiring fracture fixation or orthopaedic corrective surgery
Orthopaedics | Trauma - External fixator | Ring external fixator accessories | Other ring external fixator accessories | Osteomed | Block for Half Pins - 3 Holes | OMS 51-03 | Standalone |  | Patients requiring fracture fixation or orthopaedic corrective surgery
Orthopaedics | Trauma - External fixator | Ring external fixator accessories | Other ring external fixator accessories | Osteomed | Block for Half Pins with Centre Sleeve | OMS 51-03A | Standalone |  | Patients requiring fracture fixation or orthopaedic corrective surgery
Orthopaedics | Trauma - External fixator | Ring external fixator accessories | Other ring external fixator accessories | Osteomed | Block for Half Pins - 4Holes | OMS 51-04 | Standalone |  | Patients requiring fracture fixation or orthopaedic corrective surgery
Orthopaedics | Trauma - External fixator | Ring external fixator accessories | Other ring external fixator accessories | Orthofix | Block for Half Pins - 5 Holes | OMS 51-05 | Standalone |  | Patients requiring fracture fixation or orthopaedic corrective surgery
Orthopaedics | Trauma - External fixator | Ring external fixator accessories | Other ring external fixator accessories | Orthofix | Cannulated Wire Fixation Bolt | OMS 52-01 | Standalone |  | Patients requiring fracture fixation or orthopaedic corrective surgery
Orthopaedics | Trauma - External fixator | Ring external fixator accessories | Other ring external fixator accessories | Orthofix | Slotted Wire Fixation Bolt | OMS 52-03 | Standalone |  | Patients requiring fracture fixation or orthopaedic corrective surgery
Orthopaedics | Trauma - External fixator | Articulated external fixator | Articulated external fixator package/kit/set | Orthofix | Prefix II Package (Consisting of 4 Rods, 4 Rod Screw Clip Clamps, 4 Rod Clip Clamps and 4 Screws) | PREFIX01 | Package |  | Patients requiring fracture fixation or orthopaedic corrective surgery
Orthopaedics | Trauma - External fixator | Articulated external fixator accessories | Articulated external fixator - Clamp | Orthofix | Transfixing Pin Clamp | 92026 | Standalone | DE0007702 | Patients requiring fracture fixation or orthopaedic corrective surgery
Orthopaedics | Trauma - External fixator | Articulated external fixator accessories | Articulated external fixator - Clamp | Orthofix | Rod Screw Clip Clamp | 92016 | Standalone | DE0007702 | Patients requiring fracture fixation or orthopaedic corrective surgery
Orthopaedics | Trauma - External fixator | Articulated external fixator accessories | Articulated external fixator - Clamp | Orthofix | Rod Clip Clamp | 92012 | Standalone | DE0007702 | Patients requiring fracture fixation or orthopaedic corrective surgery
Orthopaedics | Trauma - External fixator | Articulated external fixator accessories | Articulated external fixator - Rod/bar/tube | Orthofix | Rod 125mm Long | 92125 | Standalone | DE0007702 | Patients requiring fracture fixation or orthopaedic corrective surgery
Orthopaedics | Trauma - External fixator | Articulated external fixator accessories | Articulated external fixator - Rod/bar/tube | Orthofix | Rod 175mm Long | 92175 | Standalone | DE0007702 | Patients requiring fracture fixation or orthopaedic corrective surgery
Orthopaedics | Trauma - External fixator | Articulated external fixator accessories | Articulated external fixator - Rod/bar/tube | Orthofix | Rod 275mm Long | 92275 | Standalone | DE0007702 | Patients requiring fracture fixation or orthopaedic corrective surgery
Orthopaedics | Trauma - External fixator | Articulated external fixator accessories | Articulated external fixator - Rod/bar/tube | Orthofix | Rod 350mm Long | 92350 | Standalone | DE0007702 | Patients requiring fracture fixation or orthopaedic corrective surgery
Orthopaedics | Trauma - External fixator | Articulated external fixator accessories | Articulated external fixator - Pin/screw/wire | Orthofix | X-Caliber Screws Thread Length 30mm | 911530 | Standalone | DE0007898 | Patients requiring fracture fixation or orthopaedic corrective surgery
Orthopaedics | Trauma - External fixator | Articulated external fixator accessories | Articulated external fixator - Pin/screw/wire | Orthofix | X-Caliber Screws Thread Length 40mm | 911540 | Standalone | DE0007898 | Patients requiring fracture fixation or orthopaedic corrective surgery
Orthopaedics | Trauma - External fixator | Articulated external fixator accessories | Articulated external fixator - Pin/screw/wire | Orthofix | X-Caliber Screws Thread Length 50mm | 911550 | Standalone | DE0007898 | Patients requiring fracture fixation or orthopaedic corrective surgery
Orthopaedics | Trauma - External fixator | Articulated external fixator accessories | Articulated external fixator - Pin/screw/wire | Orthofix | X-Caliber Screws Thread Length 40mm | 912640 | Standalone | DE0007898 | Patients requiring fracture fixation or orthopaedic corrective surgery
Orthopaedics | Trauma - External fixator | Articulated external fixator accessories | Articulated external fixator - Pin/screw/wire | Orthofix | X-Caliber Screws Thread Length 50mm | 912650 | Standalone | DE0007898 | Patients requiring fracture fixation or orthopaedic corrective surgery
Orthopaedics | Trauma - External fixator | Articulated external fixator accessories | Articulated external fixator - Pin/screw/wire | Orthofix | X-Caliber Screws Thread Length 60mm | 912660 | Standalone | DE0007898 | Patients requiring fracture fixation or orthopaedic corrective surgery
Orthopaedics | Trauma - External fixator | Articulated external fixator accessories | Other articulated external fixator accessories | Orthofix | Sterillizable Screw Cover | 10200 | Standalone |  | Patients requiring fracture fixation or orthopaedic corrective surgery
Orthopaedics | Trauma - External fixator | Modular external fixator accessories | Modular external fixator - Clamp | Orthofix | Small Clamp | 93310 | Standalone | DE0502231 | Patients requiring fracture fixation or orthopaedic corrective surgery
Orthopaedics | Trauma - External fixator | Modular external fixator accessories | Modular external fixator - Clamp | Orthofix | Small Clamp (Sterile) | 99-93310 | Standalone | DE0502231 | Patients requiring fracture fixation or orthopaedic corrective surgery
Orthopaedics | Trauma - External fixator | Modular external fixator accessories | Modular external fixator - Clamp | Orthofix | Medium Clamp | 93110 | Standalone | DE0502231 | Patients requiring fracture fixation or orthopaedic corrective surgery
Orthopaedics | Trauma - External fixator | Modular external fixator accessories | Modular external fixator - Clamp | Orthofix | Medium Clamp (Sterile) | 99-93110 | Standalone | DE0502231 | Patients requiring fracture fixation or orthopaedic corrective surgery
Orthopaedics | Trauma - External fixator | Modular external fixator accessories | Modular external fixator - Clamp | Orthofix | Large Clamp | 93010 | Standalone | DE0502231 | Patients requiring fracture fixation or orthopaedic corrective surgery
Orthopaedics | Trauma - External fixator | Modular external fixator accessories | Modular external fixator - Clamp | Orthofix | Large Clamp (Sterile) | 99-93010 | Standalone | DE0502231 | Patients requiring fracture fixation or orthopaedic corrective surgery
Orthopaedics | Trauma - External fixator | Modular external fixator accessories | Modular external fixator - Rod/bar/tube | Orthofix | Rod D 6mm L 60mm | 936060 | Standalone | DE0502231 | Patients requiring fracture fixation or orthopaedic corrective surgery
Orthopaedics | Trauma - External fixator | Modular external fixator accessories | Modular external fixator - Rod/bar/tube | Orthofix | Rod D 6mm L 80mm | 936080 | Standalone | DE0502231 | Patients requiring fracture fixation or orthopaedic corrective surgery
Orthopaedics | Trauma - External fixator | Modular external fixator accessories | Modular external fixator - Rod/bar/tube | Orthofix | Rod D 6mm L 100mm | 936100 | Standalone | DE0502231 | Patients requiring fracture fixation or orthopaedic corrective surgery
Orthopaedics | Trauma - External fixator | Modular external fixator accessories | Modular external fixator - Rod/bar/tube | Orthofix | Rod D 6mm L120mm | 936120 | Standalone | DE0502231 | Patients requiring fracture fixation or orthopaedic corrective surgery
Orthopaedics | Trauma - External fixator | Modular external fixator accessories | Modular external fixator - Rod/bar/tube | Orthofix | Rod D 6mm L 140mm | 936140 | Standalone | DE0502231 | Patients requiring fracture fixation or orthopaedic corrective surgery
Orthopaedics | Trauma - External fixator | Modular external fixator accessories | Modular external fixator - Rod/bar/tube | Orthofix | Rod D 6mm L 160mm | 936160 | Standalone | DE0502231 | Patients requiring fracture fixation or orthopaedic corrective surgery
Orthopaedics | Trauma - External fixator | Modular external fixator accessories | Modular external fixator - Rod/bar/tube | Orthofix | Rod D 6mm L 180mm | 936180 | Standalone | DE0502231 | Patients requiring fracture fixation or orthopaedic corrective surgery
Orthopaedics | Trauma - External fixator | Modular external fixator accessories | Modular external fixator - Rod/bar/tube | Orthofix | Rod D 6mm L 200mm | 936200 | Standalone | DE0502231 | Patients requiring fracture fixation or orthopaedic corrective surgery
Orthopaedics | Trauma - External fixator | Modular external fixator accessories | Modular external fixator - Rod/bar/tube | Orthofix | Rod D 9mm L 100mm | 939100 | Standalone | DE0502231 | Patients requiring fracture fixation or orthopaedic corrective surgery
Orthopaedics | Trauma - External fixator | Modular external fixator accessories | Modular external fixator - Rod/bar/tube | Orthofix | Rod D 9mm L 150mm | 939150 | Standalone | DE0502231 | Patients requiring fracture fixation or orthopaedic corrective surgery
Orthopaedics | Trauma - External fixator | Modular external fixator accessories | Modular external fixator - Rod/bar/tube | Orthofix | Rod D 9mm L 200mm | 939200 | Standalone | DE0502231 | Patients requiring fracture fixation or orthopaedic corrective surgery
Orthopaedics | Trauma - External fixator | Modular external fixator accessories | Modular external fixator - Rod/bar/tube | Orthofix | Rod D 9mm L 250mm | 939250 | Standalone | DE0502231 | Patients requiring fracture fixation or orthopaedic corrective surgery
Orthopaedics | Trauma - External fixator | Modular external fixator accessories | Modular external fixator - Rod/bar/tube | Orthofix | Rod D 9mm L 300mm | 939300 | Standalone | DE0502231 | Patients requiring fracture fixation or orthopaedic corrective surgery
Orthopaedics | Trauma - External fixator | Modular external fixator accessories | Modular external fixator - Rod/bar/tube | Orthofix | Rod D 12mm L 100mm | 932100 | Standalone | DE0502231 | Patients requiring fracture fixation or orthopaedic corrective surgery
Orthopaedics | Trauma - External fixator | Modular external fixator accessories | Modular external fixator - Rod/bar/tube | Orthofix | Rod D 12mm L 150mm | 932150 | Standalone | DE0502231 | Patients requiring fracture fixation or orthopaedic corrective surgery
Orthopaedics | Trauma - External fixator | Modular external fixator accessories | Modular external fixator - Rod/bar/tube | Orthofix | Rod D 12mm L 200mm | 932200 | Standalone | DE0502231 | Patients requiring fracture fixation or orthopaedic corrective surgery
Orthopaedics | Trauma - External fixator | Modular external fixator accessories | Modular external fixator - Rod/bar/tube | Orthofix | Rod D 12mm L 250mm | 932250 | Standalone | DE0502231 | Patients requiring fracture fixation or orthopaedic corrective surgery
Orthopaedics | Trauma - External fixator | Modular external fixator accessories | Modular external fixator - Rod/bar/tube | Orthofix | Rod D 12mm L 300mm | 932300 | Standalone | DE0502231 | Patients requiring fracture fixation or orthopaedic corrective surgery
Orthopaedics | Trauma - External fixator | Modular external fixator accessories | Modular external fixator - Rod/bar/tube | Orthofix | Rod D 12mm L 350mm | 932350 | Standalone | DE0502231 | Patients requiring fracture fixation or orthopaedic corrective surgery
Orthopaedics | Trauma - External fixator | Modular external fixator accessories | Modular external fixator - Rod/bar/tube | Orthofix | Rod D 12mm L 400mm | 932400 | Standalone | DE0502231 | Patients requiring fracture fixation or orthopaedic corrective surgery
Orthopaedics | Trauma - External fixator | Modular external fixator accessories | Modular external fixator - Rod/bar/tube | Orthofix | 6mm L Rod | 936010 | Standalone | DE0502231 | Patients requiring fracture fixation or orthopaedic corrective surgery
Orthopaedics | Trauma - External fixator | Modular external fixator accessories | Modular external fixator - Clamp | Orthofix | LightFixVista Single Clamp | 33010 | Standalone |  | Patients requiring fracture fixation or orthopaedic corrective surgery
Orthopaedics | Trauma - External fixator | Modular external fixator accessories | Modular external fixator - Rod/bar/tube | Orthofix | LightFixVista Bar L150mm D12mm | 332150 | Standalone |  | Patients requiring fracture fixation or orthopaedic corrective surgery
Orthopaedics | Trauma - External fixator | Modular external fixator accessories | Modular external fixator - Rod/bar/tube | Orthofix | LightfFixVista Bar L200mm D12mm | 332200 | Standalone |  | Patients requiring fracture fixation or orthopaedic corrective surgery
Orthopaedics | Trauma - External fixator | Modular external fixator accessories | Modular external fixator - Rod/bar/tube | Orthofix | LightFixVista Bar L250mm D12mm | 332250 | Standalone |  | Patients requiring fracture fixation or orthopaedic corrective surgery
Orthopaedics | Trauma - External fixator | Modular external fixator accessories | Modular external fixator - Rod/bar/tube | Orthofix | LightFixVista Bar L300mm D12mm | 332300 | Standalone |  | Patients requiring fracture fixation or orthopaedic corrective surgery
Orthopaedics | Trauma - External fixator | Modular external fixator accessories | Modular external fixator - Rod/bar/tube | Orthofix | LightFixVIsta Bar L350mm D12mm | 332350 | Standalone |  | Patients requiring fracture fixation or orthopaedic corrective surgery
Orthopaedics | Trauma - External fixator | Modular external fixator accessories | Modular external fixator - Rod/bar/tube | Orthofix | LightFixVista Bar L400mm D12mm | 332400 | Standalone |  | Patients requiring fracture fixation or orthopaedic corrective surgery
Orthopaedics | Trauma - External fixator | Articulated external fixator | Articulated external fixator - Rail | Orthofix | Minifixator Long Body | M404 | Standalone | DE0007425 | Patients requiring fracture fixation or orthopaedic corrective surgery
Orthopaedics | Trauma - External fixator | Articulated external fixator | Articulated external fixator - Rail | Orthofix | Minifixator Standard Body | M403 | Standalone | DE0007425 | Patients requiring fracture fixation or orthopaedic corrective surgery
Orthopaedics | Trauma - External fixator | Articulated external fixator | Articulated external fixator - Rail | Orthofix | Minifixator Short Body | M402 | Standalone | DE0007425 | Patients requiring fracture fixation or orthopaedic corrective surgery
Orthopaedics | Trauma - External fixator | Articulated external fixator | Articulated external fixator package/kit/set | Orthofix | Pennig Minifixator Long Kit | M407 | Package | DE0007425 | Patients requiring fracture fixation or orthopaedic corrective surgery
Orthopaedics | Trauma - External fixator | Articulated external fixator accessories | Other articulated external fixator accessories | Orthofix | Minifixator CD Nuts | M412 | Standalone | DE0007425 | Patients requiring fracture fixation or orthopaedic corrective surgery
Orthopaedics | Trauma - External fixator | Articulated external fixator | Articulated external fixator package/kit/set | Orthofix | Pennig Minifixator Standard Kit | M406 | Package | DE0007425 | Patients requiring fracture fixation or orthopaedic corrective surgery
Orthopaedics | Trauma - External fixator | Articulated external fixator | Articulated external fixator package/kit/set | Orthofix | Pennig Minifixator Short Kit | M405 | Package | DE0007425 | Patients requiring fracture fixation or orthopaedic corrective surgery
Orthopaedics | Trauma - External fixator | Articulated external fixator accessories | Other articulated external fixator accessories | Orthofix | MiniRail Lengthener/Fixator Clamp Cover Screw | M132 | Standalone | DE0007425 | Patients requiring fracture fixation or orthopaedic corrective surgery
Orthopaedics | Trauma - External fixator | Articulated external fixator accessories | Other articulated external fixator accessories | Orthofix | Pennig Minifixator Clamp Locking Screw | M413 | Standalone | DE0007425 | Patients requiring fracture fixation or orthopaedic corrective surgery
Orthopaedics | Trauma - External fixator | Articulated external fixator accessories | Articulated external fixator - Pin/screw/wire | Orthofix | Threaded Wires Dia 2.0mm, Sterile (Pack of 4) | 99-M426 | Package | DE0007425 | Patients requiring fracture fixation or orthopaedic corrective surgery
Orthopaedics | Trauma - External fixator | Articulated external fixator accessories | Articulated external fixator - Pin/screw/wire | Orthofix | Threaded Wires Dia 1.6mm, Sterile (Pack of 4) | 99-M420 | Package | DE0007425 | Patients requiring fracture fixation or orthopaedic corrective surgery
Orthopaedics | Trauma - External fixator | Articulated external fixator | Articulated external fixator package/kit/set | Orthofix | Pennig Dynamic Wrist Fixator Kit | 37000 | Package | DE0007425 | Patients requiring fracture fixation or orthopaedic corrective surgery
Orthopaedics | Trauma - External fixator | Articulated external fixator | Articulated external fixator package/kit/set | Orthofix | Pennig Dynamic Wrist Fixator with Compression-Distraction Module Kit | 37001 | Package | DE0007425 | Patients requiring fracture fixation or orthopaedic corrective surgery
Orthopaedics | Trauma - External fixator | Articulated external fixator accessories | Other articulated external fixator accessories | Orthofix | Extra-articular Radiolucent Wrist Clamp Screw Re-use Kit (set of 3) | 37071 | Package | DE0007425 | Patients requiring fracture fixation or orthopaedic corrective surgery
Orthopaedics | Trauma - External fixator | Articulated external fixator accessories | Other articulated external fixator accessories | Orthofix | Pennig Dynamic Wrist Fixator - Clamp Cover/ Anchoring Screw | 37080 | Standalone | DE0007425 | Patients requiring fracture fixation or orthopaedic corrective surgery
Orthopaedics | Trauma - External fixator | Articulated external fixator | Articulated external fixator package/kit/set | Orthofix | Radiolucent Wrist Fixator Kit, Sterile | 99-36501 | Package | DE0007425 | Patients requiring fracture fixation or orthopaedic corrective surgery
Orthopaedics | Trauma - External fixator | Modular external fixator | Modular external fixator package/kit/set | Orthofix | Meta-Diaphyseal Kit (Sterile) | 99-91000 | Package | DE0007700 | Patients requiring fracture fixation or orthopaedic corrective surgery
Orthopaedics | Trauma - External fixator | Modular external fixator | Modular external fixator package/kit/set | Orthofix | Meta-Diaphyseal Kit with Dynamic Compression Distraction Unit (Sterile) | 99-91215 | Package | DE0007700 | Patients requiring fracture fixation or orthopaedic corrective surgery
Orthopaedics | Trauma - External fixator | Modular external fixator | Modular external fixator package/kit/set | Orthofix | XCaliber Hybrid Kit (Sterile) | 99-91080 | Package |  | Patients requiring fracture fixation or orthopaedic corrective surgery
Orthopaedics | Trauma - External fixator | Articulated external fixator | Articulated external fixator package/kit/set | Orthofix | Articulated Ankle Kit with Dynamic Compression Distraction Unit (Sterile) | 99-91245 | Package | DE0007701 | Patients requiring fracture fixation or orthopaedic corrective surgery
Orthopaedics | Trauma - External fixator | Articulated external fixator | Articulated external fixator package/kit/set | Orthofix | Articulated Ankle Kit (Sterile) | 99-91047 | Package | DE0007701 | Patients requiring fracture fixation or orthopaedic corrective surgery
Orthopaedics | Trauma - External fixator | Modular external fixator accessories | Other modular external fixator accessories | Orthofix | XCaliber Dynamic C/D Unit (Sterile) | 99-91015 | Standalone | DE0007701 | Patients requiring fracture fixation or orthopaedic corrective surgery
Orthopaedics | Trauma - External fixator | Modular external fixator accessories | Modular external fixator - Rod/bar/tube | Orthofix | Supplementary Screw Holder Bar (150mm) | 91039 | Standalone |  | Patients requiring fracture fixation or orthopaedic corrective surgery
Orthopaedics | Trauma - External fixator | Modular external fixator accessories | Modular external fixator - Rod/bar/tube | Orthofix | Supplementary Screw Holder Bar (300mm) | 81043 | Standalone |  | Patients requiring fracture fixation or orthopaedic corrective surgery
Orthopaedics | Trauma - External fixator | Modular external fixator accessories | Modular external fixator - Clamp | Orthofix | Supplementary Screw Holder Clamp | 90038 | Standalone | DE0007703 | Patients requiring fracture fixation or orthopaedic corrective surgery
Orthopaedics | Trauma - External fixator | Ring external fixator | Partial ring | Orthofix | 1/3 Ring Inner Diameter 175mm | 81003 | Standalone |  | Patients requiring fracture fixation or orthopaedic corrective surgery
Orthopaedics | Trauma - External fixator | Ring external fixator accessories | Ring external fixator - Pin/screw/wire | Orthofix | X-Wire with Lateral Olive 400mm | 80112 | Standalone | DE0007546 | Patients requiring fracture fixation or orthopaedic corrective surgery
Orthopaedics | Trauma - External fixator | Ring external fixator accessories | Ring external fixator - Pin/screw/wire | Orthofix | X-Wire with Central Olive 400mm | 80121 | Standalone | DE0007546 | Patients requiring fracture fixation or orthopaedic corrective surgery
Orthopaedics | Trauma - External fixator | Ring external fixator accessories | Ring external fixator - Pin/screw/wire | Orthofix | X-Wire with without Olive 400mm | 80122 | Standalone | DE0007546 | Patients requiring fracture fixation or orthopaedic corrective surgery
Orthopaedics | Trauma - External fixator | Ring external fixator accessories | Ring external fixator - Clamp | Orthofix | Independent Wire Clamp | 80041 | Standalone | DE0007546 | Patients requiring fracture fixation or orthopaedic corrective surgery
Orthopaedics | Trauma - External fixator | Ring external fixator | Partial ring | Orthofix | 1/3 Radiolucent Ring 175mm | 81175P | Standalone |  | Patients requiring fracture fixation or orthopaedic corrective surgery
Orthopaedics | Trauma - External fixator | Special external fixator | Long bone package/kit/set - Non-radiolucent | Orthofix | LONG ADULT LRS (Package) | 50510 | Package |  | Patients requiring fracture fixation or orthopaedic corrective surgery
Orthopaedics | Trauma - External fixator | Special external fixator | Long bone package/kit/set - Non-radiolucent | Orthofix | STANDARD ADULT LRS KIT (Package) | 50500 | Package |  | Patients requiring fracture fixation or orthopaedic corrective surgery
Orthopaedics | Trauma - External fixator | Special external fixator | Long bone package/kit/set - Non-radiolucent | Orthofix | SHORT ADULT LRS KIT ( Package) | 50515 | Package |  | Patients requiring fracture fixation or orthopaedic corrective surgery
Orthopaedics | Trauma - External fixator | Special external fixator accessories | Special external fixator - Clamp | Orthofix | SANDWICH CLAMP WITH CD UNIT ATTACHMENTS | 50547 | Standalone |  | Patients requiring fracture fixation or orthopaedic corrective surgery
Orthopaedics | Trauma - External fixator | Special external fixator accessories | Special external fixator - Dyna-ring | Orthofix | DYNA-RING WITH CD UNIT ATTACH FOR LRS | 50536 | Standalone |  | Patients requiring fracture fixation or orthopaedic corrective surgery
Orthopaedics | Trauma - External fixator | Special external fixator | Long bone package/kit/set - Non-radiolucent | Orthofix | LONG PAEDS LRS (PACKAGE) | 55020 | Package |  | Patients requiring fracture fixation or orthopaedic corrective surgery
Orthopaedics | Trauma - External fixator | Special external fixator | Long bone package/kit/set - Non-radiolucent | Orthofix | STANDARD PAEDS LRS (PACKAGE) | 55010 | Package |  | Patients requiring fracture fixation or orthopaedic corrective surgery
Orthopaedics | Trauma - External fixator | Special external fixator | Long bone package/kit/set - Non-radiolucent | Orthofix | SHORT PAEDS LRS (Package) | 55000 | Package |  | Patients requiring fracture fixation or orthopaedic corrective surgery
Orthopaedics | Trauma - External fixator | Special external fixator | Special external fixator - Rail - Non-radiolucent | Orthofix | Paed LRS Rail, Short, Length 15cm | 55060 | Standalone |  | Patients requiring fracture fixation or orthopaedic corrective surgery
Orthopaedics | Trauma - External fixator | Special external fixator | Special external fixator - Rail - Non-radiolucent | Orthofix | Paed LRS Rail, Extra-Short, Length 10cm | 55055 | Standalone |  | Patients requiring fracture fixation or orthopaedic corrective surgery
Orthopaedics | Trauma - External fixator | Special external fixator accessories | Special external fixator - Clamp | Orthofix | Paed LRS Staright Clamp | 55050 | Standalone |  | Patients requiring fracture fixation or orthopaedic corrective surgery
Orthopaedics | Trauma - External fixator | Special external fixator accessories | Special external fixator - Clamp | Orthofix | Paed LRS T-Clamp | 55030 | Standalone |  | Patients requiring fracture fixation or orthopaedic corrective surgery
Orthopaedics | Trauma - External fixator | Special external fixator accessories | Special external fixator - Clamp | Orthofix | Paed LRS Swivelling Clamp | 55100 | Standalone |  | Patients requiring fracture fixation or orthopaedic corrective surgery
Orthopaedics | Trauma - External fixator | Special external fixator accessories | Special external fixator - Dyna-ring | Orthofix | Paed LRS Dyna-Ring with Compression-Distraction Unit Attachment | 55036 | Standalone |  | Patients requiring fracture fixation or orthopaedic corrective surgery
Orthopaedics | Trauma - External fixator | Special external fixator accessories | Other special external fixator accessories | Orthofix | Paed LRS Locking Screw | 55090 | Standalone |  | Patients requiring fracture fixation or orthopaedic corrective surgery
Orthopaedics | Trauma - External fixator | Modular external fixator accessories | Other modular external fixator accessories | Orthofix | Clamp Screw | 30014 | Standalone |  | Patients requiring fracture fixation or orthopaedic corrective surgery
Orthopaedics | Trauma - External fixator | Special external fixator | Long bone package/kit/set - Radiolucent | Orthofix | Fixator Assisted Plating Advanced Limb Reconstruction System (Package) | ADVLRS01 | Package |  | Patients requiring fracture fixation or orthopaedic corrective surgery
Orthopaedics | Trauma - External fixator | Special external fixator | Special external fixator - Rail - Non-radiolucent | Orthofix | ADV LRS rail 120mm | 53544 | Standalone |  | Patients requiring fracture fixation or orthopaedic corrective surgery
Orthopaedics | Trauma - External fixator | Special external fixator accessories | Special external fixator - Dyna-ring | Orthofix | ADV Dyna-Ring | 53536 | Standalone |  | Patients requiring fracture fixation or orthopaedic corrective surgery
Orthopaedics | Trauma - External fixator | Special external fixator | Long bone package/kit/set - Non-radiolucent | Orthofix | ADV LRS KIT 200MM | 53515 | Package |  | Patients requiring fracture fixation or orthopaedic corrective surgery
Orthopaedics | Trauma - External fixator | Special external fixator | Long bone package/kit/set - Radiolucent | Orthofix | ADV RADIOLUCENT LRS KIT 200MM | 53515R | Package |  | Patients requiring fracture fixation or orthopaedic corrective surgery
Orthopaedics | Trauma - External fixator | Special external fixator accessories | Special external fixator - Hinge | Orthofix | Knee Hinge Replacement Kit | 53592 | Standalone |  | Patients requiring fracture fixation or orthopaedic corrective surgery
Orthopaedics | Trauma - External fixator | Special external fixator accessories | Special external fixator - Clamp | Orthofix | ADV LRS Sandwich Clamp (15mm) | 53547 | Standalone |  | Patients requiring fracture fixation or orthopaedic corrective surgery
Orthopaedics | Trauma - External fixator | Special external fixator accessories | Special external fixator - Clamp | Orthofix | ADV LRS Sandwich Clamp (8mm) | 53548 | Standalone |  | Patients requiring fracture fixation or orthopaedic corrective surgery
Orthopaedics | Trauma - External fixator | Special external fixator accessories | Other special external fixator accessories | Orthofix | Clamp Locking Screw | 53014 | Standalone |  | Patients requiring fracture fixation or orthopaedic corrective surgery
Orthopaedics | Trauma - External fixator | Modular external fixator accessories | Modular external fixator - Clamp | Master-Med. | Clamp rod D 12-rod D 12 | SP-001 | Standalone |  | Patients requiring fracture fixation or orthopaedic corrective surgery
Orthopaedics | Trauma - External fixator | Modular external fixator accessories | Modular external fixator - Clamp | Master-Med. | Clamp rod D 12-half pin D 5,D6 | SP-002 | Standalone |  | Patients requiring fracture fixation or orthopaedic corrective surgery
Orthopaedics | Trauma - External fixator | Modular external fixator accessories | Modular external fixator - Clamp | Master-Med. | Clamp rod D 12-half pin D 4 | SP-005 | Standalone |  | Patients requiring fracture fixation or orthopaedic corrective surgery
Orthopaedics | Trauma - External fixator | Modular external fixator accessories | Modular external fixator - Clamp | Master-Med. | T-Clamp | SP-003 | Standalone |  | Patients requiring fracture fixation or orthopaedic corrective surgery
Orthopaedics | Trauma - External fixator | Modular external fixator accessories | Modular external fixator - Rod/bar/tube | Master-Med. | Carbon rod L-100 D 12 | SP-010 | Standalone |  | Patients requiring fracture fixation or orthopaedic corrective surgery
Orthopaedics | Trauma - External fixator | Modular external fixator accessories | Modular external fixator - Rod/bar/tube | Master-Med. | Carbon rod L-150 D 12 | SP-015 | Standalone |  | Patients requiring fracture fixation or orthopaedic corrective surgery
Orthopaedics | Trauma - External fixator | Modular external fixator accessories | Modular external fixator - Rod/bar/tube | Master-Med. | Carbon rod L-200 D 12 | SP-020 | Standalone |  | Patients requiring fracture fixation or orthopaedic corrective surgery
Orthopaedics | Trauma - External fixator | Modular external fixator accessories | Modular external fixator - Rod/bar/tube | Master-Med. | Carbon rod L-250 D 12 | SP-025 | Standalone |  | Patients requiring fracture fixation or orthopaedic corrective surgery
Orthopaedics | Trauma - External fixator | Modular external fixator accessories | Modular external fixator - Rod/bar/tube | Master-Med. | Carbon rod L-300 D 12 | SP-030 | Standalone |  | Patients requiring fracture fixation or orthopaedic corrective surgery
Orthopaedics | Trauma - External fixator | Modular external fixator accessories | Modular external fixator - Rod/bar/tube | Master-Med. | Carbon rod L-350 D 12 | SP-035 | Standalone |  | Patients requiring fracture fixation or orthopaedic corrective surgery
Orthopaedics | Trauma - External fixator | Modular external fixator accessories | Modular external fixator - Rod/bar/tube | Master-Med. | Carbon rod L-400 D 12 | SP-040 | Standalone |  | Patients requiring fracture fixation or orthopaedic corrective surgery
Orthopaedics | Trauma - External fixator | Modular external fixator accessories | Modular external fixator - Clamp | Master-Med. | Clamp rod D 6- rod D6 | HB-001 | Standalone |  | Patients requiring fracture fixation or orthopaedic corrective surgery
Orthopaedics | Trauma - External fixator | Modular external fixator accessories | Modular external fixator - Clamp | Master-Med. | Clamp rod D 6-half pin D 2,5,D3, D4 | HB-002 | Standalone |  | Patients requiring fracture fixation or orthopaedic corrective surgery
Orthopaedics | Trauma - External fixator | Modular external fixator accessories | Modular external fixator - Rod/bar/tube | Master-Med. | Carbon rod L-100 D 6 | HB-010 | Standalone |  | Patients requiring fracture fixation or orthopaedic corrective surgery
Orthopaedics | Trauma - External fixator | Modular external fixator accessories | Modular external fixator - Rod/bar/tube | Master-Med. | Carbon rod L-150 D 6 | HB-015 | Standalone |  | Patients requiring fracture fixation or orthopaedic corrective surgery
Orthopaedics | Trauma - External fixator | Modular external fixator accessories | Modular external fixator - Rod/bar/tube | Master-Med. | Carbon rod L-200 D 6 | HB-020 | Standalone |  | Patients requiring fracture fixation or orthopaedic corrective surgery
Orthopaedics | Trauma - External fixator | Modular external fixator accessories | Modular external fixator - Rod/bar/tube | Master-Med. | Carbon rod L-250 D 6 | HB-025 | Standalone |  | Patients requiring fracture fixation or orthopaedic corrective surgery
Orthopaedics | Trauma - External fixator | Modular external fixator accessories | Modular external fixator - Rod/bar/tube | Master-Med. | Carbon rod L-300 D 6 | HB-030 | Standalone |  | Patients requiring fracture fixation or orthopaedic corrective surgery
Orthopaedics | Trauma - External fixator | Modular external fixator accessories | Modular external fixator - Rod/bar/tube | Master-Med. | Carbon rod L-350 D 6 | HB-035 | Standalone |  | Patients requiring fracture fixation or orthopaedic corrective surgery
Orthopaedics | Trauma - External fixator | Modular external fixator accessories | Modular external fixator - Rod/bar/tube | Master-Med. | Carbon rod L-400 D 6 | HB-040 | Standalone |  | Patients requiring fracture fixation or orthopaedic corrective surgery
Orthopaedics | Trauma - External fixator | Ring external fixator | Partial ring | Siora Surgicals Pvt. Ltd | 5/8th Ring - Stainless Steel (Modified Version) Length 240mm | 231.124 | Standalone |  | Patients requiring fracture fixation or orthopaedic corrective surgery
Orthopaedics | Trauma - External fixator | Ring external fixator | Partial ring | Siora Surgicals Pvt. Ltd | 5/8th Ring - Stainless Steel (Modified Version) Length 220mm | 231.122 | Standalone |  | Patients requiring fracture fixation or orthopaedic corrective surgery
Orthopaedics | Trauma - External fixator | Ring external fixator | Partial ring | Siora Surgicals Pvt. Ltd | 5/8th Ring - Stainless Steel (Modified Version) Length 200mm | 231.120 | Standalone |  | Patients requiring fracture fixation or orthopaedic corrective surgery
Orthopaedics | Trauma - External fixator | Ring external fixator | Partial ring | Siora Surgicals Pvt. Ltd | 5/8th Ring - Stainless Steel (Modified Version) Length 180mm | 231.118 | Standalone |  | Patients requiring fracture fixation or orthopaedic corrective surgery
Orthopaedics | Trauma - External fixator | Ring external fixator | Partial ring | Siora Surgicals Pvt. Ltd | 5/8th Ring - Stainless Steel (Modified Version) Length 160mm | 231.116 | Standalone |  | Patients requiring fracture fixation or orthopaedic corrective surgery
Orthopaedics | Trauma - External fixator | Ring external fixator | Partial ring | Siora Surgicals Pvt. Ltd | 5/8th Ring - Stainless Steel (Modified Version) Length 140mm | 231.114 | Standalone |  | Patients requiring fracture fixation or orthopaedic corrective surgery
Orthopaedics | Trauma - External fixator | Ring external fixator | Partial ring | Siora Surgicals Pvt. Ltd | 5/8th Ring - Stainless Steel (Modified Version) Length 120mm | 231.112 | Standalone |  | Patients requiring fracture fixation or orthopaedic corrective surgery
Orthopaedics | Trauma - External fixator | Ring external fixator | Partial ring | Siora Surgicals Pvt. Ltd | 5/8th Ring - Stainless Steel (Modified Version) Length 100mm | 231.110 | Standalone |  | Patients requiring fracture fixation or orthopaedic corrective surgery
Orthopaedics | Trauma - External fixator | Ring external fixator | Femoral arch | Siora Surgicals Pvt. Ltd | Italian Femoral Arch 90DEG -S.S. Length 100mm | 232.010 | Standalone |  | Patients requiring fracture fixation or orthopaedic corrective surgery
Orthopaedics | Trauma - External fixator | Ring external fixator | Femoral arch | Siora Surgicals Pvt. Ltd | Italian Femoral Arch 90DEG -S.S. Length 200mm | 232.020 | Standalone |  | Patients requiring fracture fixation or orthopaedic corrective surgery
Orthopaedics | Trauma - External fixator | Ring external fixator | Femoral arch | Siora Surgicals Pvt. Ltd | Italian Femoral Arch 120DEG -S.S. Length 100mm | 233.010 | Standalone |  | Patients requiring fracture fixation or orthopaedic corrective surgery
Orthopaedics | Trauma - External fixator | Ring external fixator accessories | Other ring external fixator accessories | Siora Surgicals Pvt. Ltd | Single Pin Fixation Bolt for 4.5MM PIN | 235 | Standalone |  | Patients requiring fracture fixation or orthopaedic corrective surgery
Orthopaedics | Trauma - External fixator | Ring external fixator accessories | Ring external fixator - Clamp | Siora Surgicals Pvt. Ltd | Multipin Fixation Clamp | 234 | Standalone |  | Patients requiring fracture fixation or orthopaedic corrective surgery
Orthopaedics | Trauma - External fixator | Ring external fixator accessories | Ring external fixator - Rod/bar/tube | Siora Surgicals Pvt. Ltd | Graduated Telescopic Rod Length 150mm | 240.15 | Standalone |  | Patients requiring fracture fixation or orthopaedic corrective surgery
Orthopaedics | Trauma - External fixator | Ring external fixator accessories | Ring external fixator - Rod/bar/tube | Siora Surgicals Pvt. Ltd | Graduated Telescopic Rod Length 100mm | 240.1 | Standalone |  | Patients requiring fracture fixation or orthopaedic corrective surgery
Orthopaedics | Trauma - External fixator | Ring external fixator accessories | Other ring external fixator accessories | Siora Surgicals Pvt. Ltd | Cannulated Bolt with Female Thread in Head | 249.103 | Standalone |  | Patients requiring fracture fixation or orthopaedic corrective surgery
Orthopaedics | Trauma - External fixator | Ring external fixator accessories | Ring external fixator - Pin/screw/wire | Siora Surgicals Pvt. Ltd | Olive Wire 1.5mm Bayonet Point,(Single Piece Olive) Length 400mm | 248.11 | Standalone |  | Patients requiring fracture fixation or orthopaedic corrective surgery
Orthopaedics | Trauma - External fixator | Ring external fixator accessories | Ring external fixator - Pin/screw/wire | Siora Surgicals Pvt. Ltd | Olive Wire 1.8mm Bayonet Point, (Single Piece Olive) Length 400mm | 248.1 | Standalone |  | Patients requiring fracture fixation or orthopaedic corrective surgery
Orthopaedics | Trauma - External fixator | Ring external fixator accessories | Ring external fixator - Rod/bar/tube | Siora Surgicals Pvt. Ltd | THREADED ROD WITH HEX DRIVE Length 400mm | 250.25 | Standalone |  | Patients requiring fracture fixation or orthopaedic corrective surgery
Orthopaedics | Trauma - External fixator | Ring external fixator accessories | Ring external fixator - Rod/bar/tube | Siora Surgicals Pvt. Ltd | THREADED ROD WITH HEX DRIVE Length 350mm | 250.248 | Standalone |  | Patients requiring fracture fixation or orthopaedic corrective surgery
Orthopaedics | Trauma - External fixator | Ring external fixator accessories | Ring external fixator - Rod/bar/tube | Siora Surgicals Pvt. Ltd | THREADED ROD WITH HEX DRIVE Length 300mm | 250.246 | Standalone |  | Patients requiring fracture fixation or orthopaedic corrective surgery
Orthopaedics | Trauma - External fixator | Ring external fixator accessories | Ring external fixator - Rod/bar/tube | Siora Surgicals Pvt. Ltd | THREADED ROD WITH HEX DRIVE Length 250mm | 250.244 | Standalone |  | Patients requiring fracture fixation or orthopaedic corrective surgery
Orthopaedics | Trauma - External fixator | Ring external fixator accessories | Ring external fixator - Rod/bar/tube | Siora Surgicals Pvt. Ltd | THREADED ROD WITH HEX DRIVE Length 200mm | 250.242 | Standalone |  | Patients requiring fracture fixation or orthopaedic corrective surgery
Orthopaedics | Trauma - External fixator | Ring external fixator accessories | Ring external fixator - Rod/bar/tube | Siora Surgicals Pvt. Ltd | THREADED ROD WITH HEX DRIVE Length 150mm | 250.24 | Standalone |  | Patients requiring fracture fixation or orthopaedic corrective surgery
Orthopaedics | Trauma - External fixator | Ring external fixator accessories | Ring external fixator - Rod/bar/tube | Siora Surgicals Pvt. Ltd | THREADED ROD WITH HEX DRIVE Length 125mm | 250.238 | Standalone |  | Patients requiring fracture fixation or orthopaedic corrective surgery
Orthopaedics | Trauma - External fixator | Ring external fixator accessories | Ring external fixator - Rod/bar/tube | Siora Surgicals Pvt. Ltd | THREADED ROD WITH HEX DRIVE Length 100mm | 250.236 | Standalone |  | Patients requiring fracture fixation or orthopaedic corrective surgery
Orthopaedics | Trauma - External fixator | Ring external fixator accessories | Ring external fixator - Rod/bar/tube | Siora Surgicals Pvt. Ltd | THREADED ROD WITH HEX DRIVE Length 75mm | 250.234 | Standalone |  | Patients requiring fracture fixation or orthopaedic corrective surgery
Orthopaedics | Trauma - External fixator | Ring external fixator accessories | Other ring external fixator accessories | Siora Surgicals Pvt. Ltd | UNIVERSAL WIRE FIXATION BOLT | 250.254 | Standalone |  | Patients requiring fracture fixation or orthopaedic corrective surgery
Orthopaedics | Trauma - External fixator | Ring external fixator accessories | Other ring external fixator accessories | Siora Surgicals Pvt. Ltd | UNIVERSAL HALF PIN FIXATION BOLT ACCEPTS 4-6MM PINS | 250.252 | Standalone |  | Patients requiring fracture fixation or orthopaedic corrective surgery
Orthopaedics | Trauma - External fixator | Ring external fixator accessories | Other ring external fixator accessories | Siora Surgicals Pvt. Ltd | BLOCK FOR HALFPIN 5 Holes | 250.228 | Standalone |  | Patients requiring fracture fixation or orthopaedic corrective surgery
Orthopaedics | Trauma - External fixator | Ring external fixator accessories | Other ring external fixator accessories | Siora Surgicals Pvt. Ltd | BLOCK FOR HALFPIN 4 Holes | 250.226 | Standalone |  | Patients requiring fracture fixation or orthopaedic corrective surgery
Orthopaedics | Trauma - External fixator | Ring external fixator accessories | Other ring external fixator accessories | Siora Surgicals Pvt. Ltd | BLOCK FOR HALFPIN 3 Holes | 250.224 | Standalone |  | Patients requiring fracture fixation or orthopaedic corrective surgery
Orthopaedics | Trauma - External fixator | Ring external fixator accessories | Other ring external fixator accessories | Siora Surgicals Pvt. Ltd | BLOCK FOR HALFPIN 2 Holes | 250.222 | Standalone |  | Patients requiring fracture fixation or orthopaedic corrective surgery
Orthopaedics | Trauma - External fixator | Ring external fixator accessories | Other ring external fixator accessories | Siora Surgicals Pvt. Ltd | BLOCK FOR HALFPIN 1 Hole | 250.22 | Standalone |  | Patients requiring fracture fixation or orthopaedic corrective surgery
Orthopaedics | Trauma - External fixator | Ring external fixator accessories | Other ring external fixator accessories | Siora Surgicals Pvt. Ltd | SOSI OPEN HEX NUT 14MM | 250.204 | Standalone |  | Patients requiring fracture fixation or orthopaedic corrective surgery
Orthopaedics | Trauma - External fixator | Ring external fixator accessories | Other ring external fixator accessories | Siora Surgicals Pvt. Ltd | SET SCREW USE WITH BLOCK FOR HALFPIN | 249.24 | Standalone |  | Patients requiring fracture fixation or orthopaedic corrective surgery
Orthopaedics | Trauma - External fixator | Ring external fixator | Partial ring | Siora Surgicals Pvt. Ltd | 5/8TH RING - ALUMINIUM Size 240mm | 231.224 | Standalone |  | Patients requiring fracture fixation or orthopaedic corrective surgery
Orthopaedics | Trauma - External fixator | Ring external fixator | Partial ring | Siora Surgicals Pvt. Ltd | 5/8TH RING - ALUMINIUM Size 220mm | 231.222 | Standalone |  | Patients requiring fracture fixation or orthopaedic corrective surgery
Orthopaedics | Trauma - External fixator | Ring external fixator | Partial ring | Siora Surgicals Pvt. Ltd | 5/8TH RING - ALUMINIUM Size 200mm | 231.22 | Standalone |  | Patients requiring fracture fixation or orthopaedic corrective surgery
Orthopaedics | Trauma - External fixator | Ring external fixator | Partial ring | Siora Surgicals Pvt. Ltd | 5/8TH RING - ALUMINIUM Size 180mm | 231.218 | Standalone |  | Patients requiring fracture fixation or orthopaedic corrective surgery
Orthopaedics | Trauma - External fixator | Ring external fixator | Partial ring | Siora Surgicals Pvt. Ltd | 5/8TH RING - ALUMINIUM Size 160mm | 231.216 | Standalone |  | Patients requiring fracture fixation or orthopaedic corrective surgery
Orthopaedics | Trauma - External fixator | Ring external fixator | Partial ring | Siora Surgicals Pvt. Ltd | 5/8TH RING - ALUMINIUM Size 140mm | 231.214 | Standalone |  | Patients requiring fracture fixation or orthopaedic corrective surgery
Orthopaedics | Trauma - External fixator | Ring external fixator | Partial ring | Siora Surgicals Pvt. Ltd | 5/8TH RING - ALUMINIUM Size 120mm | 231.212 | Standalone |  | Patients requiring fracture fixation or orthopaedic corrective surgery
Orthopaedics | Trauma - External fixator | Ring external fixator | Partial ring | Siora Surgicals Pvt. Ltd | 5/8TH RING - ALUMINIUM Size 100mm | 231.21 | Standalone |  | Patients requiring fracture fixation or orthopaedic corrective surgery
Orthopaedics | Trauma - External fixator | Ring external fixator | Partial ring | Siora Surgicals Pvt. Ltd | HALF RING ALUMINIUM - STEPLESS Size 240mm | 230.424 | Standalone |  | Patients requiring fracture fixation or orthopaedic corrective surgery
Orthopaedics | Trauma - External fixator | Ring external fixator | Partial ring | Siora Surgicals Pvt. Ltd | HALF RING ALUMINIUM - STEPLESS Size 220mm | 230.422 | Standalone |  | Patients requiring fracture fixation or orthopaedic corrective surgery
Orthopaedics | Trauma - External fixator | Ring external fixator | Partial ring | Siora Surgicals Pvt. Ltd | HALF RING ALUMINIUM - STEPLESS Size 200mm | 230.42 | Standalone |  | Patients requiring fracture fixation or orthopaedic corrective surgery
Orthopaedics | Trauma - External fixator | Ring external fixator | Partial ring | Siora Surgicals Pvt. Ltd | HALF RING ALUMINIUM - STEPLESS Size 180mm | 230.418 | Standalone |  | Patients requiring fracture fixation or orthopaedic corrective surgery
Orthopaedics | Trauma - External fixator | Ring external fixator | Partial ring | Siora Surgicals Pvt. Ltd | HALF RING ALUMINIUM - STEPLESS Size 160mm | 230.416 | Standalone |  | Patients requiring fracture fixation or orthopaedic corrective surgery
Orthopaedics | Trauma - External fixator | Ring external fixator | Partial ring | Siora Surgicals Pvt. Ltd | HALF RING ALUMINIUM - STEPLESS Size 140mm | 230.414 | Standalone |  | Patients requiring fracture fixation or orthopaedic corrective surgery
Orthopaedics | Trauma - External fixator | Ring external fixator | Partial ring | Siora Surgicals Pvt. Ltd | HALF RING ALUMINIUM - STEPLESS Size 120mm | 230.412 | Standalone |  | Patients requiring fracture fixation or orthopaedic corrective surgery
Orthopaedics | Trauma - External fixator | Ring external fixator | Partial ring | Siora Surgicals Pvt. Ltd | HALF RING ALUMINIUM - STEPLESS Size 100mm | 230.41 | Standalone |  | Patients requiring fracture fixation or orthopaedic corrective surgery
Orthopaedics | Trauma - External fixator | Ring external fixator | Partial ring | Siora Surgicals Pvt. Ltd | HALF RING ALUMINIUM - STEPLESS Size 80mm | 230.408 | Standalone |  | Patients requiring fracture fixation or orthopaedic corrective surgery
Orthopaedics | Trauma - External fixator | Ring external fixator | Partial ring | Siora Surgicals Pvt. Ltd | HALF RING STAINLESS STEEL - STEPLESS Size 240mm | 230.324 | Standalone |  | Patients requiring fracture fixation or orthopaedic corrective surgery
Orthopaedics | Trauma - External fixator | Ring external fixator | Partial ring | Siora Surgicals Pvt. Ltd | HALF RING STAINLESS STEEL - STEPLESS Size 220mm | 230.322 | Standalone |  | Patients requiring fracture fixation or orthopaedic corrective surgery
Orthopaedics | Trauma - External fixator | Ring external fixator | Partial ring | Siora Surgicals Pvt. Ltd | HALF RING STAINLESS STEEL - STEPLESS Size 200mm | 230.32 | Standalone |  | Patients requiring fracture fixation or orthopaedic corrective surgery
Orthopaedics | Trauma - External fixator | Ring external fixator | Partial ring | Siora Surgicals Pvt. Ltd | HALF RING STAINLESS STEEL - STEPLESS Size 180mm | 230.318 | Standalone |  | Patients requiring fracture fixation or orthopaedic corrective surgery
Orthopaedics | Trauma - External fixator | Ring external fixator | Partial ring | Siora Surgicals Pvt. Ltd | HALF RING STAINLESS STEEL - STEPLESS Size 160mm | 230.316 | Standalone |  | Patients requiring fracture fixation or orthopaedic corrective surgery
Orthopaedics | Trauma - External fixator | Ring external fixator | Partial ring | Siora Surgicals Pvt. Ltd | HALF RING STAINLESS STEEL - STEPLESS Size 140mm | 230.314 | Standalone |  | Patients requiring fracture fixation or orthopaedic corrective surgery
Orthopaedics | Trauma - External fixator | Ring external fixator | Partial ring | Siora Surgicals Pvt. Ltd | HALF RING STAINLESS STEEL - STEPLESS Size 120mm | 230.312 | Standalone |  | Patients requiring fracture fixation or orthopaedic corrective surgery
Orthopaedics | Trauma - External fixator | Ring external fixator | Partial ring | Siora Surgicals Pvt. Ltd | HALF RING STAINLESS STEEL - STEPLESS Size 100mm | 230.31 | Standalone |  | Patients requiring fracture fixation or orthopaedic corrective surgery
Orthopaedics | Trauma - External fixator | Ring external fixator | Partial ring | Siora Surgicals Pvt. Ltd | HALF RING STAINLESS STEEL - STEPLESS Size 80mm | 230.308 | Standalone |  | Patients requiring fracture fixation or orthopaedic corrective surgery
Orthopaedics | Trauma - External fixator | Ring external fixator accessories | Other ring external fixator accessories | Siora Surgicals Pvt. Ltd | WRENCHOCUBE- MALE 4 Holes | 249.224 | Standalone |  | Patients requiring fracture fixation or orthopaedic corrective surgery
Orthopaedics | Trauma - External fixator | Ring external fixator accessories | Other ring external fixator accessories | Siora Surgicals Pvt. Ltd | WRENCHOCUBE- MALE 3 Holes | 249.223 | Standalone |  | Patients requiring fracture fixation or orthopaedic corrective surgery
Orthopaedics | Trauma - External fixator | Ring external fixator accessories | Other ring external fixator accessories | Siora Surgicals Pvt. Ltd | WRENCHOCUBE- MALE 2 Holes | 249.222 | Standalone |  | Patients requiring fracture fixation or orthopaedic corrective surgery
Orthopaedics | Trauma - External fixator | Ring external fixator accessories | Other ring external fixator accessories | Siora Surgicals Pvt. Ltd | WRENCHOCUBE- MALE 1 Hole | 249.221 | Standalone |  | Patients requiring fracture fixation or orthopaedic corrective surgery
Orthopaedics | Trauma - External fixator | Ring external fixator accessories | Other ring external fixator accessories | Siora Surgicals Pvt. Ltd | WRENCHOCUBE- FEMALE 4 Holes | 249.234 | Standalone |  | Patients requiring fracture fixation or orthopaedic corrective surgery
Orthopaedics | Trauma - External fixator | Ring external fixator accessories | Other ring external fixator accessories | Siora Surgicals Pvt. Ltd | WRENCHOCUBE- FEMALE 3 Holes | 249.233 | Standalone |  | Patients requiring fracture fixation or orthopaedic corrective surgery
Orthopaedics | Trauma - External fixator | Ring external fixator accessories | Other ring external fixator accessories | Siora Surgicals Pvt. Ltd | WRENCHOCUBE- FEMALE 2 Holes | 249.232 | Standalone |  | Patients requiring fracture fixation or orthopaedic corrective surgery
Orthopaedics | Trauma - External fixator | Ring external fixator accessories | Other ring external fixator accessories | Siora Surgicals Pvt. Ltd | WRENCHOCUBE- FEMALE 1 Hole | 249.231 | Standalone |  | Patients requiring fracture fixation or orthopaedic corrective surgery
Orthopaedics | Trauma - External fixator | Ring external fixator accessories | Other ring external fixator accessories | Siora Surgicals Pvt. Ltd | SQUARE NUT | 249.315 | Standalone |  | Patients requiring fracture fixation or orthopaedic corrective surgery
Orthopaedics | Trauma - External fixator | Ring external fixator accessories | Other ring external fixator accessories | Siora Surgicals Pvt. Ltd | CONNECTION BOLT Length 30mm | 249.133 | Standalone |  | Patients requiring fracture fixation or orthopaedic corrective surgery
Orthopaedics | Trauma - External fixator | Ring external fixator accessories | Other ring external fixator accessories | Siora Surgicals Pvt. Ltd | CONNECTION BOLT Length 25mm | 249.132 | Standalone |  | Patients requiring fracture fixation or orthopaedic corrective surgery
Orthopaedics | Trauma - External fixator | Ring external fixator accessories | Other ring external fixator accessories | Siora Surgicals Pvt. Ltd | CONICAL WASHER COUPLE | 249.32 | Standalone |  | Patients requiring fracture fixation or orthopaedic corrective surgery
Orthopaedics | Trauma - External fixator | Ring external fixator accessories | Other ring external fixator accessories | Siora Surgicals Pvt. Ltd | CURVED PLATE 6 Holes | 246.113 | Standalone |  | Patients requiring fracture fixation or orthopaedic corrective surgery
Orthopaedics | Trauma - External fixator | Ring external fixator accessories | Other ring external fixator accessories | Siora Surgicals Pvt. Ltd | CURVED PLATE 5 Holes | 246.112 | Standalone |  | Patients requiring fracture fixation or orthopaedic corrective surgery
Orthopaedics | Trauma - External fixator | Ring external fixator accessories | Ring external fixator - Rod/bar/tube | Siora Surgicals Pvt. Ltd | GRADUATED TELESCOPIC ROD Length 60mm | 240.06 | Standalone |  | Patients requiring fracture fixation or orthopaedic corrective surgery
Orthopaedics | Trauma - External fixator | Ring external fixator accessories | Ring external fixator - Rod/bar/tube | Siora Surgicals Pvt. Ltd | HYBRID FEMALE ROD Length 100mm | 235.005 | Standalone |  | Patients requiring fracture fixation or orthopaedic corrective surgery
Orthopaedics | Trauma - External fixator | Ring external fixator accessories | Other ring external fixator accessories | Siora Surgicals Pvt. Ltd | SINGLE PIN FIXATION BOLT FOR 5.0MM PIN | 235.1 | Standalone |  | Patients requiring fracture fixation or orthopaedic corrective surgery
Orthopaedics | Trauma - External fixator | Ring external fixator | Femoral arch | Siora Surgicals Pvt. Ltd | ITALIAN FEMORAL ARCH 120DEG - ALUMINIUM Size 240mm | 233.124 | Standalone |  | Patients requiring fracture fixation or orthopaedic corrective surgery
Orthopaedics | Trauma - External fixator | Ring external fixator | Femoral arch | Siora Surgicals Pvt. Ltd | ITALIAN FEMORAL ARCH 120DEG - ALUMINIUM Size 220mm | 233.122 | Standalone |  | Patients requiring fracture fixation or orthopaedic corrective surgery
Orthopaedics | Trauma - External fixator | Ring external fixator | Femoral arch | Siora Surgicals Pvt. Ltd | ITALIAN FEMORAL ARCH 120DEG - ALUMINIUM Size 200mm | 233.12 | Standalone |  | Patients requiring fracture fixation or orthopaedic corrective surgery
Orthopaedics | Trauma - External fixator | Ring external fixator | Femoral arch | Siora Surgicals Pvt. Ltd | ITALIAN FEMORAL ARCH 120DEG - ALUMINIUM Size 180mm | 233.118 | Standalone |  | Patients requiring fracture fixation or orthopaedic corrective surgery
Orthopaedics | Trauma - External fixator | Ring external fixator | Femoral arch | Siora Surgicals Pvt. Ltd | ITALIAN FEMORAL ARCH 120DEG - ALUMINIUM Size 160mm | 233.116 | Standalone |  | Patients requiring fracture fixation or orthopaedic corrective surgery
Orthopaedics | Trauma - External fixator | Ring external fixator | Femoral arch | Siora Surgicals Pvt. Ltd | ITALIAN FEMORAL ARCH 120DEG - ALUMINIUM Size 140mm | 233.114 | Standalone |  | Patients requiring fracture fixation or orthopaedic corrective surgery
Orthopaedics | Trauma - External fixator | Ring external fixator | Femoral arch | Siora Surgicals Pvt. Ltd | ITALIAN FEMORAL ARCH 120DEG - ALUMINIUM Size 120mm | 233.112 | Standalone |  | Patients requiring fracture fixation or orthopaedic corrective surgery
Orthopaedics | Trauma - External fixator | Ring external fixator | Femoral arch | Siora Surgicals Pvt. Ltd | ITALIAN FEMORAL ARCH 120DEG - ALUMINIUM Size 100mm | 233.11 | Standalone |  | Patients requiring fracture fixation or orthopaedic corrective surgery
Orthopaedics | Trauma - External fixator | Ring external fixator | Femoral arch | Siora Surgicals Pvt. Ltd | ITALIAN FEMORAL ARCH 90DEG - ALUMINIUM Size 240mm | 232.124 | Standalone |  | Patients requiring fracture fixation or orthopaedic corrective surgery
Orthopaedics | Trauma - External fixator | Ring external fixator | Femoral arch | Siora Surgicals Pvt. Ltd | ITALIAN FEMORAL ARCH 90DEG - ALUMINIUM Size 220mm | 232.122 | Standalone |  | Patients requiring fracture fixation or orthopaedic corrective surgery
Orthopaedics | Trauma - External fixator | Ring external fixator | Femoral arch | Siora Surgicals Pvt. Ltd | ITALIAN FEMORAL ARCH 90DEG - ALUMINIUM Size 200mm | 232.12 | Standalone |  | Patients requiring fracture fixation or orthopaedic corrective surgery
Orthopaedics | Trauma - External fixator | Ring external fixator | Femoral arch | Siora Surgicals Pvt. Ltd | ITALIAN FEMORAL ARCH 90DEG - ALUMINIUM Size 180mm | 232.118 | Standalone |  | Patients requiring fracture fixation or orthopaedic corrective surgery
Orthopaedics | Trauma - External fixator | Ring external fixator | Femoral arch | Siora Surgicals Pvt. Ltd | ITALIAN FEMORAL ARCH 90DEG - ALUMINIUM Size 160mm | 232.116 | Standalone |  | Patients requiring fracture fixation or orthopaedic corrective surgery
Orthopaedics | Trauma - External fixator | Ring external fixator | Femoral arch | Siora Surgicals Pvt. Ltd | ITALIAN FEMORAL ARCH 90DEG - ALUMINIUM Size 140mm | 232.114 | Standalone |  | Patients requiring fracture fixation or orthopaedic corrective surgery
Orthopaedics | Trauma - External fixator | Ring external fixator | Femoral arch | Siora Surgicals Pvt. Ltd | ITALIAN FEMORAL ARCH 90DEG - ALUMINIUM Size 120mm | 232.112 | Standalone |  | Patients requiring fracture fixation or orthopaedic corrective surgery
Orthopaedics | Trauma - External fixator | Ring external fixator | Femoral arch | Siora Surgicals Pvt. Ltd | ITALIAN FEMORAL ARCH 90DEG - ALUMINIUM Size 100mm | 232.11 | Standalone |  | Patients requiring fracture fixation or orthopaedic corrective surgery
Orthopaedics | Trauma - External fixator | Ring external fixator | Femoral arch | Siora Surgicals Pvt. Ltd | ITALIAN FEMORAL ARCH CARBON FIBRE 120DEG Size 200mm | 255.268 | Standalone |  | Patients requiring fracture fixation or orthopaedic corrective surgery
Orthopaedics | Trauma - External fixator | Ring external fixator | Femoral arch | Siora Surgicals Pvt. Ltd | ITALIAN FEMORAL ARCH CARBON FIBRE 120DEG Size 180mm | 255.266 | Standalone |  | Patients requiring fracture fixation or orthopaedic corrective surgery
Orthopaedics | Trauma - External fixator | Ring external fixator | Femoral arch | Siora Surgicals Pvt. Ltd | ITALIAN FEMORAL ARCH CARBON FIBRE 120DEG Size 140mm | 255.262 | Standalone |  | Patients requiring fracture fixation or orthopaedic corrective surgery
Orthopaedics | Trauma - External fixator | Ring external fixator | Femoral arch | Siora Surgicals Pvt. Ltd | ITALIAN FEMORAL ARCH CARBON FIBRE 120DEG Size 120mm | 255.26 | Standalone |  | Patients requiring fracture fixation or orthopaedic corrective surgery
Orthopaedics | Trauma - External fixator | Ring external fixator | Foot ring/U-plate | Siora Surgicals Pvt. Ltd | FOOT RING LONG (ADULT) - ALUMINIUM Inner Dia. 160mm | 249.056 | Standalone |  | Patients requiring fracture fixation or orthopaedic corrective surgery
Orthopaedics | Trauma - External fixator | Ring external fixator | Foot ring/U-plate | Siora Surgicals Pvt. Ltd | FOOT RING LONG (ADULT) - ALUMINIUM Inner Dia. 140mm | 249.054 | Standalone |  | Patients requiring fracture fixation or orthopaedic corrective surgery
Orthopaedics | Trauma - External fixator | Ring external fixator | Foot ring/U-plate | Siora Surgicals Pvt. Ltd | FOOT RING SHORT (ADULT) - ALUMINIUM Inner Dia. 160mm | 249.016 | Standalone |  | Patients requiring fracture fixation or orthopaedic corrective surgery
Orthopaedics | Trauma - External fixator | Ring external fixator | Foot ring/U-plate | Siora Surgicals Pvt. Ltd | FOOT RING SHORT (ADULT) - ALUMINIUM Inner Dia. 140mm | 249.014 | Standalone |  | Patients requiring fracture fixation or orthopaedic corrective surgery
Orthopaedics | Trauma - External fixator | Ring external fixator | Foot ring/U-plate | Siora Surgicals Pvt. Ltd | FOOT RING LONG (ADULT) - STAINLESS STEEL Inner Dia. 160mm | 249.268 | Standalone |  | Patients requiring fracture fixation or orthopaedic corrective surgery
Orthopaedics | Trauma - External fixator | Ring external fixator | Foot ring/U-plate | Siora Surgicals Pvt. Ltd | FOOT RING LONG (ADULT) - STAINLESS STEEL Inner Dia. 140mm | 249.266 | Standalone |  | Patients requiring fracture fixation or orthopaedic corrective surgery
Orthopaedics | Trauma - External fixator | Ring external fixator | Foot ring/U-plate | Siora Surgicals Pvt. Ltd | FOOT RING SHORT (ADULT) - STAINLESS STEEL Inner Dia. 160mm | 249.256 | Standalone |  | Patients requiring fracture fixation or orthopaedic corrective surgery
Orthopaedics | Trauma - External fixator | Ring external fixator | Foot ring/U-plate | Siora Surgicals Pvt. Ltd | FOOT RING SHORT (ADULT) - STAINLESS STEEL Inner Dia. 140mm | 249.254 | Standalone |  | Patients requiring fracture fixation or orthopaedic corrective surgery
Orthopaedics | Trauma - External fixator | Ring external fixator | Foot ring/U-plate | Siora Surgicals Pvt. Ltd | CARBON FOOT RING LONG (ADULT) Inner Dia. 180mm | 255.818 | Standalone |  | Patients requiring fracture fixation or orthopaedic corrective surgery
Orthopaedics | Trauma - External fixator | Ring external fixator | Foot ring/U-plate | Siora Surgicals Pvt. Ltd | CARBON FOOT RING LONG (ADULT) Inner Dia. 160mm | 255.816 | Standalone |  | Patients requiring fracture fixation or orthopaedic corrective surgery
Orthopaedics | Trauma - External fixator | Ring external fixator | Foot ring/U-plate | Siora Surgicals Pvt. Ltd | CARBON FOOT RING LONG (ADULT) Inner Dia. 140mm | 255.814 | Standalone |  | Patients requiring fracture fixation or orthopaedic corrective surgery
Orthopaedics | Trauma - External fixator | Ring external fixator | Foot ring/U-plate | Siora Surgicals Pvt. Ltd | CARBON FOOT RING SHORT (ADULT) Inner Dia. 180mm | 255.718 | Standalone |  | Patients requiring fracture fixation or orthopaedic corrective surgery
Orthopaedics | Trauma - External fixator | Ring external fixator | Foot ring/U-plate | Siora Surgicals Pvt. Ltd | CARBON FOOT RING SHORT (ADULT) Inner Dia. 160mm | 255.716 | Standalone |  | Patients requiring fracture fixation or orthopaedic corrective surgery
Orthopaedics | Trauma - External fixator | Ring external fixator | Foot ring/U-plate | Siora Surgicals Pvt. Ltd | CARBON FOOT RING SHORT (ADULT) Inner Dia. 140mm | 255.714 | Standalone |  | Patients requiring fracture fixation or orthopaedic corrective surgery
Orthopaedics | Trauma - External fixator | Ring external fixator | Foot ring/U-plate | Siora Surgicals Pvt. Ltd | CARBON FOOT RING SHORT (ADULT) Inner Dia. 120mm | 255.712 | Standalone |  | Patients requiring fracture fixation or orthopaedic corrective surgery
Orthopaedics | Trauma - External fixator | Ring external fixator | Foot ring/U-plate | Siora Surgicals Pvt. Ltd | CARBON FOOT RING SHORT (ADULT) Inner Dia. 100mm | 255.71 | Standalone |  | Patients requiring fracture fixation or orthopaedic corrective surgery
Orthopaedics | Trauma - External fixator | Ring external fixator | Foot ring/U-plate | Siora Surgicals Pvt. Ltd | CARBON FOOT RING SHORT (ADULT) Inner Dia. 80mm | 255.708 | Standalone |  | Patients requiring fracture fixation or orthopaedic corrective surgery
Orthopaedics | Trauma - External fixator | Ring external fixator | Partial ring | Siora Surgicals Pvt. Ltd | HALF RING - STAINLESS STEEL (Modified Version) Size 170mm | 230.217 | Standalone |  | Patients requiring fracture fixation or orthopaedic corrective surgery
Orthopaedics | Trauma - External fixator | Ring external fixator | Partial ring | Siora Surgicals Pvt. Ltd | HALF RING - STAINLESS STEEL (Modified Version) Size 150mm | 230.215 | Standalone |  | Patients requiring fracture fixation or orthopaedic corrective surgery
Orthopaedics | Trauma - External fixator | Ring external fixator accessories | Ring external fixator - Rod/bar/tube | Siora Surgicals Pvt. Ltd | Hybrid male Rod 125mm | 235.010 | Standalone |  | Patients requiring fracture fixation or orthopaedic corrective surgery
Orthopaedics | Trauma - External fixator | Ring external fixator accessories | Ring external fixator - Pin/screw/wire | Siora Surgicals Pvt. Ltd | Olive Wire Dia 1.8mm with Trocar Point Length 400mm (Single piece Olive) | 248.105 | Standalone |  | Patients requiring fracture fixation or orthopaedic corrective surgery
Orthopaedics | Trauma - External fixator | Ring external fixator | Femoral arch | Siora Surgicals Pvt. Ltd | ITALIAN FEMORAL ARCH CARBON FIBRE 120DEG Size 160mm | 255.264 | Standalone |  | Patients requiring fracture fixation or orthopaedic corrective surgery
Orthopaedics | Trauma - External fixator | Ring external fixator | Femoral arch | Siora Surgicals Pvt. Ltd | ITALIAN FEMORAL ARCH CARBON FIBRE 90DEG Size 200mm | 255.258 | Standalone |  | Patients requiring fracture fixation or orthopaedic corrective surgery
Orthopaedics | Trauma - External fixator | Ring external fixator | Femoral arch | Siora Surgicals Pvt. Ltd | ITALIAN FEMORAL ARCH CARBON FIBRE 90DEG Size 180mm | 255.256 | Standalone |  | Patients requiring fracture fixation or orthopaedic corrective surgery
Orthopaedics | Trauma - External fixator | Ring external fixator | Femoral arch | Siora Surgicals Pvt. Ltd | ITALIAN FEMORAL ARCH CARBON FIBRE 90DEG Size 160mm | 255.254 | Standalone |  | Patients requiring fracture fixation or orthopaedic corrective surgery
Orthopaedics | Trauma - External fixator | Ring external fixator | Femoral arch | Siora Surgicals Pvt. Ltd | ITALIAN FEMORAL ARCH CARBON FIBRE 90DEG Size 140mm | 255.252 | Standalone |  | Patients requiring fracture fixation or orthopaedic corrective surgery
Orthopaedics | Trauma - External fixator | Ring external fixator accessories | Ring external fixator - Pin/screw/wire | Siora Surgicals Pvt. Ltd | Olive Wire Dia 1.5mm with Trocar point (Single piece Olive) Length 400mm | 248.115 | Standalone |  | Patients requiring fracture fixation or orthopaedic corrective surgery
Orthopaedics | Trauma - External fixator | Ring external fixator accessories | Ring external fixator - Pin/screw/wire | Siora Surgicals Pvt. Ltd | ILIZAROV WIRE WITH TROCAR POINT DIA 1.8mm x LENGTH 400mm | 248.016 | Standalone |  | Patients requiring fracture fixation or orthopaedic corrective surgery
Orthopaedics | Trauma - External fixator | Ring external fixator accessories | Ring external fixator - Pin/screw/wire | Siora Surgicals Pvt. Ltd | ILIZAROV WIRE WITH TROCAR POINT DIA 1.5mm x LENGTH 400mm | 248.014 | Standalone |  | Patients requiring fracture fixation or orthopaedic corrective surgery
Orthopaedics | Trauma - External fixator | Ring external fixator accessories | Other ring external fixator accessories | Siora Surgicals Pvt. Ltd | SHORT CONNECTION PLATE CARBON FIBRE (ADULT) 6 Holes | 255.306 | Standalone |  | Patients requiring fracture fixation or orthopaedic corrective surgery
Orthopaedics | Trauma - External fixator | Ring external fixator accessories | Other ring external fixator accessories | Siora Surgicals Pvt. Ltd | SHORT CONNECTION PLATE CARBON FIBRE (ADULT) 5 Holes | 255.305 | Standalone |  | Patients requiring fracture fixation or orthopaedic corrective surgery
Orthopaedics | Trauma - External fixator | Ring external fixator accessories | Other ring external fixator accessories | Siora Surgicals Pvt. Ltd | SHORT CONNECTION PLATE CARBON FIBRE (ADULT) 4 Holes | 255.304 | Standalone |  | Patients requiring fracture fixation or orthopaedic corrective surgery
Orthopaedics | Trauma - External fixator | Ring external fixator accessories | Other ring external fixator accessories | Siora Surgicals Pvt. Ltd | SHORT CONNECTION PLATE CARBON FIBRE (ADULT) 3 Holes | 255.303 | Standalone |  | Patients requiring fracture fixation or orthopaedic corrective surgery
Orthopaedics | Trauma - External fixator | Ring external fixator accessories | Other ring external fixator accessories | Siora Surgicals Pvt. Ltd | SHORT CONNECTION PLATE CARBON FIBRE (ADULT) 2 Holes | 255.302 | Standalone |  | Patients requiring fracture fixation or orthopaedic corrective surgery
Orthopaedics | Trauma - External fixator | Ring external fixator | Femoral arch | Siora Surgicals Pvt. Ltd | ITALIAN FEMORAL ARCH CARBON FIBRE 90DEG (120mm.) | 255.250 | Standalone |  | Patients requiring fracture fixation or orthopaedic corrective surgery
Orthopaedics | Trauma - External fixator | Ring external fixator accessories | Ring external fixator - Clamp | Siora Surgicals Pvt. Ltd | Hybrid Straight Clamp | 249.310 | Standalone |  | Patients requiring fracture fixation or orthopaedic corrective surgery
Orthopaedics | Trauma - External fixator | Modular external fixator accessories | Modular external fixator - Clamp | Siora Surgicals Pvt. Ltd | Hybrid Right Angle Clamp | 249.305 | Standalone |  | Patients requiring fracture fixation or orthopaedic corrective surgery
Orthopaedics | Trauma - External fixator | Ring external fixator accessories | Other ring external fixator accessories | Siora Surgicals Pvt. Ltd | Spacing Washer 4.0mm | 249.314 | Standalone |  | Patients requiring fracture fixation or orthopaedic corrective surgery
Orthopaedics | Trauma - External fixator | Ring external fixator accessories | Other ring external fixator accessories | Siora Surgicals Pvt. Ltd | Spacing Washer 3.0mm | 249.213 | Standalone |  | Patients requiring fracture fixation or orthopaedic corrective surgery
Orthopaedics | Trauma - External fixator | Ring external fixator accessories | Other ring external fixator accessories | Siora Surgicals Pvt. Ltd | Spacing Washer 2.0mm | 249.112 | Standalone |  | Patients requiring fracture fixation or orthopaedic corrective surgery
Orthopaedics | Trauma - External fixator | Ring external fixator accessories | Other ring external fixator accessories | Siora Surgicals Pvt. Ltd | Slotted Washer | 249.111 | Standalone |  | Patients requiring fracture fixation or orthopaedic corrective surgery
Orthopaedics | Trauma - External fixator | Ring external fixator accessories | Other ring external fixator accessories | Siora Surgicals Pvt. Ltd | Flat Sided Washer | 249.110 | Standalone |  | Patients requiring fracture fixation or orthopaedic corrective surgery
Orthopaedics | Trauma - External fixator | Ring external fixator accessories | Other ring external fixator accessories | Siora Surgicals Pvt. Ltd | Nylon Insert Nut | 249.109 | Standalone |  | Patients requiring fracture fixation or orthopaedic corrective surgery
Orthopaedics | Trauma - External fixator | Ring external fixator accessories | Other ring external fixator accessories | Siora Surgicals Pvt. Ltd | Nut - 10mm | 249.107 | Standalone |  | Patients requiring fracture fixation or orthopaedic corrective surgery
Orthopaedics | Trauma - External fixator | Ring external fixator accessories | Other ring external fixator accessories | Siora Surgicals Pvt. Ltd | Connection Bolt 20mm | 249.131 | Standalone |  | Patients requiring fracture fixation or orthopaedic corrective surgery
Orthopaedics | Trauma - External fixator | Ring external fixator accessories | Other ring external fixator accessories | Siora Surgicals Pvt. Ltd | Connection Bolt 10mm | 249.13 | Standalone |  | Patients requiring fracture fixation or orthopaedic corrective surgery
Orthopaedics | Trauma - External fixator | Ring external fixator accessories | Other ring external fixator accessories | Siora Surgicals Pvt. Ltd | Connection Bolt 16mm | 249.106 | Standalone |  | Patients requiring fracture fixation or orthopaedic corrective surgery
Orthopaedics | Trauma - External fixator | Ring external fixator accessories | Other ring external fixator accessories | Siora Surgicals Pvt. Ltd | Wire Buckle | 249.104 | Standalone |  | Patients requiring fracture fixation or orthopaedic corrective surgery
Orthopaedics | Trauma - External fixator | Ring external fixator accessories | Other ring external fixator accessories | Siora Surgicals Pvt. Ltd | Wire Fixation Bolt - Slotted | 249.102 | Standalone |  | Patients requiring fracture fixation or orthopaedic corrective surgery
Orthopaedics | Trauma - External fixator | Ring external fixator accessories | Other ring external fixator accessories | Siora Surgicals Pvt. Ltd | Wire Fixation Bolt - Cannulated | 249.101 | Standalone |  | Patients requiring fracture fixation or orthopaedic corrective surgery
Orthopaedics | Trauma - External fixator | Ring external fixator accessories | Ring external fixator - Pin/screw/wire | Siora Surgicals Pvt. Ltd | Olive Wire Dia 1.8mm with Bayonet Point, Length 400mm | 248.021 | Standalone |  | Patients requiring fracture fixation or orthopaedic corrective surgery
Orthopaedics | Trauma - External fixator | Ring external fixator accessories | Ring external fixator - Pin/screw/wire | Siora Surgicals Pvt. Ltd | Olive Wire Dia 1.8mm with Trocar Point, Length 400mm | 248.020 | Standalone |  | Patients requiring fracture fixation or orthopaedic corrective surgery
Orthopaedics | Trauma - External fixator | Ring external fixator accessories | Ring external fixator - Pin/screw/wire | Siora Surgicals Pvt. Ltd | Olive Wire Dia 1.5mm with Bayonet Point, Length 400mm | 248.019 | Standalone |  | Patients requiring fracture fixation or orthopaedic corrective surgery
Orthopaedics | Trauma - External fixator | Ring external fixator accessories | Ring external fixator - Pin/screw/wire | Siora Surgicals Pvt. Ltd | Olive Wire Dia 1.5mm with Trocar Point, Length 400mm | 248.018 | Standalone |  | Patients requiring fracture fixation or orthopaedic corrective surgery
Orthopaedics | Trauma - External fixator | Ring external fixator accessories | Other ring external fixator accessories | Siora Surgicals Pvt. Ltd | THREADED SOCKET 60mm | 247.006 | Standalone |  | Patients requiring fracture fixation or orthopaedic corrective surgery
Orthopaedics | Trauma - External fixator | Ring external fixator accessories | Other ring external fixator accessories | Siora Surgicals Pvt. Ltd | THREADED SOCKET 40mm | 247.004 | Standalone |  | Patients requiring fracture fixation or orthopaedic corrective surgery
Orthopaedics | Trauma - External fixator | Ring external fixator accessories | Other ring external fixator accessories | Siora Surgicals Pvt. Ltd | THREADED SOCKET 30mm | 247.003 | Standalone |  | Patients requiring fracture fixation or orthopaedic corrective surgery
Orthopaedics | Trauma - External fixator | Ring external fixator accessories | Other ring external fixator accessories | Siora Surgicals Pvt. Ltd | THREADED SOCKET 20mm | 247.002 | Standalone |  | Patients requiring fracture fixation or orthopaedic corrective surgery
Orthopaedics | Trauma - External fixator | Ring external fixator accessories | Other ring external fixator accessories | Siora Surgicals Pvt. Ltd | Bushing | 246.210 | Standalone |  | Patients requiring fracture fixation or orthopaedic corrective surgery
Orthopaedics | Trauma - External fixator | Ring external fixator accessories | Other ring external fixator accessories | Siora Surgicals Pvt. Ltd | Curved Plates - 3 Holes | 246.110 | Standalone |  | Patients requiring fracture fixation or orthopaedic corrective surgery
Orthopaedics | Trauma - External fixator | Ring external fixator accessories | Other ring external fixator accessories | Siora Surgicals Pvt. Ltd | TWISTED PLATE 4 Holes | 246.004 | Standalone |  | Patients requiring fracture fixation or orthopaedic corrective surgery
Orthopaedics | Trauma - External fixator | Ring external fixator accessories | Other ring external fixator accessories | Siora Surgicals Pvt. Ltd | TWISTED PLATE 3 Holes | 246.003 | Standalone |  | Patients requiring fracture fixation or orthopaedic corrective surgery
Orthopaedics | Trauma - External fixator | Ring external fixator accessories | Other ring external fixator accessories | Siora Surgicals Pvt. Ltd | TWISTED PLATE 2 Holes | 246.002 | Standalone |  | Patients requiring fracture fixation or orthopaedic corrective surgery
Orthopaedics | Trauma - External fixator | Ring external fixator accessories | Other ring external fixator accessories | Siora Surgicals Pvt. Ltd | CONNECTION PLATE WITH THREADED END 11 Holes | 245.011 | Standalone |  | Patients requiring fracture fixation or orthopaedic corrective surgery
Orthopaedics | Trauma - External fixator | Ring external fixator accessories | Other ring external fixator accessories | Siora Surgicals Pvt. Ltd | CONNECTION PLATE WITH THREADED END 9 Holes | 245.009 | Standalone |  | Patients requiring fracture fixation or orthopaedic corrective surgery
Orthopaedics | Trauma - External fixator | Ring external fixator accessories | Other ring external fixator accessories | Siora Surgicals Pvt. Ltd | CONNECTION PLATE WITH THREADED END 7 Holes | 245.007 | Standalone |  | Patients requiring fracture fixation or orthopaedic corrective surgery
Orthopaedics | Trauma - External fixator | Ring external fixator accessories | Other ring external fixator accessories | Siora Surgicals Pvt. Ltd | CONNECTION PLATE WITH THREADED END 5 Holes | 245.005 | Standalone |  | Patients requiring fracture fixation or orthopaedic corrective surgery
Orthopaedics | Trauma - External fixator | Ring external fixator accessories | Other ring external fixator accessories | Siora Surgicals Pvt. Ltd | SHORT CONNECTION PLATE - S.S 10 Holes | 244.010 | Standalone |  | Patients requiring fracture fixation or orthopaedic corrective surgery
Orthopaedics | Trauma - External fixator | Ring external fixator accessories | Other ring external fixator accessories | Siora Surgicals Pvt. Ltd | SHORT CONNECTION PLATE - S.S 9 Holes | 244.009 | Standalone |  | Patients requiring fracture fixation or orthopaedic corrective surgery
Orthopaedics | Trauma - External fixator | Ring external fixator accessories | Other ring external fixator accessories | Siora Surgicals Pvt. Ltd | SHORT CONNECTION PLATE - S.S8 Holes | 244.008 | Standalone |  | Patients requiring fracture fixation or orthopaedic corrective surgery
Orthopaedics | Trauma - External fixator | Ring external fixator accessories | Other ring external fixator accessories | Siora Surgicals Pvt. Ltd | SHORT CONNECTION PLATE - S.S 7 Holes | 244.007 | Standalone |  | Patients requiring fracture fixation or orthopaedic corrective surgery
Orthopaedics | Trauma - External fixator | Ring external fixator accessories | Other ring external fixator accessories | Siora Surgicals Pvt. Ltd | SHORT CONNECTION PLATE - S.S 6 Holes | 244.006 | Standalone |  | Patients requiring fracture fixation or orthopaedic corrective surgery
Orthopaedics | Trauma - External fixator | Ring external fixator accessories | Other ring external fixator accessories | Siora Surgicals Pvt. Ltd | SHORT CONNECTION PLATE - S.S 5 Holes | 244.005 | Standalone |  | Patients requiring fracture fixation or orthopaedic corrective surgery
Orthopaedics | Trauma - External fixator | Ring external fixator accessories | Other ring external fixator accessories | Siora Surgicals Pvt. Ltd | SHORT CONNECTION PLATE - S.S 4 Holes | 244.004 | Standalone |  | Patients requiring fracture fixation or orthopaedic corrective surgery
Orthopaedics | Trauma - External fixator | Ring external fixator accessories | Other ring external fixator accessories | Siora Surgicals Pvt. Ltd | SHORT CONNECTION PLATE - S.S 3 Holes | 244.003 | Standalone |  | Patients requiring fracture fixation or orthopaedic corrective surgery
Orthopaedics | Trauma - External fixator | Ring external fixator accessories | Other ring external fixator accessories | Siora Surgicals Pvt. Ltd | SHORT CONNECTION PLATE - S.S 2 Holes | 244.002 | Standalone |  | Patients requiring fracture fixation or orthopaedic corrective surgery
Orthopaedics | Trauma - External fixator | Ring external fixator accessories | Other ring external fixator accessories | Siora Surgicals Pvt. Ltd | POST MALE 4 Holes | 242.004 | Standalone |  | Patients requiring fracture fixation or orthopaedic corrective surgery
Orthopaedics | Trauma - External fixator | Ring external fixator accessories | Other ring external fixator accessories | Siora Surgicals Pvt. Ltd | POST MALE 3 Holes | 242.003 | Standalone |  | Patients requiring fracture fixation or orthopaedic corrective surgery
Orthopaedics | Trauma - External fixator | Ring external fixator accessories | Other ring external fixator accessories | Siora Surgicals Pvt. Ltd | POST MALE 2 Holes | 242.002 | Standalone |  | Patients requiring fracture fixation or orthopaedic corrective surgery
Orthopaedics | Trauma - External fixator | Ring external fixator accessories | Other ring external fixator accessories | Siora Surgicals Pvt. Ltd | POST FEMALE 4 Holes | 241.004 | Standalone |  | Patients requiring fracture fixation or orthopaedic corrective surgery
Orthopaedics | Trauma - External fixator | Ring external fixator accessories | Other ring external fixator accessories | Siora Surgicals Pvt. Ltd | POST FEMALE 3 Holes | 241.003 | Standalone |  | Patients requiring fracture fixation or orthopaedic corrective surgery
Orthopaedics | Trauma - External fixator | Ring external fixator accessories | Other ring external fixator accessories | Siora Surgicals Pvt. Ltd | POST FEMALE 2 Holes | 241.002 | Standalone |  | Patients requiring fracture fixation or orthopaedic corrective surgery
Orthopaedics | Trauma - External fixator | Ring external fixator accessories | Ring external fixator - Rod/bar/tube | Siora Surgicals Pvt. Ltd | TELESCOPIC ROD 300mm Length | 239.030 | Standalone |  | Patients requiring fracture fixation or orthopaedic corrective surgery
Orthopaedics | Trauma - External fixator | Ring external fixator accessories | Ring external fixator - Rod/bar/tube | Siora Surgicals Pvt. Ltd | TELESCOPIC ROD 250mm Length | 239.025 | Standalone |  | Patients requiring fracture fixation or orthopaedic corrective surgery
Orthopaedics | Trauma - External fixator | Ring external fixator accessories | Ring external fixator - Rod/bar/tube | Siora Surgicals Pvt. Ltd | TELESCOPIC ROD 200mm Length | 239.020 | Standalone |  | Patients requiring fracture fixation or orthopaedic corrective surgery
Orthopaedics | Trauma - External fixator | Ring external fixator accessories | Ring external fixator - Rod/bar/tube | Siora Surgicals Pvt. Ltd | TELESCOPIC ROD 150mm Length | 239.015 | Standalone |  | Patients requiring fracture fixation or orthopaedic corrective surgery
Orthopaedics | Trauma - External fixator | Ring external fixator accessories | Ring external fixator - Rod/bar/tube | Siora Surgicals Pvt. Ltd | TELESCOPIC ROD 100mm Length | 239.010 | Standalone |  | Patients requiring fracture fixation or orthopaedic corrective surgery
Orthopaedics | Trauma - External fixator | Ring external fixator accessories | Ring external fixator - Rod/bar/tube | Siora Surgicals Pvt. Ltd | THREADED ROD - SLOTTED 150mm Length | 238.008 | Standalone |  | Patients requiring fracture fixation or orthopaedic corrective surgery
Orthopaedics | Trauma - External fixator | Ring external fixator accessories | Ring external fixator - Rod/bar/tube | Siora Surgicals Pvt. Ltd | THREADED ROD - SLOTTED 125mm Length | 238.006 | Standalone |  | Patients requiring fracture fixation or orthopaedic corrective surgery
Orthopaedics | Trauma - External fixator | Ring external fixator accessories | Ring external fixator - Rod/bar/tube | Siora Surgicals Pvt. Ltd | THREADED ROD - SLOTTED 100mm Length | 238.004 | Standalone |  | Patients requiring fracture fixation or orthopaedic corrective surgery
Orthopaedics | Trauma - External fixator | Ring external fixator accessories | Ring external fixator - Rod/bar/tube | Siora Surgicals Pvt. Ltd | THREADED ROD - SLOTTED 75mm Length | 238.002 | Standalone |  | Patients requiring fracture fixation or orthopaedic corrective surgery
Orthopaedics | Trauma - External fixator | Ring external fixator accessories | Ring external fixator - Rod/bar/tube | Siora Surgicals Pvt. Ltd | THREADED ROD 450mm Length | 237.020 | Standalone |  | Patients requiring fracture fixation or orthopaedic corrective surgery
Orthopaedics | Trauma - External fixator | Ring external fixator accessories | Ring external fixator - Rod/bar/tube | Siora Surgicals Pvt. Ltd | THREADED ROD 400mm Length | 237.018 | Standalone |  | Patients requiring fracture fixation or orthopaedic corrective surgery
Orthopaedics | Trauma - External fixator | Ring external fixator accessories | Ring external fixator - Rod/bar/tube | Siora Surgicals Pvt. Ltd | THREADED ROD 350mm Length | 237.016 | Standalone |  | Patients requiring fracture fixation or orthopaedic corrective surgery
Orthopaedics | Trauma - External fixator | Ring external fixator accessories | Ring external fixator - Rod/bar/tube | Siora Surgicals Pvt. Ltd | THREADED ROD 300mm Length | 237.014 | Standalone |  | Patients requiring fracture fixation or orthopaedic corrective surgery
Orthopaedics | Trauma - External fixator | Ring external fixator accessories | Ring external fixator - Rod/bar/tube | Siora Surgicals Pvt. Ltd | THREADED ROD 250mm Length | 237.012 | Standalone |  | Patients requiring fracture fixation or orthopaedic corrective surgery
Orthopaedics | Trauma - External fixator | Ring external fixator accessories | Ring external fixator - Rod/bar/tube | Siora Surgicals Pvt. Ltd | THREADED ROD 200mm Length | 237.010 | Standalone |  | Patients requiring fracture fixation or orthopaedic corrective surgery
Orthopaedics | Trauma - External fixator | Ring external fixator accessories | Ring external fixator - Rod/bar/tube | Siora Surgicals Pvt. Ltd | THREADED ROD 150mm Length | 237.008 | Standalone |  | Patients requiring fracture fixation or orthopaedic corrective surgery
Orthopaedics | Trauma - External fixator | Ring external fixator accessories | Ring external fixator - Rod/bar/tube | Siora Surgicals Pvt. Ltd | THREADED ROD 125mm Length | 237.006 | Standalone |  | Patients requiring fracture fixation or orthopaedic corrective surgery
Orthopaedics | Trauma - External fixator | Ring external fixator accessories | Ring external fixator - Rod/bar/tube | Siora Surgicals Pvt. Ltd | THREADED ROD 100mm Length | 237.004 | Standalone |  | Patients requiring fracture fixation or orthopaedic corrective surgery
Orthopaedics | Trauma - External fixator | Ring external fixator accessories | Ring external fixator - Rod/bar/tube | Siora Surgicals Pvt. Ltd | THREADED ROD 75mm Length | 237.002 | Standalone |  | Patients requiring fracture fixation or orthopaedic corrective surgery
Orthopaedics | Trauma - External fixator | Ring external fixator accessories | Other ring external fixator accessories | Siora Surgicals Pvt. Ltd | Oblique Support with Thread | 236.000 | Standalone |  | Patients requiring fracture fixation or orthopaedic corrective surgery
Orthopaedics | Trauma - External fixator | Ring external fixator | Femoral arch | Siora Surgicals Pvt. Ltd | ITALIAN FEMORAL ARCH 120DEG -S.S.240mm | 233.024 | Standalone |  | Patients requiring fracture fixation or orthopaedic corrective surgery
Orthopaedics | Trauma - External fixator | Ring external fixator | Femoral arch | Siora Surgicals Pvt. Ltd | ITALIAN FEMORAL ARCH 120DEG -S.S.220mm | 233.022 | Standalone |  | Patients requiring fracture fixation or orthopaedic corrective surgery
Orthopaedics | Trauma - External fixator | Ring external fixator | Femoral arch | Siora Surgicals Pvt. Ltd | ITALIAN FEMORAL ARCH 120DEG -S.S.180mm | 233.018 | Standalone |  | Patients requiring fracture fixation or orthopaedic corrective surgery
Orthopaedics | Trauma - External fixator | Ring external fixator | Femoral arch | Siora Surgicals Pvt. Ltd | ITALIAN FEMORAL ARCH 120DEG -S.S. 160mm | 233.016 | Standalone |  | Patients requiring fracture fixation or orthopaedic corrective surgery
Orthopaedics | Trauma - External fixator | Ring external fixator | Femoral arch | Siora Surgicals Pvt. Ltd | ITALIAN FEMORAL ARCH 120DEG -S.S.140mm | 233.014 | Standalone |  | Patients requiring fracture fixation or orthopaedic corrective surgery
Orthopaedics | Trauma - External fixator | Ring external fixator | Femoral arch | Siora Surgicals Pvt. Ltd | ITALIAN FEMORAL ARCH 120DEG -S.S.120mm | 233.012 | Standalone |  | Patients requiring fracture fixation or orthopaedic corrective surgery
Orthopaedics | Trauma - External fixator | Ring external fixator | Femoral arch | Siora Surgicals Pvt. Ltd | ITALIAN FEMORAL ARCH 90DEG -S.S.240mm | 232.024 | Standalone |  | Patients requiring fracture fixation or orthopaedic corrective surgery
Orthopaedics | Trauma - External fixator | Ring external fixator | Femoral arch | Siora Surgicals Pvt. Ltd | ITALIAN FEMORAL ARCH 90DEG -S.S. 220mm | 232.022 | Standalone |  | Patients requiring fracture fixation or orthopaedic corrective surgery
Orthopaedics | Trauma - External fixator | Ring external fixator | Femoral arch | Siora Surgicals Pvt. Ltd | ITALIAN FEMORAL ARCH 90DEG -S.S. 180mm | 232.018 | Standalone |  | Patients requiring fracture fixation or orthopaedic corrective surgery
Orthopaedics | Trauma - External fixator | Ring external fixator | Femoral arch | Siora Surgicals Pvt. Ltd | ITALIAN FEMORAL ARCH 90DEG -S.S. 160mm | 232.016 | Standalone |  | Patients requiring fracture fixation or orthopaedic corrective surgery
Orthopaedics | Trauma - External fixator | Ring external fixator | Femoral arch | Siora Surgicals Pvt. Ltd | ITALIAN FEMORAL ARCH 90DEG -S.S. 140mm | 232.014 | Standalone |  | Patients requiring fracture fixation or orthopaedic corrective surgery
Orthopaedics | Trauma - External fixator | Ring external fixator | Femoral arch | Siora Surgicals Pvt. Ltd | ITALIAN FEMORAL ARCH 90DEG -S.S.120mm | 232.012 | Standalone |  | Patients requiring fracture fixation or orthopaedic corrective surgery
Orthopaedics | Trauma - External fixator | Ring external fixator | Partial ring | Siora Surgicals Pvt. Ltd | 5/8TH RING CARBON FIBRE 220mm | SN.255.080 | Standalone |  | Patients requiring fracture fixation or orthopaedic corrective surgery
Orthopaedics | Trauma - External fixator | Ring external fixator | Partial ring | Siora Surgicals Pvt. Ltd | 5/8TH RING CARBON FIBRE 200mm | SN.255.078 | Standalone |  | Patients requiring fracture fixation or orthopaedic corrective surgery
Orthopaedics | Trauma - External fixator | Ring external fixator | Partial ring | Siora Surgicals Pvt. Ltd | 5/8TH RING CARBON FIBRE 180mm | SN.255.076 | Standalone |  | Patients requiring fracture fixation or orthopaedic corrective surgery
Orthopaedics | Trauma - External fixator | Ring external fixator | Partial ring | Siora Surgicals Pvt. Ltd | 5/8TH RING CARBON FIBRE 160mm | SN.255.074 | Standalone |  | Patients requiring fracture fixation or orthopaedic corrective surgery
Orthopaedics | Trauma - External fixator | Ring external fixator | Partial ring | Siora Surgicals Pvt. Ltd | 5/8TH RING CARBON FIBRE 150mm | SN.255.072 | Standalone |  | Patients requiring fracture fixation or orthopaedic corrective surgery
Orthopaedics | Trauma - External fixator | Ring external fixator | Partial ring | Siora Surgicals Pvt. Ltd | 5/8TH RING CARBON FIBRE 140mm | SN.255.070 | Standalone |  | Patients requiring fracture fixation or orthopaedic corrective surgery
Orthopaedics | Trauma - External fixator | Ring external fixator | Partial ring | Siora Surgicals Pvt. Ltd | 5/8TH RING CARBON FIBRE 130mm | SN.255.068 | Standalone |  | Patients requiring fracture fixation or orthopaedic corrective surgery
Orthopaedics | Trauma - External fixator | Ring external fixator | Partial ring | Siora Surgicals Pvt. Ltd | 5/8TH RING CARBON FIBRE 120mm | SN.255.066 | Standalone |  | Patients requiring fracture fixation or orthopaedic corrective surgery
Orthopaedics | Trauma - External fixator | Ring external fixator | Partial ring | Siora Surgicals Pvt. Ltd | 5/8TH RING CARBON FIBRE 110mm | SN.255.064 | Standalone |  | Patients requiring fracture fixation or orthopaedic corrective surgery
Orthopaedics | Trauma - External fixator | Ring external fixator | Partial ring | Siora Surgicals Pvt. Ltd | 5/8TH RING CARBON FIBRE 100mm | SN.255.062 | Standalone |  | Patients requiring fracture fixation or orthopaedic corrective surgery
Orthopaedics | Trauma - External fixator | Ring external fixator | Partial ring | Siora Surgicals Pvt. Ltd | 5/8TH RING CARBON FIBRE 80mm | SN.255.060 | Standalone |  | Patients requiring fracture fixation or orthopaedic corrective surgery
Orthopaedics | Trauma - External fixator | Ring external fixator | Partial ring | Siora Surgicals Pvt. Ltd | HALF RING CARBON FIBRE 260mm | SN.255.126 | Standalone |  | Patients requiring fracture fixation or orthopaedic corrective surgery
Orthopaedics | Trauma - External fixator | Ring external fixator | Partial ring | Siora Surgicals Pvt. Ltd | HALF RING CARBON FIBRE240mm | SN.255.124 | Standalone |  | Patients requiring fracture fixation or orthopaedic corrective surgery
Orthopaedics | Trauma - External fixator | Ring external fixator | Partial ring | Siora Surgicals Pvt. Ltd | HALF RING CARBON FIBRE 220mm | SN.255.122 | Standalone |  | Patients requiring fracture fixation or orthopaedic corrective surgery
Orthopaedics | Trauma - External fixator | Ring external fixator | Partial ring | Siora Surgicals Pvt. Ltd | HALF RING CARBON FIBRE 200mm | SN.255.120 | Standalone |  | Patients requiring fracture fixation or orthopaedic corrective surgery
Orthopaedics | Trauma - External fixator | Ring external fixator | Partial ring | Siora Surgicals Pvt. Ltd | HALF RING CARBON FIBRE 180mm | SN.255.118 | Standalone |  | Patients requiring fracture fixation or orthopaedic corrective surgery
Orthopaedics | Trauma - External fixator | Ring external fixator | Partial ring | Siora Surgicals Pvt. Ltd | HALF RING CARBON FIBRE 160mm | SN.255.116 | Standalone |  | Patients requiring fracture fixation or orthopaedic corrective surgery
Orthopaedics | Trauma - External fixator | Ring external fixator | Partial ring | Siora Surgicals Pvt. Ltd | HALF RING CARBON FIBRE150mm | SN.255.114 | Standalone |  | Patients requiring fracture fixation or orthopaedic corrective surgery
Orthopaedics | Trauma - External fixator | Ring external fixator | Partial ring | Siora Surgicals Pvt. Ltd | HALF RING CARBON FIBRE 140mm | SN.255.112 | Standalone |  | Patients requiring fracture fixation or orthopaedic corrective surgery
Orthopaedics | Trauma - External fixator | Ring external fixator | Partial ring | Siora Surgicals Pvt. Ltd | HALF RING CARBON FIBRE130mm | SN.255.110 | Standalone |  | Patients requiring fracture fixation or orthopaedic corrective surgery
Orthopaedics | Trauma - External fixator | Ring external fixator | Partial ring | Siora Surgicals Pvt. Ltd | HALF RING CARBON FIBRE120mm | SN.255.108 | Standalone |  | Patients requiring fracture fixation or orthopaedic corrective surgery
Orthopaedics | Trauma - External fixator | Ring external fixator | Partial ring | Siora Surgicals Pvt. Ltd | HALF RING CARBON FIBRE110mm | SN.255.106 | Standalone |  | Patients requiring fracture fixation or orthopaedic corrective surgery
Orthopaedics | Trauma - External fixator | Ring external fixator | Partial ring | Siora Surgicals Pvt. Ltd | HALF RING CARBON FIBRE100mm | SN.255.104 | Standalone |  | Patients requiring fracture fixation or orthopaedic corrective surgery
Orthopaedics | Trauma - External fixator | Ring external fixator | Partial ring | Siora Surgicals Pvt. Ltd | HALF RING CARBON FIBRE 80mm | SN.255.102 | Standalone |  | Patients requiring fracture fixation or orthopaedic corrective surgery
Orthopaedics | Trauma - External fixator | Ring external fixator | Partial ring | Siora Surgicals Pvt. Ltd | HALF RING -S.S-(Modified Version) 240mm | 230.224 | Standalone |  | Patients requiring fracture fixation or orthopaedic corrective surgery
Orthopaedics | Trauma - External fixator | Ring external fixator | Partial ring | Siora Surgicals Pvt. Ltd | HALF RING -S.S-(Modified Version) 220mm | 230.222 | Standalone |  | Patients requiring fracture fixation or orthopaedic corrective surgery
Orthopaedics | Trauma - External fixator | Ring external fixator | Partial ring | Siora Surgicals Pvt. Ltd | HALF RING -S.S-(Modified Version) 200mm | 230.220 | Standalone |  | Patients requiring fracture fixation or orthopaedic corrective surgery
Orthopaedics | Trauma - External fixator | Ring external fixator | Partial ring | Siora Surgicals Pvt. Ltd | HALF RING -S.S-(Modified Version) 180mm | 230.218 | Standalone |  | Patients requiring fracture fixation or orthopaedic corrective surgery
Orthopaedics | Trauma - External fixator | Ring external fixator | Partial ring | Siora Surgicals Pvt. Ltd | HALF RING -S.S-(Modified Version) 160mm | 230.216 | Standalone |  | Patients requiring fracture fixation or orthopaedic corrective surgery
Orthopaedics | Trauma - External fixator | Ring external fixator | Partial ring | Siora Surgicals Pvt. Ltd | HALF RING -S.S-(Modified Version) 140mm | 230.214 | Standalone |  | Patients requiring fracture fixation or orthopaedic corrective surgery
Orthopaedics | Trauma - External fixator | Ring external fixator | Partial ring | Siora Surgicals Pvt. Ltd | HALF RING -S.S-(Modified Version) 120mm | 230.212 | Standalone |  | Patients requiring fracture fixation or orthopaedic corrective surgery
Orthopaedics | Trauma - External fixator | Ring external fixator | Partial ring | Siora Surgicals Pvt. Ltd | HALF RING -S.S-(Modified Version) 100mm | 230.210 | Standalone |  | Patients requiring fracture fixation or orthopaedic corrective surgery
Orthopaedics | Trauma - External fixator | Ring external fixator | Partial ring | Siora Surgicals Pvt. Ltd | HALF RING -S.S-(Modified Version) 80mm | 230.208 | Standalone |  | Patients requiring fracture fixation or orthopaedic corrective surgery
Orthopaedics | Trauma - External fixator | Ring external fixator accessories | Ring external fixator - Pin/screw/wire | Siora Surgicals Pvt. Ltd | Illizarov Wire Dia. 1.8mm with Bayonet Point Length 400mm | 248.012 | Standalone |  | Patients requiring fracture fixation or orthopaedic corrective surgery
Orthopaedics | Trauma - External fixator | Ring external fixator accessories | Ring external fixator - Pin/screw/wire | Siora Surgicals Pvt. Ltd | Illizarov Wire Dia. 1.5mm with Bayonet Point Length 400mm | 248.01 | Standalone |  | Patients requiring fracture fixation or orthopaedic corrective surgery
Orthopaedics | Trauma - External fixator | Ring external fixator accessories | Ring external fixator - Rod/bar/tube | Siora Surgicals Pvt. Ltd | Hybrid End Rod Length 75MM | 235.015 | Standalone |  | Patients requiring fracture fixation or orthopaedic corrective surgery
Orthopaedics | Trauma - Extramedullary fixation | Plate accessories | Cable | STRYKER | Dall Miles 1.6mm Cable/Sleeve set - Stainless Steel | 37040410 | Standalone | DE0001505 | Patients requiring fracture fixation or orthopaedic corrective surgery
Orthopaedics | Trauma - Extramedullary fixation | Plate accessories | Cable | STRYKER | Dall Miles 2.0mm Cable/Sleeve set - Stainless Steel | 37040510 | Standalone | DE0001505 | Patients requiring fracture fixation or orthopaedic corrective surgery
Orthopaedics | Trauma - Extramedullary fixation | Plate accessories | Cable | STRYKER | Dall Miles Stainless Steel Cable Sleeve Small | 37041100 | Standalone | DE0001505 | Patients requiring fracture fixation or orthopaedic corrective surgery
Orthopaedics | Trauma - Extramedullary fixation | Cable plate | Cable plate | STRYKER | Dall Miles 10 inch Stainless Steel Broad Compression Plate | 37043120 | Standalone | DE0001505 | Patients requiring fracture fixation or orthopaedic corrective surgery
Orthopaedics | Trauma - Extramedullary fixation | Cable plate | Cable plate | STRYKER | Dall Miles 12 inch Stainless Steel Broad Compression Plate | 37043130 | Standalone | DE0001505 | Patients requiring fracture fixation or orthopaedic corrective surgery
Orthopaedics | Trauma - Extramedullary fixation | Plate accessories | Cable | STRYKER | Dall Miles Stainless Steel Cable Sleeve Medium | 37041110 | Standalone | DE0001505 | Patients requiring fracture fixation or orthopaedic corrective surgery
Orthopaedics | Trauma - Extramedullary fixation | Cable plate | Cable plate | STRYKER | Dall Miles 6.5 inch Stainless Steel Broad Compression Plate | 37043100 | Standalone | DE0001505 | Patients requiring fracture fixation or orthopaedic corrective surgery
Orthopaedics | Trauma - Extramedullary fixation | Cable plate | Cable plate | STRYKER | Dall Miles 8 inch Stainless Steel Broad Compression Plate | 37043110 | Standalone | DE0001505 | Patients requiring fracture fixation or orthopaedic corrective surgery
Orthopaedics | Trauma - Extramedullary fixation | Plate accessories | Cable | STRYKER | Dall Miles 1.6mm Cable - Stainless Steel | 37048236 | Standalone | DE0001505 | Patients requiring fracture fixation or orthopaedic corrective surgery
Orthopaedics | Trauma - Extramedullary fixation | Plate accessories | Cable | STRYKER | Dall Miles 2.0mm Cable - Stainless Steel | 37048240 | Standalone | DE0001505 | Patients requiring fracture fixation or orthopaedic corrective surgery
Orthopaedics | Trauma - Extramedullary fixation | Plate accessories | Cable | STRYKER | Dall Miles 1.6mm Cable - Vitallium | 67048236 | Standalone | DE0001498 | Patients requiring fracture fixation or orthopaedic corrective surgery
Orthopaedics | Trauma - Extramedullary fixation | Plate accessories | Cable | STRYKER | Dall Miles 2.0mm Cable - Vitallium | 67048240 | Standalone | DE0001498 | Patients requiring fracture fixation or orthopaedic corrective surgery
Orthopaedics | Trauma - Extramedullary fixation | Plate accessories | Cable | STRYKER | Dall Miles 1.6mm Beaded Cable/Sleeve set - Stainless Steel | 37040040 | Standalone | DE0001505 | Patients requiring fracture fixation or orthopaedic corrective surgery
Orthopaedics | Trauma - Extramedullary fixation | Plate accessories | Cable | STRYKER | Dall Miles 2.0mm Beaded Cable/Sleeve set - Stainless Steel | 37040050 | Standalone | DE0001505 | Patients requiring fracture fixation or orthopaedic corrective surgery
Orthopaedics | Trauma - Extramedullary fixation | Cable plate | Cable plate | STRYKER | DALLMILES Recon and Trauma System MEDIUM TROCHANTERIC GRIP PLATE PLUS TWO CABLES, STERILE 2.0MM | 67043080 | Standalone | DE0001498 | Patients requiring fracture fixation or orthopaedic corrective surgery
Orthopaedics | Trauma - Extramedullary fixation | Cable plate | Cable plate | STRYKER | DALLMILES Recon and Trauma System GRIP PLUS TWO SMALL CABLES, STERILE 2.0MM | 67043070 | Standalone | DE0001498 | Patients requiring fracture fixation or orthopaedic corrective surgery
Orthopaedics | Trauma - Extramedullary fixation | Cable plate | Cable plate | STRYKER | DALLMILES Recon and Trauma System LARGE GRIP PLUS TWO CABLES, STERILE 2.0 MM | 67043090 | Standalone | DE0001498 | Patients requiring fracture fixation or orthopaedic corrective surgery
Orthopaedics | Trauma - Extramedullary fixation | Cable plate | Cable plate | STRYKER | Dall Miles medium grip implant | 67046020 | Standalone | DE0001498 | Patients requiring fracture fixation or orthopaedic corrective surgery
Orthopaedics | Trauma - Extramedullary fixation | Cable plate | Cable plate | STRYKER | Dall Miles small grip implant | 67045016 | Standalone | DE0001498 | Patients requiring fracture fixation or orthopaedic corrective surgery
Orthopaedics | Trauma - Extramedullary fixation | Plate accessories | Cable | STRYKER | Dall Miles medium Cable sleeve | 67044016 | Standalone | DE0001498 | Patients requiring fracture fixation or orthopaedic corrective surgery
Orthopaedics | Trauma - Extramedullary fixation | Plate accessories | Cable | STRYKER | Dall Miles small Cable sleeve | 67044020 | Standalone | DE0001498 | Patients requiring fracture fixation or orthopaedic corrective surgery
Orthopaedics | Shoulder replacement | Shoulder replacement - Glenoid | Shoulder replacement - Reverse glenoid component - Baseplate | Wright Medical-Montbonnot | STANDARD BASEPLATE, 25MM | DWJ401 | Standalone | DE0509083 | Patients with a degenerative disease of the glenohumeral joint or a grossly deficient rotator cuff joint with any of following conditions: - Severe arthropathy; or - Fracture of proximal humerus with or without dislocations; or - A previous failed glenohumeral joint replacement. Patients should have a functional deltoid muscle.
Orthopaedics | Shoulder replacement | Shoulder replacement - Glenoid | Shoulder replacement - Reverse glenoid component - Baseplate | Wright Medical-Montbonnot | STANDARD BASEPLATE, 29MM | DWJ411 | Standalone | DE0509083 | Patients with a degenerative disease of the glenohumeral joint or a grossly deficient rotator cuff joint with any of following conditions: - Severe arthropathy; or - Fracture of proximal humerus with or without dislocations; or - A previous failed glenohumeral joint replacement. Patients should have a functional deltoid muscle.
Orthopaedics | Shoulder replacement | Shoulder replacement - Glenoid | Shoulder replacement - Reverse glenoid component - Baseplate | Wright Medical-Montbonnot | LATERALIZED BASEPLATE, OFFSET: +3MM, 25MM | DWJ502 | Standalone | DE0509083 | Patients with a degenerative disease of the glenohumeral joint or a grossly deficient rotator cuff joint with any of following conditions: - Severe arthropathy; or - Fracture of proximal humerus with or without dislocations; or - A previous failed glenohumeral joint replacement. Patients should have a functional deltoid muscle.
Orthopaedics | Shoulder replacement | Shoulder replacement - Glenoid | Shoulder replacement - Reverse glenoid component - Baseplate | Wright Medical-Montbonnot | LATERALIZED BASEPLATE, OFFSET: +6MM, 25MM | DWJ503 | Standalone | DE0509083 | Patients with a degenerative disease of the glenohumeral joint or a grossly deficient rotator cuff joint with any of following conditions: - Severe arthropathy; or - Fracture of proximal humerus with or without dislocations; or - A previous failed glenohumeral joint replacement. Patients should have a functional deltoid muscle.
Orthopaedics | Shoulder replacement | Shoulder replacement - Glenoid | Shoulder replacement - Reverse glenoid component - Baseplate | Wright Medical-Montbonnot | LATERALIZED BASEPLATE, OFFSET: +3MM, 29MM | DWJ512 | Standalone | DE0509083 | Patients with a degenerative disease of the glenohumeral joint or a grossly deficient rotator cuff joint with any of following conditions: - Severe arthropathy; or - Fracture of proximal humerus with or without dislocations; or - A previous failed glenohumeral joint replacement. Patients should have a functional deltoid muscle.
Orthopaedics | Shoulder replacement | Shoulder replacement - Glenoid | Shoulder replacement - Reverse glenoid component - Baseplate | Wright Medical-Montbonnot | LATERALIZED BASEPLATE, OFFSET: +6MM, 29MM | DWJ513 | Standalone | DE0509083 | Patients with a degenerative disease of the glenohumeral joint or a grossly deficient rotator cuff joint with any of following conditions: - Severe arthropathy; or - Fracture of proximal humerus with or without dislocations; or - A previous failed glenohumeral joint replacement. Patients should have a functional deltoid muscle.
Orthopaedics | Shoulder replacement | Shoulder replacement - Glenoid | Shoulder replacement - Reverse glenoid component - Baseplate | Wright Tornier-Bloomington | HALF WEDGE AUGMENT BASEPLATE, 35DEG, 25MM | DWJ504 | Standalone | DE0509083 | Patients with a degenerative disease of the glenohumeral joint or a grossly deficient rotator cuff joint with any of following conditions: - Severe arthropathy; or - Fracture of proximal humerus with or without dislocations; or - A previous failed glenohumeral joint replacement. Patients should have a functional deltoid muscle.
Orthopaedics | Shoulder replacement | Shoulder replacement - Glenoid | Shoulder replacement - Reverse glenoid component - Baseplate | Wright Medical-Montbonnot | FULL WEDGE AUGMENT BASEPLATE, 15DEG, 25MM | DWJ505 | Standalone | DE0509083 | Patients with a degenerative disease of the glenohumeral joint or a grossly deficient rotator cuff joint with any of following conditions: - Severe arthropathy; or - Fracture of proximal humerus with or without dislocations; or - A previous failed glenohumeral joint replacement. Patients should have a functional deltoid muscle.
Orthopaedics | Shoulder replacement | Shoulder replacement - Glenoid | Shoulder replacement - Reverse glenoid component - Baseplate | Wright Medical-Montbonnot | HALF WEDGE AUGMENT BASEPLATE, 35DEG, 29MM | DWJ514 | Standalone | DE0509083 | Patients with a degenerative disease of the glenohumeral joint or a grossly deficient rotator cuff joint with any of following conditions: - Severe arthropathy; or - Fracture of proximal humerus with or without dislocations; or - A previous failed glenohumeral joint replacement. Patients should have a functional deltoid muscle.
Orthopaedics | Shoulder replacement | Shoulder replacement - Glenoid | Shoulder replacement - Reverse glenoid component - Baseplate | Wright Medical-Montbonnot | FULL WEDGE AUGMENT BASEPLATE, 15DEG, 29MM | DWJ515 | Standalone | DE0509083 | Patients with a degenerative disease of the glenohumeral joint or a grossly deficient rotator cuff joint with any of following conditions: - Severe arthropathy; or - Fracture of proximal humerus with or without dislocations; or - A previous failed glenohumeral joint replacement. Patients should have a functional deltoid muscle.
Orthopaedics | Trauma - Extramedullary fixation | Locking/combination plate | Locking/combination plate - General orthopaedic | Orthopaedic Implant Company | 4 HOLE 1/3 TUBULAR LOCKING PLATE | 13TP-04050 | Standalone | DE0508951 | Patients requiring fracture fixation or orthopaedic corrective surgery
Orthopaedics | Trauma - Extramedullary fixation | Locking/combination plate | Locking/combination plate - General orthopaedic | Orthopaedic Implant Company | 5 HOLE 1/3 TUBULAR LOCKING PLATE | 13TP-05062 | Standalone | DE0508951 | Patients requiring fracture fixation or orthopaedic corrective surgery
Orthopaedics | Trauma - Extramedullary fixation | Locking/combination plate | Locking/combination plate - General orthopaedic | Orthopaedic Implant Company | 6 HOLE 1/3 TUBULAR LOCKING PLATE | 13TP-06074 | Standalone | DE0508951 | Patients requiring fracture fixation or orthopaedic corrective surgery
Orthopaedics | Trauma - Extramedullary fixation | Locking/combination plate | Locking/combination plate - General orthopaedic | Orthopaedic Implant Company | 7 HOLE 1/3 TUBULAR LOCKING PLATE | 13TP-07086 | Standalone | DE0508951 | Patients requiring fracture fixation or orthopaedic corrective surgery
Orthopaedics | Trauma - Extramedullary fixation | Locking/combination plate | Locking/combination plate - General orthopaedic | Orthopaedic Implant Company | 8 HOLE 1/3 TUBULAR LOCKING PLATE | 13TP-08098 | Standalone | DE0508951 | Patients requiring fracture fixation or orthopaedic corrective surgery
Orthopaedics | Trauma - Extramedullary fixation | Locking/combination plate | Locking/combination plate - General orthopaedic | Orthopaedic Implant Company | 10 HOLE 1/3 TUBULAR LOCKING PLATE | 13TP-10122 | Standalone | DE0508951 | Patients requiring fracture fixation or orthopaedic corrective surgery
Orthopaedics | Trauma - Extramedullary fixation | Locking/combination plate | Locking/combination plate - General orthopaedic | Orthopaedic Implant Company | 12 HOLE 1/3 TUBULAR LOCKING PLATE | 13TP-12146 | Standalone | DE0508951 | Patients requiring fracture fixation or orthopaedic corrective surgery
Orthopaedics | Trauma - Extramedullary fixation | Locking/combination plate | Locking/combination plate - Tibia | Orthopaedic Implant Company | 4 HOLE LEFT ANTEROLATERAL DISTAL TIBIA PLATE | ALDT-04069L | Standalone | DE0508951 | Patients requiring fracture fixation or orthopaedic corrective surgery
Orthopaedics | Trauma - Extramedullary fixation | Locking/combination plate | Locking/combination plate - Tibia | Orthopaedic Implant Company | 4 HOLE RIGHT ANTEROLATERAL DISTAL TIBIA PLATE | ALDT-04069R | Standalone | DE0508951 | Patients requiring fracture fixation or orthopaedic corrective surgery
Orthopaedics | Trauma - Extramedullary fixation | Locking/combination plate | Locking/combination plate - Tibia | Orthopaedic Implant Company | 6 HOLE LEFT ANTEROLATERAL DISTAL TIBIA PLATE | ALDT-06095L | Standalone | DE0508951 | Patients requiring fracture fixation or orthopaedic corrective surgery
Orthopaedics | Trauma - Extramedullary fixation | Locking/combination plate | Locking/combination plate - Tibia | Orthopaedic Implant Company | 6 HOLE RIGHT ANTEROLATERAL DISTAL TIBIA PLATE | ALDT-06095R | Standalone | DE0508951 | Patients requiring fracture fixation or orthopaedic corrective surgery
Orthopaedics | Trauma - Extramedullary fixation | Locking/combination plate | Locking/combination plate - Tibia | Orthopaedic Implant Company | 8 HOLE LEFT ANTEROLATERAL DISTAL TIBIA PLATE | ALDT-08120L | Standalone | DE0508951 | Patients requiring fracture fixation or orthopaedic corrective surgery
Orthopaedics | Trauma - Extramedullary fixation | Locking/combination plate | Locking/combination plate - Tibia | Orthopaedic Implant Company | 8 HOLE RIGHT ANTEROLATERAL DISTAL TIBIA PLATE | ALDT-08120R | Standalone | DE0508951 | Patients requiring fracture fixation or orthopaedic corrective surgery
Orthopaedics | Trauma - Extramedullary fixation | Locking/combination plate | Locking/combination plate - Tibia | Orthopaedic Implant Company | 10 HOLE LEFT ANTEROLATERAL DISTAL TIBIA PLATE | ALDT-10145L | Standalone | DE0508951 | Patients requiring fracture fixation or orthopaedic corrective surgery
Orthopaedics | Trauma - Extramedullary fixation | Locking/combination plate | Locking/combination plate - Tibia | Orthopaedic Implant Company | 10 HOLE RIGHT ANTEROLATERAL DISTAL TIBIA PLATE | ALDT-10145R | Standalone | DE0508951 | Patients requiring fracture fixation or orthopaedic corrective surgery
Orthopaedics | Trauma - Extramedullary fixation | Locking/combination plate | Locking/combination plate - Tibia | Orthopaedic Implant Company | 13 HOLE LEFT ANTEROLATERAL DISTAL TIBIA PLATE | ALDT-13182L | Standalone | DE0508951 | Patients requiring fracture fixation or orthopaedic corrective surgery
Orthopaedics | Trauma - Extramedullary fixation | Locking/combination plate | Locking/combination plate - Tibia | Orthopaedic Implant Company | 13 HOLE RIGHT ANTEROLATERAL DISTAL TIBIA PLATE | ALDT-13182R | Standalone | DE0508951 | Patients requiring fracture fixation or orthopaedic corrective surgery
Orthopaedics | Trauma - Extramedullary fixation | Locking/combination plate | Locking/combination plate - General orthopaedic | Orthopaedic Implant Company | 3.5 mm 4 HOLE LOCKING COMPRESSION PLATE | C35-04067 | Standalone | DE0508951 | Patients requiring fracture fixation or orthopaedic corrective surgery
Orthopaedics | Trauma - Extramedullary fixation | Locking/combination plate | Locking/combination plate - General orthopaedic | Orthopaedic Implant Company | 3.5 mm 5 HOLE LOCKING COMPRESSION PLATE | C35-05084 | Standalone | DE0508951 | Patients requiring fracture fixation or orthopaedic corrective surgery
Orthopaedics | Trauma - Extramedullary fixation | Locking/combination plate | Locking/combination plate - General orthopaedic | Orthopaedic Implant Company | 3.5 mm 6 HOLE LOCKING COMPRESSION PLATE | C35-06096 | Standalone | DE0508951 | Patients requiring fracture fixation or orthopaedic corrective surgery
Orthopaedics | Trauma - Extramedullary fixation | Locking/combination plate | Locking/combination plate - General orthopaedic | Orthopaedic Implant Company | 3.5 mm 7 HOLE LOCKING COMPRESSION PLATE | C35-07113 | Standalone | DE0508951 | Patients requiring fracture fixation or orthopaedic corrective surgery
Orthopaedics | Trauma - Extramedullary fixation | Locking/combination plate | Locking/combination plate - General orthopaedic | Orthopaedic Implant Company | 3.5 mm 8 HOLE LOCKING COMPRESSION PLATE | C35-08125 | Standalone | DE0508951 | Patients requiring fracture fixation or orthopaedic corrective surgery
Orthopaedics | Trauma - Extramedullary fixation | Locking/combination plate | Locking/combination plate - General orthopaedic | Orthopaedic Implant Company | 3.5 mm 10 HOLE LOCKING COMPRESSION PLATE | C35-10157 | Standalone | DE0508951 | Patients requiring fracture fixation or orthopaedic corrective surgery
Orthopaedics | Trauma - Extramedullary fixation | Locking/combination plate | Locking/combination plate - General orthopaedic | Orthopaedic Implant Company | 3.5 mm 12 HOLE LOCKING COMPRESSION PLATE | C35-12183 | Standalone | DE0508951 | Patients requiring fracture fixation or orthopaedic corrective surgery
Orthopaedics | Trauma - Extramedullary fixation | Locking/combination plate | Locking/combination plate - General orthopaedic | Orthopaedic Implant Company | 3.5 mm 14 HOLE LOCKING COMPRESSION PLATE | C35-14215 | Standalone | DE0508951 | Patients requiring fracture fixation or orthopaedic corrective surgery
Orthopaedics | Trauma - Extramedullary fixation | Locking/combination plate | Locking/combination plate - Clavicle | Orthopaedic Implant Company | 4 HOLE LEFT DISTAL CLAVICLE PLATE | CPD-04078L | Standalone | DE0508951 | Patients requiring fracture fixation or orthopaedic corrective surgery
Orthopaedics | Trauma - Extramedullary fixation | Locking/combination plate | Locking/combination plate - Clavicle | Orthopaedic Implant Company | 4 HOLE RIGHT DISTAL CLAVICLE PLATE | CPD-04078R | Standalone | DE0508951 | Patients requiring fracture fixation or orthopaedic corrective surgery
Orthopaedics | Trauma - Extramedullary fixation | Locking/combination plate | Locking/combination plate - Clavicle | Orthopaedic Implant Company | 6 HOLE LEFT DISTAL CLAVICLE PLATE | CPD-06101L | Standalone | DE0508951 | Patients requiring fracture fixation or orthopaedic corrective surgery
Orthopaedics | Trauma - Extramedullary fixation | Locking/combination plate | Locking/combination plate - Clavicle | Orthopaedic Implant Company | 6 HOLE RIGHT DISTAL CLAVICLE PLATE | CPD-06101R | Standalone | DE0508951 | Patients requiring fracture fixation or orthopaedic corrective surgery
Orthopaedics | Trauma - Extramedullary fixation | Locking/combination plate | Locking/combination plate - Clavicle | Orthopaedic Implant Company | 8 HOLE LEFT DISTAL CLAVICLE PLATE | CPD-08126L | Standalone | DE0508951 | Patients requiring fracture fixation or orthopaedic corrective surgery
Orthopaedics | Trauma - Extramedullary fixation | Locking/combination plate | Locking/combination plate - Clavicle | Orthopaedic Implant Company | 8 HOLE RIGHT DISTAL CLAVICLE PLATE | CPD-08126R | Standalone | DE0508951 | Patients requiring fracture fixation or orthopaedic corrective surgery
Orthopaedics | Trauma - Extramedullary fixation | Locking/combination plate | Locking/combination plate - Clavicle | Orthopaedic Implant Company | 10 HOLE LEFT DISTAL CLAVICLE PLATE | CPD-10151L | Standalone | DE0508951 | Patients requiring fracture fixation or orthopaedic corrective surgery
Orthopaedics | Trauma - Extramedullary fixation | Locking/combination plate | Locking/combination plate - Clavicle | Orthopaedic Implant Company | 10 HOLE RIGHT DISTAL CLAVICLE PLATE | CPD-10151R | Standalone | DE0508951 | Patients requiring fracture fixation or orthopaedic corrective surgery
Orthopaedics | Trauma - Extramedullary fixation | Locking/combination plate | Locking/combination plate - Clavicle | Orthopaedic Implant Company | 6 HOLE NEUTRAL MIDSHAFT CLAVICLE PLATE | CPM-06076N | Standalone | DE0508951 | Patients requiring fracture fixation or orthopaedic corrective surgery
Orthopaedics | Trauma - Extramedullary fixation | Locking/combination plate | Locking/combination plate - Clavicle | Orthopaedic Implant Company | 8 HOLE LEFT MIDSHAFT CLAVICLE PLATE | CPM-08100L | Standalone | DE0508951 | Patients requiring fracture fixation or orthopaedic corrective surgery
Orthopaedics | Trauma - Extramedullary fixation | Locking/combination plate | Locking/combination plate - Clavicle | Orthopaedic Implant Company | 8 HOLE RIGHT MIDSHAFT CLAVICLE PLATE | CPM-08100R | Standalone | DE0508951 | Patients requiring fracture fixation or orthopaedic corrective surgery
Orthopaedics | Trauma - Extramedullary fixation | Locking/combination plate | Locking/combination plate - Clavicle | Orthopaedic Implant Company | 10 HOLE LEFT MIDSHAFT CLAVICLE PLATE | CPM-10123L | Standalone | DE0508951 | Patients requiring fracture fixation or orthopaedic corrective surgery
Orthopaedics | Trauma - Extramedullary fixation | Locking/combination plate | Locking/combination plate - Clavicle | Orthopaedic Implant Company | 10 HOLE RIGHT MIDSHAFT CLAVICLE PLATE | CPM-10123R | Standalone | DE0508951 | Patients requiring fracture fixation or orthopaedic corrective surgery
Orthopaedics | Trauma - Extramedullary fixation | Locking/combination plate | Locking/combination plate - Fibula | Orthopaedic Implant Company | 3 HOLE NEUTRAL DISTAL FIBULA PLATE | DFIB-03065 | Standalone | DE0508951 | Patients requiring fracture fixation or orthopaedic corrective surgery
Orthopaedics | Trauma - Extramedullary fixation | Locking/combination plate | Locking/combination plate - Fibula | Orthopaedic Implant Company | 4 HOLE NEUTRAL DISTAL FIBULA PLATE | DFIB-04077 | Standalone | DE0508951 | Patients requiring fracture fixation or orthopaedic corrective surgery
Orthopaedics | Trauma - Extramedullary fixation | Locking/combination plate | Locking/combination plate - Fibula | Orthopaedic Implant Company | 5 HOLE NEUTRAL DISTAL FIBULA PLATE | DFIB-05087 | Standalone | DE0508951 | Patients requiring fracture fixation or orthopaedic corrective surgery
Orthopaedics | Trauma - Extramedullary fixation | Locking/combination plate | Locking/combination plate - Fibula | Orthopaedic Implant Company | 7 HOLE NEUTRAL DISTAL FIBULA PLATE | DFIB-07109 | Standalone | DE0508951 | Patients requiring fracture fixation or orthopaedic corrective surgery
Orthopaedics | Trauma - Extramedullary fixation | Locking/combination plate | Locking/combination plate - Fibula | Orthopaedic Implant Company | 9 HOLE NEUTRAL DISTAL FIBULA PLATE | DFIB-09131 | Standalone | DE0508951 | Patients requiring fracture fixation or orthopaedic corrective surgery
Orthopaedics | Trauma - Extramedullary fixation | Locking/combination plate | Locking/combination plate - Fibula | Orthopaedic Implant Company | 11 HOLE NEUTRAL DISTAL FIBULA PLATE | DFIB-11153 | Standalone | DE0508951 | Patients requiring fracture fixation or orthopaedic corrective surgery
Orthopaedics | Trauma - Extramedullary fixation | Locking/combination plate | Locking/combination plate - Tibia | Orthopaedic Implant Company | 4 HOLE LEFT LATERAL PROXIMAL TIBIA PLATE | LPT-04075L | Standalone | DE0508951 | Patients requiring fracture fixation or orthopaedic corrective surgery
Orthopaedics | Trauma - Extramedullary fixation | Locking/combination plate | Locking/combination plate - Tibia | Orthopaedic Implant Company | 4 HOLE RIGHT LATERAL PROXIMAL TIBIA PLATE | LPT-04075R | Standalone | DE0508951 | Patients requiring fracture fixation or orthopaedic corrective surgery
Orthopaedics | Trauma - Extramedullary fixation | Locking/combination plate | Locking/combination plate - Tibia | Orthopaedic Implant Company | 6 HOLE LEFT LATERAL PROXIMAL TIBIA PLATE | LPT-06100L | Standalone | DE0508951 | Patients requiring fracture fixation or orthopaedic corrective surgery
Orthopaedics | Trauma - Extramedullary fixation | Locking/combination plate | Locking/combination plate - Tibia | Orthopaedic Implant Company | 6 HOLE RIGHT LATERAL PROXIMAL TIBIA PLATE | LPT-06100R | Standalone | DE0508951 | Patients requiring fracture fixation or orthopaedic corrective surgery
Orthopaedics | Trauma - Extramedullary fixation | Locking/combination plate | Locking/combination plate - Tibia | Orthopaedic Implant Company | 8 HOLE LEFT LATERAL PROXIMAL TIBIA PLATE | LPT-08125L | Standalone | DE0508951 | Patients requiring fracture fixation or orthopaedic corrective surgery
Orthopaedics | Trauma - Extramedullary fixation | Locking/combination plate | Locking/combination plate - Tibia | Orthopaedic Implant Company | 8 HOLE RIGHT LATERAL PROXIMAL TIBIA PLATE | LPT-08125R | Standalone | DE0508951 | Patients requiring fracture fixation or orthopaedic corrective surgery
Orthopaedics | Trauma - Extramedullary fixation | Locking/combination plate | Locking/combination plate - Tibia | Orthopaedic Implant Company | 10 HOLE LEFT LATERAL PROXIMAL TIBIA PLATE | LPT-10150L | Standalone | DE0508951 | Patients requiring fracture fixation or orthopaedic corrective surgery
Orthopaedics | Trauma - Extramedullary fixation | Locking/combination plate | Locking/combination plate - Tibia | Orthopaedic Implant Company | 10 HOLE RIGHT LATERAL PROXIMAL TIBIA PLATE | LPT-10150R | Standalone | DE0508951 | Patients requiring fracture fixation or orthopaedic corrective surgery
Orthopaedics | Trauma - Extramedullary fixation | Locking/combination plate | Locking/combination plate - Tibia | Orthopaedic Implant Company | 13 HOLE LEFT LATERAL PROXIMAL TIBIA PLATE | LPT-13188L | Standalone | DE0508951 | Patients requiring fracture fixation or orthopaedic corrective surgery
Orthopaedics | Trauma - Extramedullary fixation | Locking/combination plate | Locking/combination plate - Tibia | Orthopaedic Implant Company | 13 HOLE RIGHT LATERAL PROXIMAL TIBIA PLATE | LPT-13188R | Standalone | DE0508951 | Patients requiring fracture fixation or orthopaedic corrective surgery
Orthopaedics | Trauma - Extramedullary fixation | Locking/combination plate | Locking/combination plate - Tibia | Orthopaedic Implant Company | 3 HOLE LEFT MEDIAL DISTAL TIBIA PLATE | MDT-03089L | Standalone | DE0508951 | Patients requiring fracture fixation or orthopaedic corrective surgery
Orthopaedics | Trauma - Extramedullary fixation | Locking/combination plate | Locking/combination plate - Tibia | Orthopaedic Implant Company | 3 HOLE RIGHT MEDIAL DISTAL TIBIA PLATE | MDT-03089R | Standalone | DE0508951 | Patients requiring fracture fixation or orthopaedic corrective surgery
Orthopaedics | Trauma - Extramedullary fixation | Locking/combination plate | Locking/combination plate - Tibia | Orthopaedic Implant Company | 6 HOLE LEFT MEDIAL DISTAL TIBIA PLATE | MDT-06127L | Standalone | DE0508951 | Patients requiring fracture fixation or orthopaedic corrective surgery
Orthopaedics | Trauma - Extramedullary fixation | Locking/combination plate | Locking/combination plate - Tibia | Orthopaedic Implant Company | 6 HOLE RIGHT MEDIAL DISTAL TIBIA PLATE | MDT-06127R | Standalone | DE0508951 | Patients requiring fracture fixation or orthopaedic corrective surgery
Orthopaedics | Trauma - Extramedullary fixation | Locking/combination plate | Locking/combination plate - Tibia | Orthopaedic Implant Company | 8 HOLE LEFT MEDIAL DISTAL TIBIA PLATE | MDT-08152L | Standalone | DE0508951 | Patients requiring fracture fixation or orthopaedic corrective surgery
Orthopaedics | Trauma - Extramedullary fixation | Locking/combination plate | Locking/combination plate - Tibia | Orthopaedic Implant Company | 8 HOLE RIGHT MEDIAL DISTAL TIBIA PLATE | MDT-08152R | Standalone | DE0508951 | Patients requiring fracture fixation or orthopaedic corrective surgery
Orthopaedics | Trauma - Extramedullary fixation | Locking/combination plate | Locking/combination plate - Tibia | Orthopaedic Implant Company | 10 HOLE LEFT MEDIAL DISTAL TIBIA PLATE | MDT-10177L | Standalone | DE0508951 | Patients requiring fracture fixation or orthopaedic corrective surgery
Orthopaedics | Trauma - Extramedullary fixation | Locking/combination plate | Locking/combination plate - Tibia | Orthopaedic Implant Company | 10 HOLE RIGHT MEDIAL DISTAL TIBIA PLATE | MDT-10177R | Standalone | DE0508951 | Patients requiring fracture fixation or orthopaedic corrective surgery
Orthopaedics | Trauma - Extramedullary fixation | Locking/combination plate | Locking/combination plate - Tibia | Orthopaedic Implant Company | 13 HOLE LEFT MEDIAL DISTAL TIBIA PLATE | MDT-13214L | Standalone | DE0508951 | Patients requiring fracture fixation or orthopaedic corrective surgery
Orthopaedics | Trauma - Extramedullary fixation | Locking/combination plate | Locking/combination plate - Tibia | Orthopaedic Implant Company | 13 HOLE RIGHT MEDIAL DISTAL TIBIA PLATE | MDT-13214R | Standalone | DE0508951 | Patients requiring fracture fixation or orthopaedic corrective surgery
Orthopaedics | Trauma - Extramedullary fixation | Locking/combination plate | Locking/combination plate - Tibia | Orthopaedic Implant Company | 16 HOLE LEFT MEDIAL DISTAL TIBIA PLATE | MDT-16252L | Standalone | DE0508951 | Patients requiring fracture fixation or orthopaedic corrective surgery
Orthopaedics | Trauma - Extramedullary fixation | Locking/combination plate | Locking/combination plate - Tibia | Orthopaedic Implant Company | 16 HOLE RIGHT MEDIAL DISTAL TIBIA PLATE | MDT-16252R | Standalone | DE0508951 | Patients requiring fracture fixation or orthopaedic corrective surgery
Orthopaedics | Trauma - Extramedullary fixation | Locking/combination plate | Locking/combination plate - Humerus | Orthopaedic Implant Company | 3 HOLE LEFT PROXIMAL HUMERUS PLATE | PHP-03100L | Standalone | DE0508951 | Patients requiring fracture fixation or orthopaedic corrective surgery
Orthopaedics | Trauma - Extramedullary fixation | Locking/combination plate | Locking/combination plate - Humerus | Orthopaedic Implant Company | 3 HOLE RIGHT PROXIMAL HUMERUS PLATE | PHP-03100R | Standalone | DE0508951 | Patients requiring fracture fixation or orthopaedic corrective surgery
Orthopaedics | Trauma - Extramedullary fixation | Locking/combination plate | Locking/combination plate - Humerus | Orthopaedic Implant Company | 5 HOLE LEFT PROXIMAL HUMERUS PLATE | PHP-05124L | Standalone | DE0508951 | Patients requiring fracture fixation or orthopaedic corrective surgery
Orthopaedics | Trauma - Extramedullary fixation | Locking/combination plate | Locking/combination plate - Humerus | Orthopaedic Implant Company | 5 HOLE RIGHT PROXIMAL HUMERUS PLATE | PHP-05124R | Standalone | DE0508951 | Patients requiring fracture fixation or orthopaedic corrective surgery
Orthopaedics | Trauma - Extramedullary fixation | Locking/combination plate | Locking/combination plate - Humerus | Orthopaedic Implant Company | 7 HOLE LEFT PROXIMAL HUMERUS PLATE | PHP-07148L | Standalone | DE0508951 | Patients requiring fracture fixation or orthopaedic corrective surgery
Orthopaedics | Trauma - Extramedullary fixation | Locking/combination plate | Locking/combination plate - Humerus | Orthopaedic Implant Company | 7 HOLE RIGHT PROXIMAL HUMERUS PLATE | PHP-07148R | Standalone | DE0508951 | Patients requiring fracture fixation or orthopaedic corrective surgery
Orthopaedics | Trauma - Extramedullary fixation | Locking/combination plate | Locking/combination plate - Tibia | Orthopaedic Implant Company | 4 HOLE LEFT POSTERIOR MEDIAL PROXIMAL TIBIA PLATE | PMPT-04067L | Standalone | DE0508951 | Patients requiring fracture fixation or orthopaedic corrective surgery
Orthopaedics | Trauma - Extramedullary fixation | Locking/combination plate | Locking/combination plate - Tibia | Orthopaedic Implant Company | 4 HOLE RIGHT POSTERIOR MEDIAL PROXIMAL TIBIA PLATE | PMPT-04067R | Standalone | DE0508951 | Patients requiring fracture fixation or orthopaedic corrective surgery
Orthopaedics | Trauma - Extramedullary fixation | Locking/combination plate | Locking/combination plate - Tibia | Orthopaedic Implant Company | 6 HOLE LEFT POSTERIOR MEDIAL PROXIMAL TIBIA PLATE | PMPT-06091L | Standalone | DE0508951 | Patients requiring fracture fixation or orthopaedic corrective surgery
Orthopaedics | Trauma - Extramedullary fixation | Locking/combination plate | Locking/combination plate - Tibia | Orthopaedic Implant Company | 6 HOLE RIGHT POSTERIOR MEDIAL PROXIMAL TIBIA PLATE | PMPT-06091R | Standalone | DE0508951 | Patients requiring fracture fixation or orthopaedic corrective surgery
Orthopaedics | Trauma - Extramedullary fixation | Plate accessories | Locking screw | Orthopaedic Implant Company | 2.5 mm X 8 mm LOCKING SCREW | LS-2508 | Standalone | DE0508951 | Patients requiring fracture fixation or orthopaedic corrective surgery
Orthopaedics | Trauma - Extramedullary fixation | Plate accessories | Locking screw | Orthopaedic Implant Company | 2.5 mm X 10 mm LOCKING SCREW | LS-2510 | Standalone | DE0508951 | Patients requiring fracture fixation or orthopaedic corrective surgery
Orthopaedics | Trauma - Extramedullary fixation | Plate accessories | Locking screw | Orthopaedic Implant Company | 2.5 mm X 12 mm LOCKING SCREW | LS-2512 | Standalone | DE0508951 | Patients requiring fracture fixation or orthopaedic corrective surgery
Orthopaedics | Trauma - Extramedullary fixation | Plate accessories | Locking screw | Orthopaedic Implant Company | 2.5 mm X 14 mm LOCKING SCREW | LS-2514 | Standalone | DE0508951 | Patients requiring fracture fixation or orthopaedic corrective surgery
Orthopaedics | Trauma - Extramedullary fixation | Plate accessories | Locking screw | Orthopaedic Implant Company | 2.5 mm X 16 mm LOCKING SCREW | LS-2516 | Standalone | DE0508951 | Patients requiring fracture fixation or orthopaedic corrective surgery
Orthopaedics | Trauma - Extramedullary fixation | Plate accessories | Locking screw | Orthopaedic Implant Company | 2.5 mm X 18 mm LOCKING SCREW | LS-2518 | Standalone | DE0508951 | Patients requiring fracture fixation or orthopaedic corrective surgery
Orthopaedics | Trauma - Extramedullary fixation | Plate accessories | Locking screw | Orthopaedic Implant Company | 2.5 mm X 20 mm LOCKING SCREW | LS-2520 | Standalone | DE0508951 | Patients requiring fracture fixation or orthopaedic corrective surgery
Orthopaedics | Trauma - Extramedullary fixation | Plate accessories | Locking screw | Orthopaedic Implant Company | 2.5 mm X 22 mm LOCKING SCREW | LS-2522 | Standalone | DE0508951 | Patients requiring fracture fixation or orthopaedic corrective surgery
Orthopaedics | Trauma - Extramedullary fixation | Plate accessories | Locking screw | Orthopaedic Implant Company | 2.5 mm X 24 mm LOCKING SCREW | LS-2524 | Standalone | DE0508951 | Patients requiring fracture fixation or orthopaedic corrective surgery
Orthopaedics | Trauma - Extramedullary fixation | Plate accessories | Locking screw | Orthopaedic Implant Company | 2.5 mm X 26 mm LOCKING SCREW | LS-2526 | Standalone | DE0508951 | Patients requiring fracture fixation or orthopaedic corrective surgery
Orthopaedics | Trauma - Extramedullary fixation | Plate accessories | Locking screw | Orthopaedic Implant Company | 2.5 mm X 28 mm LOCKING SCREW | LS-2528 | Standalone | DE0508951 | Patients requiring fracture fixation or orthopaedic corrective surgery
Orthopaedics | Trauma - Extramedullary fixation | Plate accessories | Locking screw | Orthopaedic Implant Company | 2.5 mm X 30 mm LOCKING SCREW | LS-2530 | Standalone | DE0508951 | Patients requiring fracture fixation or orthopaedic corrective surgery
Orthopaedics | Trauma - Extramedullary fixation | Plate accessories | Locking screw | Orthopaedic Implant Company | 2.5 mm X 32 mm LOCKING SCREW | LS-2532 | Standalone | DE0508951 | Patients requiring fracture fixation or orthopaedic corrective surgery
Orthopaedics | Trauma - Extramedullary fixation | Plate accessories | Locking screw | Orthopaedic Implant Company | 2.5 mm X 34 mm LOCKING SCREW | LS-2534 | Standalone | DE0508951 | Patients requiring fracture fixation or orthopaedic corrective surgery
Orthopaedics | Trauma - Extramedullary fixation | Plate accessories | Locking screw | Orthopaedic Implant Company | 2.5 mm X 36 mm LOCKING SCREW | LS-2536 | Standalone | DE0508951 | Patients requiring fracture fixation or orthopaedic corrective surgery
Orthopaedics | Trauma - Extramedullary fixation | Plate accessories | Locking screw | Orthopaedic Implant Company | 2.5 mm X 38 mm LOCKING SCREW | LS-2538 | Standalone | DE0508951 | Patients requiring fracture fixation or orthopaedic corrective surgery
Orthopaedics | Trauma - Extramedullary fixation | Plate accessories | Locking screw | Orthopaedic Implant Company | 2.5 mm X 40 mm LOCKING SCREW | LS-2540 | Standalone | DE0508951 | Patients requiring fracture fixation or orthopaedic corrective surgery
Orthopaedics | Trauma - Extramedullary fixation | Plate accessories | Locking screw | Orthopaedic Implant Company | 2.5 mm X 45 mm LOCKING SCREW | LS-2545 | Standalone | DE0508951 | Patients requiring fracture fixation or orthopaedic corrective surgery
Orthopaedics | Trauma - Extramedullary fixation | Plate accessories | Locking screw | Orthopaedic Implant Company | 2.5 mm X 50 mm LOCKING SCREW | LS-2550 | Standalone | DE0508951 | Patients requiring fracture fixation or orthopaedic corrective surgery
Orthopaedics | Trauma - Extramedullary fixation | Plate accessories | Locking screw | Orthopaedic Implant Company | 2.5 mm X 55 mm LOCKING SCREW | LS-2555 | Standalone | DE0508951 | Patients requiring fracture fixation or orthopaedic corrective surgery
Orthopaedics | Trauma - Extramedullary fixation | Plate accessories | Locking screw | Orthopaedic Implant Company | 2.5 mm X 60 mm LOCKING SCREW | LS-2560 | Standalone | DE0508951 | Patients requiring fracture fixation or orthopaedic corrective surgery
Orthopaedics | Trauma - Extramedullary fixation | Plate accessories | Locking screw | Orthopaedic Implant Company | 3.5 mm X 8 mm LOCKING SCREW | LS-3508 | Standalone | DE0508951 | Patients requiring fracture fixation or orthopaedic corrective surgery
Orthopaedics | Trauma - Extramedullary fixation | Plate accessories | Locking screw | Orthopaedic Implant Company | 3.5 mm X 10 mm LOCKING SCREW | LS-3510 | Standalone | DE0508951 | Patients requiring fracture fixation or orthopaedic corrective surgery
Orthopaedics | Trauma - Extramedullary fixation | Plate accessories | Locking screw | Orthopaedic Implant Company | 3.5 mm X 12 mm LOCKING SCREW | LS-3512 | Standalone | DE0508951 | Patients requiring fracture fixation or orthopaedic corrective surgery
Orthopaedics | Trauma - Extramedullary fixation | Plate accessories | Locking screw | Orthopaedic Implant Company | 3.5 mm X 14 mm LOCKING SCREW | LS-3514 | Standalone | DE0508951 | Patients requiring fracture fixation or orthopaedic corrective surgery
Orthopaedics | Trauma - Extramedullary fixation | Plate accessories | Locking screw | Orthopaedic Implant Company | 3.5 mm X 16 mm LOCKING SCREW | LS-3516 | Standalone | DE0508951 | Patients requiring fracture fixation or orthopaedic corrective surgery
Orthopaedics | Trauma - Extramedullary fixation | Plate accessories | Locking screw | Orthopaedic Implant Company | 3.5 mm X 18 mm LOCKING SCREW | LS-3518 | Standalone | DE0508951 | Patients requiring fracture fixation or orthopaedic corrective surgery
Orthopaedics | Trauma - Extramedullary fixation | Plate accessories | Locking screw | Orthopaedic Implant Company | 3.5 mm X 20 mm LOCKING SCREW | LS-3520 | Standalone | DE0508951 | Patients requiring fracture fixation or orthopaedic corrective surgery
Orthopaedics | Trauma - Extramedullary fixation | Plate accessories | Locking screw | Orthopaedic Implant Company | 3.5 mm X 22 mm LOCKING SCREW | LS-3522 | Standalone | DE0508951 | Patients requiring fracture fixation or orthopaedic corrective surgery
Orthopaedics | Trauma - Extramedullary fixation | Plate accessories | Locking screw | Orthopaedic Implant Company | 3.5 mm X 24 mm LOCKING SCREW | LS-3524 | Standalone | DE0508951 | Patients requiring fracture fixation or orthopaedic corrective surgery
Orthopaedics | Trauma - Extramedullary fixation | Plate accessories | Locking screw | Orthopaedic Implant Company | 3.5 mm X 26 mm LOCKING SCREW | LS-3526 | Standalone | DE0508951 | Patients requiring fracture fixation or orthopaedic corrective surgery
Orthopaedics | Trauma - Extramedullary fixation | Plate accessories | Locking screw | Orthopaedic Implant Company | 3.5 mm X 28 mm LOCKING SCREW | LS-3528 | Standalone | DE0508951 | Patients requiring fracture fixation or orthopaedic corrective surgery
Orthopaedics | Trauma - Extramedullary fixation | Plate accessories | Locking screw | Orthopaedic Implant Company | 3.5 mm X 30 mm LOCKING SCREW | LS-3530 | Standalone | DE0508951 | Patients requiring fracture fixation or orthopaedic corrective surgery
Orthopaedics | Trauma - Extramedullary fixation | Plate accessories | Locking screw | Orthopaedic Implant Company | 3.5 mm X 32 mm LOCKING SCREW | LS-3532 | Standalone | DE0508951 | Patients requiring fracture fixation or orthopaedic corrective surgery
Orthopaedics | Trauma - Extramedullary fixation | Plate accessories | Locking screw | Orthopaedic Implant Company | 3.5 mm X 34 mm LOCKING SCREW | LS-3534 | Standalone | DE0508951 | Patients requiring fracture fixation or orthopaedic corrective surgery
Orthopaedics | Trauma - Extramedullary fixation | Plate accessories | Locking screw | Orthopaedic Implant Company | 3.5 mm X 36 mm LOCKING SCREW | LS-3536 | Standalone | DE0508951 | Patients requiring fracture fixation or orthopaedic corrective surgery
Orthopaedics | Trauma - Extramedullary fixation | Plate accessories | Locking screw | Orthopaedic Implant Company | 3.5 mm X 38 mm LOCKING SCREW | LS-3538 | Standalone | DE0508951 | Patients requiring fracture fixation or orthopaedic corrective surgery
Orthopaedics | Trauma - Extramedullary fixation | Plate accessories | Locking screw | Orthopaedic Implant Company | 3.5 mm X 40 mm LOCKING SCREW | LS-3540 | Standalone | DE0508951 | Patients requiring fracture fixation or orthopaedic corrective surgery
Orthopaedics | Trauma - Extramedullary fixation | Plate accessories | Locking screw | Orthopaedic Implant Company | 3.5 mm X 45 mm LOCKING SCREW | LS-3545 | Standalone | DE0508951 | Patients requiring fracture fixation or orthopaedic corrective surgery
Orthopaedics | Trauma - Extramedullary fixation | Plate accessories | Locking screw | Orthopaedic Implant Company | 3.5 mm X 50 mm LOCKING SCREW | LS-3550 | Standalone | DE0508951 | Patients requiring fracture fixation or orthopaedic corrective surgery
Orthopaedics | Trauma - Extramedullary fixation | Plate accessories | Locking screw | Orthopaedic Implant Company | 3.5 mm X 55 mm LOCKING SCREW | LS-3555 | Standalone | DE0508951 | Patients requiring fracture fixation or orthopaedic corrective surgery
Orthopaedics | Trauma - Extramedullary fixation | Plate accessories | Locking screw | Orthopaedic Implant Company | 3.5 mm X 60 mm LOCKING SCREW | LS-3560 | Standalone | DE0508951 | Patients requiring fracture fixation or orthopaedic corrective surgery
Orthopaedics | Trauma - Extramedullary fixation | Plate accessories | Locking screw | Orthopaedic Implant Company | 3.5 mm X 65 mm LOCKING SCREW | LS-3565 | Standalone | DE0508951 | Patients requiring fracture fixation or orthopaedic corrective surgery
Orthopaedics | Trauma - Extramedullary fixation | Plate accessories | Locking screw | Orthopaedic Implant Company | 3.5 mm X 70 mm LOCKING SCREW | LS-3570 | Standalone | DE0508951 | Patients requiring fracture fixation or orthopaedic corrective surgery
Orthopaedics | Trauma - Extramedullary fixation | Plate accessories | Locking screw | Orthopaedic Implant Company | 3.5 mm X 75 mm LOCKING SCREW | LS-3575 | Standalone | DE0508951 | Patients requiring fracture fixation or orthopaedic corrective surgery
Orthopaedics | Trauma - Extramedullary fixation | Plate accessories | Locking screw | Orthopaedic Implant Company | 3.5 mm X 80 mm LOCKING SCREW | LS-3580 | Standalone | DE0508951 | Patients requiring fracture fixation or orthopaedic corrective surgery
Orthopaedics | Trauma - Extramedullary fixation | Plate accessories | Locking screw | Orthopaedic Implant Company | 3.5 mm X 85 mm LOCKING SCREW | LS-3585 | Standalone | DE0508951 | Patients requiring fracture fixation or orthopaedic corrective surgery
Orthopaedics | Trauma - Extramedullary fixation | Plate accessories | Non-locking screw | Orthopaedic Implant Company | 2.5 mm X 8 mm CORTEX SCREW | ST-2508 | Standalone | DE0508951 | Patients requiring fracture fixation or orthopaedic corrective surgery
Orthopaedics | Trauma - Extramedullary fixation | Plate accessories | Non-locking screw | Orthopaedic Implant Company | 2.5 mm X 10 mm CORTEX SCREW | ST-2510 | Standalone | DE0508951 | Patients requiring fracture fixation or orthopaedic corrective surgery
Orthopaedics | Trauma - Extramedullary fixation | Plate accessories | Non-locking screw | Orthopaedic Implant Company | 2.5 mm X 12 mm CORTEX SCREW | ST-2512 | Standalone | DE0508951 | Patients requiring fracture fixation or orthopaedic corrective surgery
Orthopaedics | Trauma - Extramedullary fixation | Plate accessories | Non-locking screw | Orthopaedic Implant Company | 2.5 mm X 14 mm CORTEX SCREW | ST-2514 | Standalone | DE0508951 | Patients requiring fracture fixation or orthopaedic corrective surgery
Orthopaedics | Trauma - Extramedullary fixation | Plate accessories | Non-locking screw | Orthopaedic Implant Company | 2.5 mm X 16 mm CORTEX SCREW | ST-2516 | Standalone | DE0508951 | Patients requiring fracture fixation or orthopaedic corrective surgery
Orthopaedics | Trauma - Extramedullary fixation | Plate accessories | Non-locking screw | Orthopaedic Implant Company | 2.5 mm X 18 mm CORTEX SCREW | ST-2518 | Standalone | DE0508951 | Patients requiring fracture fixation or orthopaedic corrective surgery
Orthopaedics | Trauma - Extramedullary fixation | Plate accessories | Non-locking screw | Orthopaedic Implant Company | 2.5 mm X 20 mm CORTEX SCREW | ST-2520 | Standalone | DE0508951 | Patients requiring fracture fixation or orthopaedic corrective surgery
Orthopaedics | Trauma - Extramedullary fixation | Plate accessories | Non-locking screw | Orthopaedic Implant Company | 2.5 mm X 22 mm CORTEX SCREW | ST-2522 | Standalone | DE0508951 | Patients requiring fracture fixation or orthopaedic corrective surgery
Orthopaedics | Trauma - Extramedullary fixation | Plate accessories | Non-locking screw | Orthopaedic Implant Company | 2.5 mm X 24 mm CORTEX SCREW | ST-2524 | Standalone | DE0508951 | Patients requiring fracture fixation or orthopaedic corrective surgery
Orthopaedics | Trauma - Extramedullary fixation | Plate accessories | Non-locking screw | Orthopaedic Implant Company | 2.5 mm X 26 mm CORTEX SCREW | ST-2526 | Standalone | DE0508951 | Patients requiring fracture fixation or orthopaedic corrective surgery
Orthopaedics | Trauma - Extramedullary fixation | Plate accessories | Non-locking screw | Orthopaedic Implant Company | 2.5 mm X 28 mm CORTEX SCREW | ST-2528 | Standalone | DE0508951 | Patients requiring fracture fixation or orthopaedic corrective surgery
Orthopaedics | Trauma - Extramedullary fixation | Plate accessories | Non-locking screw | Orthopaedic Implant Company | 2.5 mm X 30 mm CORTEX SCREW | ST-2530 | Standalone | DE0508951 | Patients requiring fracture fixation or orthopaedic corrective surgery
Orthopaedics | Trauma - Extramedullary fixation | Plate accessories | Non-locking screw | Orthopaedic Implant Company | 2.5 mm X 32 mm CORTEX SCREW | ST-2532 | Standalone | DE0508951 | Patients requiring fracture fixation or orthopaedic corrective surgery
Orthopaedics | Trauma - Extramedullary fixation | Plate accessories | Non-locking screw | Orthopaedic Implant Company | 2.5 mm X 34 mm CORTEX SCREW | ST-2534 | Standalone | DE0508951 | Patients requiring fracture fixation or orthopaedic corrective surgery
Orthopaedics | Trauma - Extramedullary fixation | Plate accessories | Non-locking screw | Orthopaedic Implant Company | 2.5 mm X 36 mm CORTEX SCREW | ST-2536 | Standalone | DE0508951 | Patients requiring fracture fixation or orthopaedic corrective surgery
Orthopaedics | Trauma - Extramedullary fixation | Plate accessories | Non-locking screw | Orthopaedic Implant Company | 2.5 mm X 38 mm CORTEX SCREW | ST-2538 | Standalone | DE0508951 | Patients requiring fracture fixation or orthopaedic corrective surgery
Orthopaedics | Trauma - Extramedullary fixation | Plate accessories | Non-locking screw | Orthopaedic Implant Company | 2.5 mm X 40 mm CORTEX SCREW | ST-2540 | Standalone | DE0508951 | Patients requiring fracture fixation or orthopaedic corrective surgery
Orthopaedics | Trauma - Extramedullary fixation | Plate accessories | Non-locking screw | Orthopaedic Implant Company | 2.5 mm X 45 mm CORTEX SCREW | ST-2545 | Standalone | DE0508951 | Patients requiring fracture fixation or orthopaedic corrective surgery
Orthopaedics | Trauma - Extramedullary fixation | Plate accessories | Non-locking screw | Orthopaedic Implant Company | 2.5 mm X 50 mm CORTEX SCREW | ST-2550 | Standalone | DE0508951 | Patients requiring fracture fixation or orthopaedic corrective surgery
Orthopaedics | Trauma - Extramedullary fixation | Plate accessories | Non-locking screw | Orthopaedic Implant Company | 2.5 mm X 55 mm CORTEX SCREW | ST-2555 | Standalone | DE0508951 | Patients requiring fracture fixation or orthopaedic corrective surgery
Orthopaedics | Trauma - Extramedullary fixation | Plate accessories | Non-locking screw | Orthopaedic Implant Company | 2.5 mm X 60 mm CORTEX SCREW | ST-2560 | Standalone | DE0508951 | Patients requiring fracture fixation or orthopaedic corrective surgery
Orthopaedics | Trauma - Extramedullary fixation | Plate accessories | Non-locking screw | Orthopaedic Implant Company | 3.5 mm X 8 mm CORTEX SCREW | ST-3508 | Standalone | DE0508951 | Patients requiring fracture fixation or orthopaedic corrective surgery
Orthopaedics | Trauma - Extramedullary fixation | Plate accessories | Non-locking screw | Orthopaedic Implant Company | 3.5 mm X 10 mm CORTEX SCREW | ST-3510 | Standalone | DE0508951 | Patients requiring fracture fixation or orthopaedic corrective surgery
Orthopaedics | Trauma - Extramedullary fixation | Plate accessories | Non-locking screw | Orthopaedic Implant Company | 3.5 mm X 12 mm CORTEX SCREW | ST-3512 | Standalone | DE0508951 | Patients requiring fracture fixation or orthopaedic corrective surgery
Orthopaedics | Trauma - Extramedullary fixation | Plate accessories | Non-locking screw | Orthopaedic Implant Company | 3.5 mm X 14 mm CORTEX SCREW | ST-3514 | Standalone | DE0508951 | Patients requiring fracture fixation or orthopaedic corrective surgery
Orthopaedics | Trauma - Extramedullary fixation | Plate accessories | Non-locking screw | Orthopaedic Implant Company | 3.5 mm X 16 mm CORTEX SCREW | ST-3516 | Standalone | DE0508951 | Patients requiring fracture fixation or orthopaedic corrective surgery
Orthopaedics | Trauma - Extramedullary fixation | Plate accessories | Non-locking screw | Orthopaedic Implant Company | 3.5 mm X 18 mm CORTEX SCREW | ST-3518 | Standalone | DE0508951 | Patients requiring fracture fixation or orthopaedic corrective surgery
Orthopaedics | Trauma - Extramedullary fixation | Plate accessories | Non-locking screw | Orthopaedic Implant Company | 3.5 mm X 20 mm CORTEX SCREW | ST-3520 | Standalone | DE0508951 | Patients requiring fracture fixation or orthopaedic corrective surgery
Orthopaedics | Trauma - Extramedullary fixation | Plate accessories | Non-locking screw | Orthopaedic Implant Company | 3.5 mm X 22 mm CORTEX SCREW | ST-3522 | Standalone | DE0508951 | Patients requiring fracture fixation or orthopaedic corrective surgery
Orthopaedics | Trauma - Extramedullary fixation | Plate accessories | Non-locking screw | Orthopaedic Implant Company | 3.5 mm X 24 mm CORTEX SCREW | ST-3524 | Standalone | DE0508951 | Patients requiring fracture fixation or orthopaedic corrective surgery
Orthopaedics | Trauma - Extramedullary fixation | Plate accessories | Non-locking screw | Orthopaedic Implant Company | 3.5 mm X 26 mm CORTEX SCREW | ST-3526 | Standalone | DE0508951 | Patients requiring fracture fixation or orthopaedic corrective surgery
Orthopaedics | Trauma - Extramedullary fixation | Plate accessories | Non-locking screw | Orthopaedic Implant Company | 3.5 mm X 28 mm CORTEX SCREW | ST-3528 | Standalone | DE0508951 | Patients requiring fracture fixation or orthopaedic corrective surgery
Orthopaedics | Trauma - Extramedullary fixation | Plate accessories | Non-locking screw | Orthopaedic Implant Company | 3.5 mm X 30 mm CORTEX SCREW | ST-3530 | Standalone | DE0508951 | Patients requiring fracture fixation or orthopaedic corrective surgery
Orthopaedics | Trauma - Extramedullary fixation | Plate accessories | Non-locking screw | Orthopaedic Implant Company | 3.5 mm X 32 mm CORTEX SCREW | ST-3532 | Standalone | DE0508951 | Patients requiring fracture fixation or orthopaedic corrective surgery
Orthopaedics | Trauma - Extramedullary fixation | Plate accessories | Non-locking screw | Orthopaedic Implant Company | 3.5 mm X 34 mm CORTEX SCREW | ST-3534 | Standalone | DE0508951 | Patients requiring fracture fixation or orthopaedic corrective surgery
Orthopaedics | Trauma - Extramedullary fixation | Plate accessories | Non-locking screw | Orthopaedic Implant Company | 3.5 mm X 36 mm CORTEX SCREW | ST-3536 | Standalone | DE0508951 | Patients requiring fracture fixation or orthopaedic corrective surgery
Orthopaedics | Trauma - Extramedullary fixation | Plate accessories | Non-locking screw | Orthopaedic Implant Company | 3.5 mm X 38 mm CORTEX SCREW | ST-3538 | Standalone | DE0508951 | Patients requiring fracture fixation or orthopaedic corrective surgery
Orthopaedics | Trauma - Extramedullary fixation | Plate accessories | Non-locking screw | Orthopaedic Implant Company | 3.5 mm X 40 mm CORTEX SCREW | ST-3540 | Standalone | DE0508951 | Patients requiring fracture fixation or orthopaedic corrective surgery
Orthopaedics | Trauma - Extramedullary fixation | Plate accessories | Non-locking screw | Orthopaedic Implant Company | 3.5 mm X 45 mm CORTEX SCREW | ST-3545 | Standalone | DE0508951 | Patients requiring fracture fixation or orthopaedic corrective surgery
Orthopaedics | Trauma - Extramedullary fixation | Plate accessories | Non-locking screw | Orthopaedic Implant Company | 3.5 mm X 50 mm CORTEX SCREW | ST-3550 | Standalone | DE0508951 | Patients requiring fracture fixation or orthopaedic corrective surgery
Orthopaedics | Trauma - Extramedullary fixation | Plate accessories | Non-locking screw | Orthopaedic Implant Company | 3.5 mm X 55 mm CORTEX SCREW | ST-3555 | Standalone | DE0508951 | Patients requiring fracture fixation or orthopaedic corrective surgery
Orthopaedics | Trauma - Extramedullary fixation | Plate accessories | Non-locking screw | Orthopaedic Implant Company | 3.5 mm X 60 mm CORTEX SCREW | ST-3560 | Standalone | DE0508951 | Patients requiring fracture fixation or orthopaedic corrective surgery
Orthopaedics | Trauma - Extramedullary fixation | Plate accessories | Non-locking screw | Orthopaedic Implant Company | 3.5 mm X 65 mm CORTEX SCREW | ST-3565 | Standalone | DE0508951 | Patients requiring fracture fixation or orthopaedic corrective surgery
Orthopaedics | Trauma - Extramedullary fixation | Plate accessories | Non-locking screw | Orthopaedic Implant Company | 3.5 mm X 70 mm CORTEX SCREW | ST-3570 | Standalone | DE0508951 | Patients requiring fracture fixation or orthopaedic corrective surgery
Orthopaedics | Trauma - Extramedullary fixation | Plate accessories | Non-locking screw | Orthopaedic Implant Company | 3.5 mm X 75 mm CORTEX SCREW | ST-3575 | Standalone | DE0508951 | Patients requiring fracture fixation or orthopaedic corrective surgery
Orthopaedics | Trauma - Extramedullary fixation | Plate accessories | Non-locking screw | Orthopaedic Implant Company | 3.5 mm X 80 mm CORTEX SCREW | ST-3580 | Standalone | DE0508951 | Patients requiring fracture fixation or orthopaedic corrective surgery
Orthopaedics | Trauma - Extramedullary fixation | Plate accessories | Non-locking screw | Orthopaedic Implant Company | 3.5 mm X 85 mm CORTEX SCREW | ST-3585 | Standalone | DE0508951 | Patients requiring fracture fixation or orthopaedic corrective surgery
Orthopaedics | Trauma - Extramedullary fixation | Plate accessories | Other plate accessories (e.g. nut, washer, etc) | Orthopaedic Implant Company | 7.0 mm TITANIUM WASHER (10 PACK) | 35-WSHR | Package | DE0508951 | Patients requiring fracture fixation or orthopaedic corrective surgery
Orthopaedics | Trauma - Extramedullary fixation | Non-locking plate | Non-locking plate - Hand | Medartis | 1.2/1.5 Fixation Pl 4Hole Straight, t0.6 | A-4300.01 | Standalone | DE0016440 | Patients requiring fracture fixation or orthopaedic corrective surgery
Orthopaedics | Trauma - Extramedullary fixation | Non-locking plate | Non-locking plate - Hand | Medartis | 1.2/1.5 Fixation Pl 6Hole Straight, t0.6 | A-4300.03 | Standalone | DE0016440 | Patients requiring fracture fixation or orthopaedic corrective surgery
Orthopaedics | Trauma - Extramedullary fixation | Non-locking plate | Non-locking plate - Hand | Medartis | 1.2/1.5 Fixation Pl 16Hole Straight,t0.6 | A-4300.04 | Standalone | DE0016440 | Patients requiring fracture fixation or orthopaedic corrective surgery
Orthopaedics | Trauma - Extramedullary fixation | Non-locking plate | Non-locking plate - Hand | Medartis | 1.2/1.5 Fixation Pl 16Hole Straight,t0.6 | A-4300.05 | Standalone | DE0016440 | Patients requiring fracture fixation or orthopaedic corrective surgery
Orthopaedics | Trauma - Extramedullary fixation | Non-locking plate | Non-locking plate - Hand | Medartis | 1.2/1.5 Fixation Pl 16Hole Offset, t0.6 | A-4300.06 | Standalone | DE0016440 | Patients requiring fracture fixation or orthopaedic corrective surgery
Orthopaedics | Trauma - Extramedullary fixation | Non-locking plate | Non-locking plate - Hand | Medartis | 1.2/1.5 Fixation Plate 2/5 Hole T, t0.6 | A-4300.10 | Standalone | DE0016440 | Patients requiring fracture fixation or orthopaedic corrective surgery
Orthopaedics | Trauma - Extramedullary fixation | Non-locking plate | Non-locking plate - Hand | Medartis | 1.2/1.5 Fixation Plate 3/5 Hole T, t0.6 | A-4300.11 | Standalone | DE0016440 | Patients requiring fracture fixation or orthopaedic corrective surgery
Orthopaedics | Trauma - Extramedullary fixation | Non-locking plate | Non-locking plate - Hand | Medartis | 1.2/1.5 Fixation Plate 4/6 Hole T, t0.6 | A-4300.12 | Standalone | DE0016440 | Patients requiring fracture fixation or orthopaedic corrective surgery
Orthopaedics | Trauma - Extramedullary fixation | Non-locking plate | Non-locking plate - Hand | Medartis | 1.2/1.5 Fixation Plate 2/4 Hole Y, t0.6 | A-4300.13 | Standalone | DE0016440 | Patients requiring fracture fixation or orthopaedic corrective surgery
Orthopaedics | Trauma - Extramedullary fixation | Non-locking plate | Non-locking plate - Hand | Medartis | 1.2/1.5 Fixation Pl 2/3Hole L Left, t0.6 | A-4300.20 | Standalone | DE0016440 | Patients requiring fracture fixation or orthopaedic corrective surgery
Orthopaedics | Trauma - Extramedullary fixation | Non-locking plate | Non-locking plate - Hand | Medartis | 1.2/1.5 Fixation Pl 2/3Hole L Right,t0.6 | A-4300.21 | Standalone | DE0016440 | Patients requiring fracture fixation or orthopaedic corrective surgery
Orthopaedics | Trauma - Extramedullary fixation | Non-locking plate | Non-locking plate - Hand | Medartis | 1.2/1.5 Grid Fix.Pl 2x2 Hole Rect., t0.6 | A-4300.50 | Standalone | DE0016440 | Patients requiring fracture fixation or orthopaedic corrective surgery
Orthopaedics | Trauma - Extramedullary fixation | Non-locking plate | Non-locking plate - Hand | Medartis | 1.2/1.5 GridFix.Pl 2x2H Rect.Narrow,t0.6 | A-4300.51 | Standalone | DE0016440 | Patients requiring fracture fixation or orthopaedic corrective surgery
Orthopaedics | Trauma - Extramedullary fixation | Non-locking plate | Non-locking plate - Hand | Medartis | 1.2/1.5 Grid Fix.Pl 2x2Hole Trapez.,t0.6 | A-4300.54 | Standalone | DE0016440 | Patients requiring fracture fixation or orthopaedic corrective surgery
Orthopaedics | Trauma - Extramedullary fixation | Non-locking plate | Non-locking plate - Hand | Medartis | 1.2/1.5 Grid Fix.Pl 3x2 Hole Rect., t0.6 | A-4300.55 | Standalone | DE0016440 | Patients requiring fracture fixation or orthopaedic corrective surgery
Orthopaedics | Trauma - Extramedullary fixation | Non-locking plate | Non-locking plate - Hand | Medartis | 1.2/1.5 Grid Fix.Pl 3x2Hole Trapez.,t0.6 | A-4300.56 | Standalone | DE0016440 | Patients requiring fracture fixation or orthopaedic corrective surgery
Orthopaedics | Trauma - Extramedullary fixation | Non-locking plate | Non-locking plate - Hand | Medartis | 1.2/1.5 GridFix.Pl 3x2H Trapez.Left,t0.6 | A-4300.58 | Standalone | DE0016440 | Patients requiring fracture fixation or orthopaedic corrective surgery
Orthopaedics | Trauma - Extramedullary fixation | Non-locking plate | Non-locking plate - Hand | Medartis | 1.2/1.5GridFix.Pl 3x2H Trapez.Right,t0.6 | A-4300.59 | Standalone | DE0016440 | Patients requiring fracture fixation or orthopaedic corrective surgery
Orthopaedics | Trauma - Extramedullary fixation | Non-locking plate | Non-locking plate - Hand | Medartis | 1.2/1.5 GridFix.Pl 3+3H Angled Left,t0.6 | A-4300.60 | Standalone | DE0016440 | Patients requiring fracture fixation or orthopaedic corrective surgery
Orthopaedics | Trauma - Extramedullary fixation | Non-locking plate | Non-locking plate - Hand | Medartis | 1.2/1.5GridFix.Pl 3+3H Angled Right,t0.6 | A-4300.61 | Standalone | DE0016440 | Patients requiring fracture fixation or orthopaedic corrective surgery
Orthopaedics | Trauma - Extramedullary fixation | Non-locking plate | Non-locking plate - Hand | Medartis | 1.2/1.5 Grid Fix.Pl 4x2Hole Trapez.,t0.6 | A-4300.62 | Standalone | DE0016440 | Patients requiring fracture fixation or orthopaedic corrective surgery
Orthopaedics | Trauma - Extramedullary fixation | Non-locking plate | Non-locking plate - Hand | Medartis | 1.2/1.5 GridFix.Pl 4x2H Angled Left,t0.6 | A-4300.64 | Standalone | DE0016440 | Patients requiring fracture fixation or orthopaedic corrective surgery
Orthopaedics | Trauma - Extramedullary fixation | Non-locking plate | Non-locking plate - Hand | Medartis | 1.2/1.5GridFix.Pl 4x2H Angled Right,t0.6 | A-4300.65 | Standalone | DE0016440 | Patients requiring fracture fixation or orthopaedic corrective surgery
Orthopaedics | Trauma - Extramedullary fixation | Non-locking plate | Non-locking plate - Hand | Medartis | 1.2/1.5 Grid Fix.Pl 5x2Hole Trapez.,t0.6 | A-4300.66 | Standalone | DE0016440 | Patients requiring fracture fixation or orthopaedic corrective surgery
Orthopaedics | Trauma - Extramedullary fixation | Non-locking plate | Non-locking plate - Hand | Medartis | 1.2/1.5 Grid Fix.Pl 6x2Hole Trapez.,t0.6 | A-4300.67 | Standalone | DE0016440 | Patients requiring fracture fixation or orthopaedic corrective surgery
Orthopaedics | Trauma - Extramedullary fixation | Plate accessories | Other plate accessories (e.g. nut, washer, etc) | Medartis | 1.2/1.5 Biconcave Washer, 5/Pkg | A-4300.70 | Standalone | DE0016440 | Patients requiring fracture fixation or orthopaedic corrective surgery
Orthopaedics | Trauma - Extramedullary fixation | Non-locking plate | Non-locking plate - Hand | Medartis | 1.2/1.5 Compr.Pl 3/8 Hole T Offset, t0.6 | A-4340.11 | Standalone | DE0016440 | Patients requiring fracture fixation or orthopaedic corrective surgery
Orthopaedics | Trauma - Extramedullary fixation | Non-locking plate | Non-locking plate - Hand | Medartis | 1.2/1.5 Compr.Pl 4/8 Hole T Offset, t0.6 | A-4340.12 | Standalone | DE0016440 | Patients requiring fracture fixation or orthopaedic corrective surgery
Orthopaedics | Trauma - Extramedullary fixation | Non-locking plate | Non-locking plate - Hand | Medartis | 1.2/1.5 Compr.CondylePl 5H Pin Left,t0.6 | A-4340.30 | Standalone | DE0016440 | Patients requiring fracture fixation or orthopaedic corrective surgery
Orthopaedics | Trauma - Extramedullary fixation | Non-locking plate | Non-locking plate - Hand | Medartis | 1.2/1.5Compr.CondylePl 5H Pin Right,t0.6 | A-4340.31 | Standalone | DE0016440 | Patients requiring fracture fixation or orthopaedic corrective surgery
Orthopaedics | Trauma - Extramedullary fixation | Non-locking plate | Non-locking plate - Hand | Medartis | 1.2/1.5 Compr.HookPl 1Hole, 2Hooks, t0.6 | A-4340.32 | Standalone | DE0016440 | Patients requiring fracture fixation or orthopaedic corrective surgery
Orthopaedics | Trauma - Extramedullary fixation | Locking/combination plate | Locking/combination plate - Hand | Medartis | 1.2/1.5 TriLock Pl 4Hole Straight, t0.8 | A-4350.01 | Standalone | DE0016440 | Patients requiring fracture fixation or orthopaedic corrective surgery
Orthopaedics | Trauma - Extramedullary fixation | Locking/combination plate | Locking/combination plate - Hand | Medartis | 1.2/1.5 TriLock Pl 8 Hole Straight, t0.8 | A-4350.08 | Standalone | DE0016440 | Patients requiring fracture fixation or orthopaedic corrective surgery
Orthopaedics | Trauma - Extramedullary fixation | Locking/combination plate | Locking/combination plate - Hand | Medartis | 1.2/1.5 TriLock Plate 3/5 Hole T, t0.8 | A-4350.14 | Standalone | DE0016440 | Patients requiring fracture fixation or orthopaedic corrective surgery
Orthopaedics | Trauma - Extramedullary fixation | Locking/combination plate | Locking/combination plate - Hand | Medartis | 1.2/1.5 TriLock Plate 3/7 Hole T, t0.8 | A-4350.17 | Standalone | DE0016440 | Patients requiring fracture fixation or orthopaedic corrective surgery
Orthopaedics | Trauma - Extramedullary fixation | Locking/combination plate | Locking/combination plate - Hand | Medartis | 1.2/1.5 TriLock Rotation Pl 3/3Hole,t0.8 | A-4350.23 | Standalone | DE0016440 | Patients requiring fracture fixation or orthopaedic corrective surgery
Orthopaedics | Trauma - Extramedullary fixation | Locking/combination plate | Locking/combination plate - Hand | Medartis | 1.2/1.5 TriLock Plate 5/4Hole T, t0.8 | A-4350.41 | Standalone | DE0016440 | Patients requiring fracture fixation or orthopaedic corrective surgery
Orthopaedics | Trauma - Extramedullary fixation | Locking/combination plate | Locking/combination plate - Hand | Medartis | 1.2/1.5 TriLock GridPl 2x2H Rect., t0.8 | A-4350.50 | Standalone | DE0016440 | Patients requiring fracture fixation or orthopaedic corrective surgery
Orthopaedics | Trauma - Extramedullary fixation | Locking/combination plate | Locking/combination plate - Hand | Medartis | 1.2/1.5 TriLock GridPl 3x2H Trapez.,t0.8 | A-4350.56 | Standalone | DE0016440 | Patients requiring fracture fixation or orthopaedic corrective surgery
Orthopaedics | Trauma - Extramedullary fixation | Locking/combination plate | Locking/combination plate - Hand | Medartis | 1.2/1.5 TriLock GridPl 4x2H Trapez.,t0.8 | A-4350.62 | Standalone | DE0016440 | Patients requiring fracture fixation or orthopaedic corrective surgery
Orthopaedics | Trauma - Extramedullary fixation | Locking/combination plate | Locking/combination plate - Hand | Medartis | 1.2/1.5 TriLock GridPl 5x2H Trapez.,t0.8 | A-4350.66 | Standalone | DE0016440 | Patients requiring fracture fixation or orthopaedic corrective surgery
Orthopaedics | Trauma - Extramedullary fixation | Locking/combination plate | Locking/combination plate - Hand | Medartis | 1.2/1.5 TriLock Scaphoid Plate 3x2H,t0.8 | A-4350.80 | Standalone | DE0016440 | Patients requiring fracture fixation or orthopaedic corrective surgery
Orthopaedics | Trauma - Extramedullary fixation | Non-locking plate | Non-locking plate - Hand | Medartis | 2.0/2.3 Fixation Pl 4Hole Straight, t1.0 | A-4600.01 | Standalone | DE0016440 | Patients requiring fracture fixation or orthopaedic corrective surgery
Orthopaedics | Trauma - Extramedullary fixation | Non-locking plate | Non-locking plate - Hand | Medartis | 2.0/2.3 Fixation Pl 6Hole Straight, t1.0 | A-4600.03 | Standalone | DE0016440 | Patients requiring fracture fixation or orthopaedic corrective surgery
Orthopaedics | Trauma - Extramedullary fixation | Non-locking plate | Non-locking plate - Hand | Medartis | 2.0/2.3 Fixation Pl 16Hole Straight,t1.0 | A-4600.04 | Standalone | DE0016440 | Patients requiring fracture fixation or orthopaedic corrective surgery
Orthopaedics | Trauma - Extramedullary fixation | Non-locking plate | Non-locking plate - Hand | Medartis | 2.0/2.3 Fixation Pl 16Hole Straight,t1.0 | A-4600.05 | Standalone | DE0016440 | Patients requiring fracture fixation or orthopaedic corrective surgery
Orthopaedics | Trauma - Extramedullary fixation | Non-locking plate | Non-locking plate - Hand | Medartis | 2.0/2.3 Fixation Pl 16Hole Offset, t1.0 | A-4600.06 | Standalone | DE0016440 | Patients requiring fracture fixation or orthopaedic corrective surgery
Orthopaedics | Trauma - Extramedullary fixation | Non-locking plate | Non-locking plate - Hand | Medartis | 2.0/2.3 Fixation Plate 2/4 Hole T, t1.0 | A-4600.10 | Standalone | DE0016440 | Patients requiring fracture fixation or orthopaedic corrective surgery
Orthopaedics | Trauma - Extramedullary fixation | Non-locking plate | Non-locking plate - Hand | Medartis | 2.0/2.3 Fixation Plate 3/4 Hole T, t1.0 | A-4600.11 | Standalone | DE0016440 | Patients requiring fracture fixation or orthopaedic corrective surgery
Orthopaedics | Trauma - Extramedullary fixation | Non-locking plate | Non-locking plate - Hand | Medartis | 2.0/2.3 Fixation Plate 2/5 Hole Y, t1.0 | A-4600.13 | Standalone | DE0016440 | Patients requiring fracture fixation or orthopaedic corrective surgery
Orthopaedics | Trauma - Extramedullary fixation | Non-locking plate | Non-locking plate - Hand | Medartis | 2.0/2.3 Fixation Pl 2/4Hole L Left, t1.0 | A-4600.20 | Standalone | DE0016440 | Patients requiring fracture fixation or orthopaedic corrective surgery
Orthopaedics | Trauma - Extramedullary fixation | Non-locking plate | Non-locking plate - Hand | Medartis | 2.0/2.3 Fixation Pl 2/4Hole L Right,t1.0 | A-4600.21 | Standalone | DE0016440 | Patients requiring fracture fixation or orthopaedic corrective surgery
Orthopaedics | Trauma - Extramedullary fixation | Non-locking plate | Non-locking plate - Hand | Medartis | 2.0/2.3 Grid Fix.Pl 2x2 Hole Rect., t1.0 | A-4600.51 | Standalone | DE0016440 | Patients requiring fracture fixation or orthopaedic corrective surgery
Orthopaedics | Trauma - Extramedullary fixation | Non-locking plate | Non-locking plate - Hand | Medartis | 2.0/2.3 GridFix.Pl 2x2H Trapez.Left,t1.0 | A-4600.52 | Standalone | DE0016440 | Patients requiring fracture fixation or orthopaedic corrective surgery
Orthopaedics | Trauma - Extramedullary fixation | Non-locking plate | Non-locking plate - Hand | Medartis | 2.0/2.3GridFix.Pl 2x2H Trapez.Right,t1.0 | A-4600.53 | Standalone | DE0016440 | Patients requiring fracture fixation or orthopaedic corrective surgery
Orthopaedics | Trauma - Extramedullary fixation | Non-locking plate | Non-locking plate - Hand | Medartis | 2.0/2.3 Grid Fix.Pl 2x2Hole Trapez.,t1.0 | A-4600.54 | Standalone | DE0016440 | Patients requiring fracture fixation or orthopaedic corrective surgery
Orthopaedics | Trauma - Extramedullary fixation | Non-locking plate | Non-locking plate - Hand | Medartis | 2.0/2.3 Grid Fix.Pl 3x2 Hole Rect., t1.0 | A-4600.55 | Standalone | DE0016440 | Patients requiring fracture fixation or orthopaedic corrective surgery
Orthopaedics | Trauma - Extramedullary fixation | Non-locking plate | Non-locking plate - Hand | Medartis | 2.0/2.3 Grid Fix.Pl 3x2Hole Trapez.,t1.0 | A-4600.56 | Standalone | DE0016440 | Patients requiring fracture fixation or orthopaedic corrective surgery
Orthopaedics | Trauma - Extramedullary fixation | Non-locking plate | Non-locking plate - Hand | Medartis | 2.0/2.3 GridFix.Pl 3x2H Trapez.Left,t1.0 | A-4600.58 | Standalone | DE0016440 | Patients requiring fracture fixation or orthopaedic corrective surgery
Orthopaedics | Trauma - Extramedullary fixation | Non-locking plate | Non-locking plate - Hand | Medartis | 2.0/2.3GridFix.Pl 3x2H Trapez.Right,t1.0 | A-4600.59 | Standalone | DE0016440 | Patients requiring fracture fixation or orthopaedic corrective surgery
Orthopaedics | Trauma - Extramedullary fixation | Non-locking plate | Non-locking plate - Hand | Medartis | 2.0/2.3 GridFix.Pl 3+3H Angled Left,t1.0 | A-4600.60 | Standalone | DE0016440 | Patients requiring fracture fixation or orthopaedic corrective surgery
Orthopaedics | Trauma - Extramedullary fixation | Non-locking plate | Non-locking plate - Hand | Medartis | 2.0/2.3GridFix.Pl 3+3H Angled Right,t1.0 | A-4600.61 | Standalone | DE0016440 | Patients requiring fracture fixation or orthopaedic corrective surgery
Orthopaedics | Trauma - Extramedullary fixation | Non-locking plate | Non-locking plate - Hand | Medartis | 2.0/2.3 Grid Fix.Pl 4x2Hole Trapez.,t1.0 | A-4600.62 | Standalone | DE0016440 | Patients requiring fracture fixation or orthopaedic corrective surgery
Orthopaedics | Trauma - Extramedullary fixation | Non-locking plate | Non-locking plate - Hand | Medartis | 2.0/2.3 GridFix.Pl 4x2H Angled Left,t1.0 | A-4600.64 | Standalone | DE0016440 | Patients requiring fracture fixation or orthopaedic corrective surgery
Orthopaedics | Trauma - Extramedullary fixation | Non-locking plate | Non-locking plate - Hand | Medartis | 2.0/2.3GridFix.Pl 4x2H Angled Right,t1.0 | A-4600.65 | Standalone | DE0016440 | Patients requiring fracture fixation or orthopaedic corrective surgery
Orthopaedics | Trauma - Extramedullary fixation | Non-locking plate | Non-locking plate - Hand | Medartis | 2.0/2.3 Grid Fix.Pl 5x2Hole Trapez.,t1.0 | A-4600.66 | Standalone | DE0016440 | Patients requiring fracture fixation or orthopaedic corrective surgery
Orthopaedics | Trauma - Extramedullary fixation | Non-locking plate | Non-locking plate - Hand | Medartis | 2.0/2.3 Grid Fix.Pl 6x2Hole Trapez.,t1.0 | A-4600.67 | Standalone | DE0016440 | Patients requiring fracture fixation or orthopaedic corrective surgery
Orthopaedics | Trauma - Extramedullary fixation | Plate accessories | Other plate accessories (e.g. nut, washer, etc) | Medartis | 2.0/2.3 Biconcave Washer | A-4600.70 | Standalone | DE0016440 | Patients requiring fracture fixation or orthopaedic corrective surgery
Orthopaedics | Trauma - Extramedullary fixation | Non-locking plate | Non-locking plate - Hand | Medartis | 2.0/2.3 Compr.Pl 3/8 Hole T Offset, t1.0 | A-4640.11 | Standalone | DE0016440 | Patients requiring fracture fixation or orthopaedic corrective surgery
Orthopaedics | Trauma - Extramedullary fixation | Non-locking plate | Non-locking plate - Hand | Medartis | 2.0/2.3 Compr.Pl 4/8 Hole T Offset, t1.0 | A-4640.12 | Standalone | DE0016440 | Patients requiring fracture fixation or orthopaedic corrective surgery
Orthopaedics | Trauma - Extramedullary fixation | Non-locking plate | Non-locking plate - Hand | Medartis | 2.0/2.3 Compr.CondylePl 6H Pin Left,t1.0 | A-4640.30 | Standalone | DE0016440 | Patients requiring fracture fixation or orthopaedic corrective surgery
Orthopaedics | Trauma - Extramedullary fixation | Non-locking plate | Non-locking plate - Hand | Medartis | 2.0/2.3Compr.CondylePl 6H Pin Right,t1.0 | A-4640.31 | Standalone | DE0016440 | Patients requiring fracture fixation or orthopaedic corrective surgery
Orthopaedics | Trauma - Extramedullary fixation | Non-locking plate | Non-locking plate - Hand | Medartis | 2.0/2.3 MC Compr.Pl 4 Hole Straight,t1.3 | A-4645.01 | Standalone | DE0016440 | Patients requiring fracture fixation or orthopaedic corrective surgery
Orthopaedics | Trauma - Extramedullary fixation | Non-locking plate | Non-locking plate - Hand | Medartis | 2.0/2.3 MC Compr.Pl 5 Hole Straight,t1.3 | A-4645.02 | Standalone | DE0016440 | Patients requiring fracture fixation or orthopaedic corrective surgery
Orthopaedics | Trauma - Extramedullary fixation | Non-locking plate | Non-locking plate - Hand | Medartis | 2.0/2.3 MC Compr.Pl 6 Hole Straight,t1.3 | A-4645.03 | Standalone | DE0016440 | Patients requiring fracture fixation or orthopaedic corrective surgery
Orthopaedics | Trauma - Extramedullary fixation | Non-locking plate | Non-locking plate - Hand | Medartis | 2.0/2.3 MC Compr.Pl 8 Hole Straight,t1.3 | A-4645.08 | Standalone | DE0016440 | Patients requiring fracture fixation or orthopaedic corrective surgery
Orthopaedics | Trauma - Extramedullary fixation | Non-locking plate | Non-locking plate - Hand | Medartis | 2.0/2.3 MC Compr.Plate 2/4 Hole T, t1.3 | A-4645.10 | Standalone | DE0016440 | Patients requiring fracture fixation or orthopaedic corrective surgery
Orthopaedics | Trauma - Extramedullary fixation | Non-locking plate | Non-locking plate - Hand | Medartis | 2.0/2.3 MC Compr.Plate 2/8 Hole T, t1.3 | A-4645.16 | Standalone | DE0016440 | Patients requiring fracture fixation or orthopaedic corrective surgery
Orthopaedics | Trauma - Extramedullary fixation | Non-locking plate | Non-locking plate - Hand | Medartis | 2.0/2.3 MC Compr.Pl 2/4Hole L Left, t1.3 | A-4645.20 | Standalone | DE0016440 | Patients requiring fracture fixation or orthopaedic corrective surgery
Orthopaedics | Trauma - Extramedullary fixation | Non-locking plate | Non-locking plate - Hand | Medartis | 2.0/2.3 MC Compr.Pl 2/4H L Right, t1.3 | A-4645.21 | Standalone | DE0016440 | Patients requiring fracture fixation or orthopaedic corrective surgery
Orthopaedics | Trauma - Extramedullary fixation | Non-locking plate | Non-locking plate - Hand | Medartis | 2.0/2.3 MC Compr.Pl 2/8Hole L Left, t1.3 | A-4645.22 | Standalone | DE0016440 | Patients requiring fracture fixation or orthopaedic corrective surgery
Orthopaedics | Trauma - Extramedullary fixation | Non-locking plate | Non-locking plate - Hand | Medartis | 2.0/2.3 MC Compr.Pl 2/8H L Right, t1.3 | A-4645.23 | Standalone | DE0016440 | Patients requiring fracture fixation or orthopaedic corrective surgery
Orthopaedics | Trauma - Extramedullary fixation | Locking/combination plate | Locking/combination plate - Hand | Medartis | 2.0/2.3 TriLock Pl 6 Hole Straight, t1.0 | A-4650.03 | Standalone | DE0016440 | Patients requiring fracture fixation or orthopaedic corrective surgery
Orthopaedics | Trauma - Extramedullary fixation | Locking/combination plate | Locking/combination plate - Hand | Medartis | 2.0/2.3 TriLock Plate 2/4 Hole T, t1.0 | A-4650.10 | Standalone | DE0016440 | Patients requiring fracture fixation or orthopaedic corrective surgery
Orthopaedics | Trauma - Extramedullary fixation | Locking/combination plate | Locking/combination plate - Hand | Medartis | 2.0/2.3 TriLock Plate 3/4 Hole T, t1.0 | A-4650.11 | Standalone | DE0016440 | Patients requiring fracture fixation or orthopaedic corrective surgery
Orthopaedics | Trauma - Extramedullary fixation | Locking/combination plate | Locking/combination plate - Hand | Medartis | 2.0/2.3 TriLock Plate 2/5 Hole Y, t1.0 | A-4650.13 | Standalone | DE0016440 | Patients requiring fracture fixation or orthopaedic corrective surgery
Orthopaedics | Trauma - Extramedullary fixation | Locking/combination plate | Locking/combination plate - Hand | Medartis | 2.0/2.3 TriLock Pl 2/4 Hole L Left,t1.0 | A-4650.20 | Standalone | DE0016440 | Patients requiring fracture fixation or orthopaedic corrective surgery
Orthopaedics | Trauma - Extramedullary fixation | Locking/combination plate | Locking/combination plate - Hand | Medartis | 2.0/2.3 TriLock Pl 2/4 Hole L Right,t1.0 | A-4650.21 | Standalone | DE0016440 | Patients requiring fracture fixation or orthopaedic corrective surgery
Orthopaedics | Trauma - Extramedullary fixation | Locking/combination plate | Locking/combination plate - Hand | Medartis | 2.0/2.3 TriLock Grid Pl 2x2H Rect.,t1.0 | A-4650.51 | Standalone | DE0016440 | Patients requiring fracture fixation or orthopaedic corrective surgery
Orthopaedics | Trauma - Extramedullary fixation | Locking/combination plate | Locking/combination plate - Hand | Medartis | 2.0/2.3 TriLock GridPl 3x2H Trapez.,t1.0 | A-4650.56 | Standalone | DE0016440 | Patients requiring fracture fixation or orthopaedic corrective surgery
Orthopaedics | Trauma - Extramedullary fixation | Locking/combination plate | Locking/combination plate - Hand | Medartis | 2.0/2.3 TriLock Grid Pl 3x2H Trapez.Left | A-4650.58 | Standalone | DE0016440 | Patients requiring fracture fixation or orthopaedic corrective surgery
Orthopaedics | Trauma - Extramedullary fixation | Locking/combination plate | Locking/combination plate - Hand | Medartis | 2.0/2.3TriLock Grid Pl 3x2H Trapez.Right | A-4650.59 | Standalone | DE0016440 | Patients requiring fracture fixation or orthopaedic corrective surgery
Orthopaedics | Trauma - Extramedullary fixation | Locking/combination plate | Locking/combination plate - Hand | Medartis | 2.0/2.3 TriLock GridPl 4x2H Trapez.,t1.0 | A-4650.62 | Standalone | DE0016440 | Patients requiring fracture fixation or orthopaedic corrective surgery
Orthopaedics | Trauma - Extramedullary fixation | Locking/combination plate | Locking/combination plate - Hand | Medartis | 2.0/2.3 TriLock GridPl 6x2H Trapez.,t1.0 | A-4650.67 | Standalone | DE0016440 | Patients requiring fracture fixation or orthopaedic corrective surgery
Orthopaedics | Trauma - Extramedullary fixation | Locking/combination plate | Locking/combination plate - Hand | Medartis | 2.0/2.3 TriLock Pl 4 Hole Straight, t1.3 | A-4655.01 | Standalone | DE0016440 | Patients requiring fracture fixation or orthopaedic corrective surgery
Orthopaedics | Trauma - Extramedullary fixation | Locking/combination plate | Locking/combination plate - Hand | Medartis | 2.0/2.3 TriLock Pl 5 Hole Straight, t1.3 | A-4655.02 | Standalone | DE0016440 | Patients requiring fracture fixation or orthopaedic corrective surgery
Orthopaedics | Trauma - Extramedullary fixation | Locking/combination plate | Locking/combination plate - Hand | Medartis | 2.0/2.3 TriLock Pl 6 Hole Straight, t1.3 | A-4655.03 | Standalone | DE0016440 | Patients requiring fracture fixation or orthopaedic corrective surgery
Orthopaedics | Trauma - Extramedullary fixation | Locking/combination plate | Locking/combination plate - Hand | Medartis | 2.0/2.3 TriLock Pl 8 Hole Straight, t1.3 | A-4655.08 | Standalone | DE0016440 | Patients requiring fracture fixation or orthopaedic corrective surgery
Orthopaedics | Trauma - Extramedullary fixation | Locking/combination plate | Locking/combination plate - Hand | Medartis | 2.0/2.3 TriLock Plate 2/4 Hole T, t1.3 | A-4655.10 | Standalone | DE0016440 | Patients requiring fracture fixation or orthopaedic corrective surgery
Orthopaedics | Trauma - Extramedullary fixation | Locking/combination plate | Locking/combination plate - Hand | Medartis | 2.0/2.3 TriLock Plate 3/5 Hole T, t1.3 | A-4655.11 | Standalone | DE0016440 | Patients requiring fracture fixation or orthopaedic corrective surgery
Orthopaedics | Trauma - Extramedullary fixation | Locking/combination plate | Locking/combination plate - Foot/ankle | Medartis | 2.0/2.3 TriLock Plate 3/4 Hole T, t1.3 | A-4655.12 | Standalone | DE0018023 | Patients requiring fracture fixation or orthopaedic corrective surgery
Orthopaedics | Trauma - Extramedullary fixation | Locking/combination plate | Locking/combination plate - Foot/ankle | Medartis | 2.0/2.3 TriLock Plate 3/6 Hole T, t1.3 | A-4655.13 | Standalone | DE0018023 | Patients requiring fracture fixation or orthopaedic corrective surgery
Orthopaedics | Trauma - Extramedullary fixation | Locking/combination plate | Locking/combination plate - Hand | Medartis | 2.0/2.3 TriLock Plate 2/8 Hole T, t1.3 | A-4655.16 | Standalone | DE0016440 | Patients requiring fracture fixation or orthopaedic corrective surgery
Orthopaedics | Trauma - Extramedullary fixation | Locking/combination plate | Locking/combination plate - Hand | Medartis | 2.0/2.3 TriLock Plate 3/7 Hole T, t1.3 | A-4655.17 | Standalone | DE0016440 | Patients requiring fracture fixation or orthopaedic corrective surgery
Orthopaedics | Trauma - Extramedullary fixation | Locking/combination plate | Locking/combination plate - Hand | Medartis | 2.0/2.3 TriLock Pl 2/4 Hole L Left, t1.3 | A-4655.20 | Standalone | DE0016440 | Patients requiring fracture fixation or orthopaedic corrective surgery
Orthopaedics | Trauma - Extramedullary fixation | Locking/combination plate | Locking/combination plate - Hand | Medartis | 2.0/2.3 TriLock Pl 2/4 Hole L Right,t1.3 | A-4655.21 | Standalone | DE0016440 | Patients requiring fracture fixation or orthopaedic corrective surgery
Orthopaedics | Trauma - Extramedullary fixation | Locking/combination plate | Locking/combination plate - Hand | Medartis | 2.0/2.3 TriLock Pl 2/8 Hole L Left, t1.3 | A-4655.22 | Standalone | DE0016440 | Patients requiring fracture fixation or orthopaedic corrective surgery
Orthopaedics | Trauma - Extramedullary fixation | Locking/combination plate | Locking/combination plate - Hand | Medartis | 2.0/2.3 TriLock Pl 2/8 Hole L Right,t1.3 | A-4655.23 | Standalone | DE0016440 | Patients requiring fracture fixation or orthopaedic corrective surgery
Orthopaedics | Trauma - Extramedullary fixation | Locking/combination plate | Locking/combination plate - Hand | Medartis | 2.0/2.3 TriLock Rotation Pl 3/3Hole,t1.3 | A-4655.24 | Standalone | DE0016440 | Patients requiring fracture fixation or orthopaedic corrective surgery
Orthopaedics | Trauma - Extramedullary fixation | Locking/combination plate | Locking/combination plate - Hand | Medartis | 2.0/2.3 TriLock Grid Pl 2x2H Rect.,t1.3 | A-4655.51 | Standalone | DE0016440 | Patients requiring fracture fixation or orthopaedic corrective surgery
Orthopaedics | Trauma - Extramedullary fixation | Locking/combination plate | Locking/combination plate - Hand | Medartis | 2.0/2.3 TriLock GridPl 3x2H Trapez.,t1.3 | A-4655.56 | Standalone | DE0016440 | Patients requiring fracture fixation or orthopaedic corrective surgery
Orthopaedics | Trauma - Extramedullary fixation | Locking/combination plate | Locking/combination plate - Hand | Medartis | 2.0/2.3 TriLock GridPl 4x2H Trapez.,t1.3 | A-4655.62 | Standalone | DE0016440 | Patients requiring fracture fixation or orthopaedic corrective surgery
Orthopaedics | Trauma - Extramedullary fixation | Locking/combination plate | Locking/combination plate - Hand | Medartis | 2.0/2.3 TriLock GridPl 5x2H Trapez.,t1.3 | A-4655.66 | Standalone | DE0016440 | Patients requiring fracture fixation or orthopaedic corrective surgery
Orthopaedics | Trauma - Extramedullary fixation | Locking/combination plate | Locking/combination plate - Foot/ankle | Medartis | 2.0/2.3 TriLock GridPl 3+3Hole,21mm,t1.3 | A-4655.67 | Standalone | DE0018023 | Patients requiring fracture fixation or orthopaedic corrective surgery
Orthopaedics | Trauma - Extramedullary fixation | Locking/combination plate | Locking/combination plate - Foot/ankle | Medartis | 2.0/2.3 TriLock GridPl 3+3Hole,29mm,t1.3 | A-4655.68 | Standalone | DE0018023 | Patients requiring fracture fixation or orthopaedic corrective surgery
Orthopaedics | Trauma - Extramedullary fixation | Locking/combination plate | Locking/combination plate - Foot/ankle | Medartis | 2.0/2.3 TriLock GridPl 3+3Hole,37mm,t1.3 | A-4655.69 | Standalone | DE0018023 | Patients requiring fracture fixation or orthopaedic corrective surgery
Orthopaedics | Trauma - Extramedullary fixation | Locking/combination plate | Locking/combination plate - Intercarpal arthrodesis | Medartis | 2.0/2.3 TriLock Four Corner Fusion Plate | A-4660.10 | Standalone | DE0016440 | Patients requiring fracture fixation or orthopaedic corrective surgery
Orthopaedics | Trauma - Extramedullary fixation | Locking/combination plate | Locking/combination plate - Intercarpal arthrodesis | Medartis | 2.0/2.3 TriLock 4CF Plate Small | A-4660.11 | Standalone | DE0016440 | Patients requiring fracture fixation or orthopaedic corrective surgery
Orthopaedics | Trauma - Extramedullary fixation | Locking/combination plate | Locking/combination plate - Intercarpal arthrodesis | Medartis | 2.0/2.3 TriLock STT Fusion Plate | A-4660.15 | Standalone | DE0016440 | Patients requiring fracture fixation or orthopaedic corrective surgery
Orthopaedics | Trauma - Extramedullary fixation | Plate accessories | Non-locking screw | Medartis | 1.2 Cortical Screw 04mm, HD4 | A-5100.04 | Standalone | DE0016440 | Patients requiring fracture fixation or orthopaedic corrective surgery
Orthopaedics | Trauma - Extramedullary fixation | Plate accessories | Non-locking screw | Medartis | 1.2 Cortical Screw 05mm, HD4 | A-5100.05 | Standalone | DE0016440 | Patients requiring fracture fixation or orthopaedic corrective surgery
Orthopaedics | Trauma - Extramedullary fixation | Plate accessories | Non-locking screw | Medartis | 1.2 Cortical Screw 06mm, HD4 | A-5100.06 | Standalone | DE0016440 | Patients requiring fracture fixation or orthopaedic corrective surgery
Orthopaedics | Trauma - Extramedullary fixation | Plate accessories | Non-locking screw | Medartis | 1.2 Cortical Screw 07mm, HD4 | A-5100.07 | Standalone | DE0016440 | Patients requiring fracture fixation or orthopaedic corrective surgery
Orthopaedics | Trauma - Extramedullary fixation | Plate accessories | Non-locking screw | Medartis | 1.2 Cortical Screw 08mm, HD4 | A-5100.08 | Standalone | DE0016440 | Patients requiring fracture fixation or orthopaedic corrective surgery
Orthopaedics | Trauma - Extramedullary fixation | Plate accessories | Non-locking screw | Medartis | 1.2 Cortical Screw 09mm, HD4 | A-5100.09 | Standalone | DE0016440 | Patients requiring fracture fixation or orthopaedic corrective surgery
Orthopaedics | Trauma - Extramedullary fixation | Plate accessories | Non-locking screw | Medartis | 1.2 Cortical Screw 10mm, HD4 | A-5100.10 | Standalone | DE0016440 | Patients requiring fracture fixation or orthopaedic corrective surgery
Orthopaedics | Trauma - Extramedullary fixation | Plate accessories | Non-locking screw | Medartis | 1.2 Cortical Screw 11mm, HD4 | A-5100.11 | Standalone | DE0016440 | Patients requiring fracture fixation or orthopaedic corrective surgery
Orthopaedics | Trauma - Extramedullary fixation | Plate accessories | Non-locking screw | Medartis | 1.2 Cortical Screw 12mm, HD4 | A-5100.12 | Standalone | DE0016440 | Patients requiring fracture fixation or orthopaedic corrective surgery
Orthopaedics | Trauma - Extramedullary fixation | Plate accessories | Non-locking screw | Medartis | 1.2 Cortical Screw 13mm, HD4 | A-5100.13 | Standalone | DE0016440 | Patients requiring fracture fixation or orthopaedic corrective surgery
Orthopaedics | Trauma - Extramedullary fixation | Plate accessories | Non-locking screw | Medartis | 1.2 Cortical Screw 14mm, HD4 | A-5100.14 | Standalone | DE0016440 | Patients requiring fracture fixation or orthopaedic corrective surgery
Orthopaedics | Trauma - Extramedullary fixation | Plate accessories | Non-locking screw | Medartis | 1.2 Cortical Screw 16mm, HD4 | A-5100.16 | Standalone | DE0016440 | Patients requiring fracture fixation or orthopaedic corrective surgery
Orthopaedics | Trauma - Extramedullary fixation | Plate accessories | Non-locking screw | Medartis | 1.2 Cortical Screw 18mm, HD4 | A-5100.18 | Standalone | DE0016440 | Patients requiring fracture fixation or orthopaedic corrective surgery
Orthopaedics | Trauma - Extramedullary fixation | Plate accessories | Non-locking screw | Medartis | 1.2 Cortical Screw 20mm, HD4 | A-5100.20 | Standalone | DE0016440 | Patients requiring fracture fixation or orthopaedic corrective surgery
Orthopaedics | Trauma - Extramedullary fixation | Plate accessories | Non-locking screw | Medartis | 1.5 Cortical Screw 04mm, HD4 | A-5200.04 | Standalone | DE0016440 | Patients requiring fracture fixation or orthopaedic corrective surgery
Orthopaedics | Trauma - Extramedullary fixation | Plate accessories | Non-locking screw | Medartis | 1.5 Cortical Screw 05mm, HD4 | A-5200.05 | Standalone | DE0016440 | Patients requiring fracture fixation or orthopaedic corrective surgery
Orthopaedics | Trauma - Extramedullary fixation | Plate accessories | Non-locking screw | Medartis | 1.5 Cortical Screw 06mm, HD4 | A-5200.06 | Standalone | DE0016440 | Patients requiring fracture fixation or orthopaedic corrective surgery
Orthopaedics | Trauma - Extramedullary fixation | Plate accessories | Non-locking screw | Medartis | 1.5 Cortical Screw 07mm, HD4 | A-5200.07 | Standalone | DE0016440 | Patients requiring fracture fixation or orthopaedic corrective surgery
Orthopaedics | Trauma - Extramedullary fixation | Plate accessories | Non-locking screw | Medartis | 1.5 Cortical Screw 08mm, HD4 | A-5200.08 | Standalone | DE0016440 | Patients requiring fracture fixation or orthopaedic corrective surgery
Orthopaedics | Trauma - Extramedullary fixation | Plate accessories | Non-locking screw | Medartis | 1.5 Cortical Screw 09mm, HD4 | A-5200.09 | Standalone | DE0016440 | Patients requiring fracture fixation or orthopaedic corrective surgery
Orthopaedics | Trauma - Extramedullary fixation | Plate accessories | Non-locking screw | Medartis | 1.5 Cortical Screw 10mm, HD4 | A-5200.10 | Standalone | DE0016440 | Patients requiring fracture fixation or orthopaedic corrective surgery
Orthopaedics | Trauma - Extramedullary fixation | Plate accessories | Non-locking screw | Medartis | 1.5 Cortical Screw 11mm, HD4 | A-5200.11 | Standalone | DE0016440 | Patients requiring fracture fixation or orthopaedic corrective surgery
Orthopaedics | Trauma - Extramedullary fixation | Plate accessories | Non-locking screw | Medartis | 1.5 Cortical Screw 12mm, HD4 | A-5200.12 | Standalone | DE0016440 | Patients requiring fracture fixation or orthopaedic corrective surgery
Orthopaedics | Trauma - Extramedullary fixation | Plate accessories | Non-locking screw | Medartis | 1.5 Cortical Screw 13mm, HD4 | A-5200.13 | Standalone | DE0016440 | Patients requiring fracture fixation or orthopaedic corrective surgery
Orthopaedics | Trauma - Extramedullary fixation | Plate accessories | Non-locking screw | Medartis | 1.5 Cortical Screw 14mm, HD4 | A-5200.14 | Standalone | DE0016440 | Patients requiring fracture fixation or orthopaedic corrective surgery
Orthopaedics | Trauma - Extramedullary fixation | Plate accessories | Non-locking screw | Medartis | 1.5 Cortical Screw 15mm, HD4 | A-5200.15 | Standalone | DE0016440 | Patients requiring fracture fixation or orthopaedic corrective surgery
Orthopaedics | Trauma - Extramedullary fixation | Plate accessories | Non-locking screw | Medartis | 1.5 Cortical Screw 16mm, HD4 | A-5200.16 | Standalone | DE0016440 | Patients requiring fracture fixation or orthopaedic corrective surgery
Orthopaedics | Trauma - Extramedullary fixation | Plate accessories | Non-locking screw | Medartis | 1.5 Cortical Screw 17mm, HD4 | A-5200.17 | Standalone | DE0016440 | Patients requiring fracture fixation or orthopaedic corrective surgery
Orthopaedics | Trauma - Extramedullary fixation | Plate accessories | Non-locking screw | Medartis | 1.5 Cortical Screw 18mm, HD4 | A-5200.18 | Standalone | DE0016440 | Patients requiring fracture fixation or orthopaedic corrective surgery
Orthopaedics | Trauma - Extramedullary fixation | Plate accessories | Non-locking screw | Medartis | 1.5 Cortical Screw 19mm, HD4 | A-5200.19 | Standalone | DE0016440 | Patients requiring fracture fixation or orthopaedic corrective surgery
Orthopaedics | Trauma - Extramedullary fixation | Plate accessories | Non-locking screw | Medartis | 1.5 Cortical Screw 20mm, HD4 | A-5200.20 | Standalone | DE0016440 | Patients requiring fracture fixation or orthopaedic corrective surgery
Orthopaedics | Trauma - Extramedullary fixation | Plate accessories | Non-locking screw | Medartis | 1.5 Cortical Screw 21mm, HD4 | A-5200.21 | Standalone | DE0016440 | Patients requiring fracture fixation or orthopaedic corrective surgery
Orthopaedics | Trauma - Extramedullary fixation | Plate accessories | Non-locking screw | Medartis | 1.5 Cortical Screw 22mm, HD4 | A-5200.22 | Standalone | DE0016440 | Patients requiring fracture fixation or orthopaedic corrective surgery
Orthopaedics | Trauma - Extramedullary fixation | Plate accessories | Non-locking screw | Medartis | 1.5 Cortical Screw 23mm, HD4 | A-5200.23 | Standalone | DE0016440 | Patients requiring fracture fixation or orthopaedic corrective surgery
Orthopaedics | Trauma - Extramedullary fixation | Plate accessories | Non-locking screw | Medartis | 1.5 Cortical Screw 24mm, HD4 | A-5200.24 | Standalone | DE0016440 | Patients requiring fracture fixation or orthopaedic corrective surgery
Orthopaedics | Trauma - Extramedullary fixation | Plate accessories | Locking screw | Medartis | 1.5 TriLock Screw 04mm, HD4 | A-5250.04 | Standalone | DE0016440 | Patients requiring fracture fixation or orthopaedic corrective surgery
Orthopaedics | Trauma - Extramedullary fixation | Plate accessories | Locking screw | Medartis | 1.5 TriLock Screw 05mm, HD4 | A-5250.05 | Standalone | DE0016440 | Patients requiring fracture fixation or orthopaedic corrective surgery
Orthopaedics | Trauma - Extramedullary fixation | Plate accessories | Locking screw | Medartis | 1.5 TriLock Screw 06mm, HD4 | A-5250.06 | Standalone | DE0016440 | Patients requiring fracture fixation or orthopaedic corrective surgery
Orthopaedics | Trauma - Extramedullary fixation | Plate accessories | Locking screw | Medartis | 1.5 TriLock Screw 07mm, HD4 | A-5250.07 | Standalone | DE0016440 | Patients requiring fracture fixation or orthopaedic corrective surgery
Orthopaedics | Trauma - Extramedullary fixation | Plate accessories | Locking screw | Medartis | 1.5 TriLock Screw 08mm, HD4 | A-5250.08 | Standalone | DE0016440 | Patients requiring fracture fixation or orthopaedic corrective surgery
Orthopaedics | Trauma - Extramedullary fixation | Plate accessories | Locking screw | Medartis | 1.5 TriLock Screw 09mm, HD4 | A-5250.09 | Standalone | DE0016440 | Patients requiring fracture fixation or orthopaedic corrective surgery
Orthopaedics | Trauma - Extramedullary fixation | Plate accessories | Locking screw | Medartis | 1.5 TriLock Screw 10mm, HD4 | A-5250.10 | Standalone | DE0016440 | Patients requiring fracture fixation or orthopaedic corrective surgery
Orthopaedics | Trauma - Extramedullary fixation | Plate accessories | Locking screw | Medartis | 1.5 TriLock Screw 11mm, HD4 | A-5250.11 | Standalone | DE0016440 | Patients requiring fracture fixation or orthopaedic corrective surgery
Orthopaedics | Trauma - Extramedullary fixation | Plate accessories | Locking screw | Medartis | 1.5 TriLock Screw 12mm, HD4 | A-5250.12 | Standalone | DE0016440 | Patients requiring fracture fixation or orthopaedic corrective surgery
Orthopaedics | Trauma - Extramedullary fixation | Plate accessories | Locking screw | Medartis | 1.5 TriLock Screw 13mm, HD4 | A-5250.13 | Standalone | DE0016440 | Patients requiring fracture fixation or orthopaedic corrective surgery
Orthopaedics | Trauma - Extramedullary fixation | Plate accessories | Locking screw | Medartis | 1.5 TriLock Screw 14mm, HD4 | A-5250.14 | Standalone | DE0016440 | Patients requiring fracture fixation or orthopaedic corrective surgery
Orthopaedics | Trauma - Extramedullary fixation | Plate accessories | Locking screw | Medartis | 1.5 TriLock Screw 16mm, HD4 | A-5250.16 | Standalone | DE0016440 | Patients requiring fracture fixation or orthopaedic corrective surgery
Orthopaedics | Trauma - Extramedullary fixation | Plate accessories | Locking screw | Medartis | 1.5 TriLock Screw 18mm, HD4 | A-5250.18 | Standalone | DE0016440 | Patients requiring fracture fixation or orthopaedic corrective surgery
Orthopaedics | Trauma - Extramedullary fixation | Plate accessories | Locking screw | Medartis | 1.5 TriLock Screw 20mm, HD4 | A-5250.20 | Standalone | DE0016440 | Patients requiring fracture fixation or orthopaedic corrective surgery
Orthopaedics | Trauma - Extramedullary fixation | Plate accessories | Non-locking screw | Medartis | 1.8 Emergency Screw 06mm, HD4 | A-5300.06 | Standalone | DE0016440 | Patients requiring fracture fixation or orthopaedic corrective surgery
Orthopaedics | Trauma - Extramedullary fixation | Plate accessories | Non-locking screw | Medartis | 1.8 Emergency Screw 10mm, HD4 | A-5300.10 | Standalone | DE0016440 | Patients requiring fracture fixation or orthopaedic corrective surgery
Orthopaedics | Trauma - Extramedullary fixation | Plate accessories | Non-locking screw | Medartis | 2.0 Cortical Screw 04mm, HD6 | A-5400.04 | Standalone | DE0014751 | Patients requiring fracture fixation or orthopaedic corrective surgery
Orthopaedics | Trauma - Extramedullary fixation | Plate accessories | Non-locking screw | Medartis | 2.0 Cortical Screw 05mm, HD6 | A-5400.05 | Standalone | DE0014751 | Patients requiring fracture fixation or orthopaedic corrective surgery
Orthopaedics | Trauma - Extramedullary fixation | Plate accessories | Non-locking screw | Medartis | 2.0 Cortical Screw 06mm, HD6 | A-5400.06 | Standalone | DE0014751 | Patients requiring fracture fixation or orthopaedic corrective surgery
Orthopaedics | Trauma - Extramedullary fixation | Plate accessories | Non-locking screw | Medartis | 2.0 Cortical Screw 07mm, HD6 | A-5400.07 | Standalone | DE0014751 | Patients requiring fracture fixation or orthopaedic corrective surgery
Orthopaedics | Trauma - Extramedullary fixation | Plate accessories | Non-locking screw | Medartis | 2.0 Cortical Screw 08mm, HD6 | A-5400.08 | Standalone | DE0014751 | Patients requiring fracture fixation or orthopaedic corrective surgery
Orthopaedics | Trauma - Extramedullary fixation | Plate accessories | Non-locking screw | Medartis | 2.0 Cortical Screw 09mm, HD6 | A-5400.09 | Standalone | DE0014751 | Patients requiring fracture fixation or orthopaedic corrective surgery
Orthopaedics | Trauma - Extramedullary fixation | Plate accessories | Non-locking screw | Medartis | 2.0 Cortical Screw 10mm, HD6 | A-5400.10 | Standalone | DE0014751 | Patients requiring fracture fixation or orthopaedic corrective surgery
Orthopaedics | Trauma - Extramedullary fixation | Plate accessories | Non-locking screw | Medartis | 2.0 Cortical Screw 11mm, HD6 | A-5400.11 | Standalone | DE0014751 | Patients requiring fracture fixation or orthopaedic corrective surgery
Orthopaedics | Trauma - Extramedullary fixation | Plate accessories | Non-locking screw | Medartis | 2.0 Cortical Screw 12mm, HD6 | A-5400.12 | Standalone | DE0014751 | Patients requiring fracture fixation or orthopaedic corrective surgery
Orthopaedics | Trauma - Extramedullary fixation | Plate accessories | Non-locking screw | Medartis | 2.0 Cortical Screw 13mm, HD6 | A-5400.13 | Standalone | DE0014751 | Patients requiring fracture fixation or orthopaedic corrective surgery
Orthopaedics | Trauma - Extramedullary fixation | Plate accessories | Non-locking screw | Medartis | 2.0 Cortical Screw 14mm, HD6 | A-5400.14 | Standalone | DE0014751 | Patients requiring fracture fixation or orthopaedic corrective surgery
Orthopaedics | Trauma - Extramedullary fixation | Plate accessories | Non-locking screw | Medartis | 2.0 Cortical Screw 15mm, HD6 | A-5400.15 | Standalone | DE0014751 | Patients requiring fracture fixation or orthopaedic corrective surgery
Orthopaedics | Trauma - Extramedullary fixation | Plate accessories | Non-locking screw | Medartis | 2.0 Cortical Screw 16mm, HD6 | A-5400.16 | Standalone | DE0014751 | Patients requiring fracture fixation or orthopaedic corrective surgery
Orthopaedics | Trauma - Extramedullary fixation | Plate accessories | Non-locking screw | Medartis | 2.0 Cortical Screw 17mm, HD6 | A-5400.17 | Standalone | DE0014751 | Patients requiring fracture fixation or orthopaedic corrective surgery
Orthopaedics | Trauma - Extramedullary fixation | Plate accessories | Non-locking screw | Medartis | 2.0 Cortical Screw 18mm, HD6 | A-5400.18 | Standalone | DE0014751 | Patients requiring fracture fixation or orthopaedic corrective surgery
Orthopaedics | Trauma - Extramedullary fixation | Plate accessories | Non-locking screw | Medartis | 2.0 Cortical Screw 19mm, HD6 | A-5400.19 | Standalone | DE0014751 | Patients requiring fracture fixation or orthopaedic corrective surgery
Orthopaedics | Trauma - Extramedullary fixation | Plate accessories | Non-locking screw | Medartis | 2.0 Cortical Screw 20mm, HD6 | A-5400.20 | Standalone | DE0014751 | Patients requiring fracture fixation or orthopaedic corrective surgery
Orthopaedics | Trauma - Extramedullary fixation | Plate accessories | Non-locking screw | Medartis | 2.0 Cortical Screw 21mm, HD6 | A-5400.21 | Standalone | DE0014751 | Patients requiring fracture fixation or orthopaedic corrective surgery
Orthopaedics | Trauma - Extramedullary fixation | Plate accessories | Non-locking screw | Medartis | 2.0 Cortical Screw 22mm, HD6 | A-5400.22 | Standalone | DE0014751 | Patients requiring fracture fixation or orthopaedic corrective surgery
Orthopaedics | Trauma - Extramedullary fixation | Plate accessories | Non-locking screw | Medartis | 2.0 Cortical Screw 23mm, HD6 | A-5400.23 | Standalone | DE0014751 | Patients requiring fracture fixation or orthopaedic corrective surgery
Orthopaedics | Trauma - Extramedullary fixation | Plate accessories | Non-locking screw | Medartis | 2.0 Cortical Screw 24mm, HD6 | A-5400.24 | Standalone | DE0014751 | Patients requiring fracture fixation or orthopaedic corrective surgery
Orthopaedics | Trauma - Extramedullary fixation | Plate accessories | Non-locking screw | Medartis | 2.0 Cortical Screw 26mm, HD6 | A-5400.26 | Standalone | DE0014751 | Patients requiring fracture fixation or orthopaedic corrective surgery
Orthopaedics | Trauma - Extramedullary fixation | Plate accessories | Non-locking screw | Medartis | 2.0 Cortical Screw 28mm, HD6 | A-5400.28 | Standalone | DE0014751 | Patients requiring fracture fixation or orthopaedic corrective surgery
Orthopaedics | Trauma - Extramedullary fixation | Plate accessories | Non-locking screw | Medartis | 2.0 Cortical Screw 30mm, HD6 | A-5400.30 | Standalone | DE0014751 | Patients requiring fracture fixation or orthopaedic corrective surgery
Orthopaedics | Trauma - Extramedullary fixation | Plate accessories | Locking screw | Medartis | 2.0 TriLock Screw 06mm, HD6 | A-5450.06 | Standalone | DE0014751 | Patients requiring fracture fixation or orthopaedic corrective surgery
Orthopaedics | Trauma - Extramedullary fixation | Plate accessories | Locking screw | Medartis | 2.0 TriLock Screw 07mm, HD6 | A-5450.07 | Standalone | DE0014751 | Patients requiring fracture fixation or orthopaedic corrective surgery
Orthopaedics | Trauma - Extramedullary fixation | Plate accessories | Locking screw | Medartis | 2.0 TriLock Screw 08mm, HD6 | A-5450.08 | Standalone | DE0014751 | Patients requiring fracture fixation or orthopaedic corrective surgery
Orthopaedics | Trauma - Extramedullary fixation | Plate accessories | Locking screw | Medartis | 2.0 TriLock Screw 09mm, HD6 | A-5450.09 | Standalone | DE0014751 | Patients requiring fracture fixation or orthopaedic corrective surgery
Orthopaedics | Trauma - Extramedullary fixation | Plate accessories | Locking screw | Medartis | 2.0 TriLock Screw 10mm, HD6 | A-5450.10 | Standalone | DE0014751 | Patients requiring fracture fixation or orthopaedic corrective surgery
Orthopaedics | Trauma - Extramedullary fixation | Plate accessories | Locking screw | Medartis | 2.0 TriLock Screw 11mm, HD6 | A-5450.11 | Standalone | DE0014751 | Patients requiring fracture fixation or orthopaedic corrective surgery
Orthopaedics | Trauma - Extramedullary fixation | Plate accessories | Locking screw | Medartis | 2.0 TriLock Screw 12mm, HD6 | A-5450.12 | Standalone | DE0014751 | Patients requiring fracture fixation or orthopaedic corrective surgery
Orthopaedics | Trauma - Extramedullary fixation | Plate accessories | Locking screw | Medartis | 2.0 TriLock Screw 13mm, HD6 | A-5450.13 | Standalone | DE0014751 | Patients requiring fracture fixation or orthopaedic corrective surgery
Orthopaedics | Trauma - Extramedullary fixation | Plate accessories | Locking screw | Medartis | 2.0 TriLock Screw 14mm, HD6 | A-5450.14 | Standalone | DE0014751 | Patients requiring fracture fixation or orthopaedic corrective surgery
Orthopaedics | Trauma - Extramedullary fixation | Plate accessories | Locking screw | Medartis | 2.0 TriLock Screw 16mm, HD6 | A-5450.16 | Standalone | DE0014751 | Patients requiring fracture fixation or orthopaedic corrective surgery
Orthopaedics | Trauma - Extramedullary fixation | Plate accessories | Locking screw | Medartis | 2.0 TriLock Screw 18mm, HD6 | A-5450.18 | Standalone | DE0014751 | Patients requiring fracture fixation or orthopaedic corrective surgery
Orthopaedics | Trauma - Extramedullary fixation | Plate accessories | Locking screw | Medartis | 2.0 TriLock Screw 20mm, HD6 | A-5450.20 | Standalone | DE0014751 | Patients requiring fracture fixation or orthopaedic corrective surgery
Orthopaedics | Trauma - Extramedullary fixation | Plate accessories | Locking screw | Medartis | 2.0 TriLock Screw 22mm, HD6 | A-5450.22 | Standalone | DE0014751 | Patients requiring fracture fixation or orthopaedic corrective surgery
Orthopaedics | Trauma - Extramedullary fixation | Plate accessories | Locking screw | Medartis | 2.0 TriLock Screw 24mm, HD6 | A-5450.24 | Standalone | DE0014751 | Patients requiring fracture fixation or orthopaedic corrective surgery
Orthopaedics | Trauma - Extramedullary fixation | Plate accessories | Locking screw | Medartis | 2.0 TriLock Screw 26mm, HD6 | A-5450.26 | Standalone | DE0014751 | Patients requiring fracture fixation or orthopaedic corrective surgery
Orthopaedics | Trauma - Extramedullary fixation | Plate accessories | Locking screw | Medartis | 2.0 TriLock Screw 28mm, HD6 | A-5450.28 | Standalone | DE0014751 | Patients requiring fracture fixation or orthopaedic corrective surgery
Orthopaedics | Trauma - Extramedullary fixation | Plate accessories | Locking screw | Medartis | 2.0 TriLock Screw 30mm, HD6 | A-5450.30 | Standalone | DE0014751 | Patients requiring fracture fixation or orthopaedic corrective surgery
Orthopaedics | Trauma - Extramedullary fixation | Plate accessories | Non-locking screw | Medartis | 2.3 Cortical Screw 05mm, HD6 | A-5500.05 | Standalone | DE0014751 | Patients requiring fracture fixation or orthopaedic corrective surgery
Orthopaedics | Trauma - Extramedullary fixation | Plate accessories | Non-locking screw | Medartis | 2.3 Cortical Screw 06mm, HD6 | A-5500.06 | Standalone | DE0014751 | Patients requiring fracture fixation or orthopaedic corrective surgery
Orthopaedics | Trauma - Extramedullary fixation | Plate accessories | Non-locking screw | Medartis | 2.3 Cortical Screw 07mm, HD6 | A-5500.07 | Standalone | DE0014751 | Patients requiring fracture fixation or orthopaedic corrective surgery
Orthopaedics | Trauma - Extramedullary fixation | Plate accessories | Non-locking screw | Medartis | 2.3 Cortical Screw 08mm, HD6 | A-5500.08 | Standalone | DE0014751 | Patients requiring fracture fixation or orthopaedic corrective surgery
Orthopaedics | Trauma - Extramedullary fixation | Plate accessories | Non-locking screw | Medartis | 2.3 Cortical Screw 09mm, HD6 | A-5500.09 | Standalone | DE0014751 | Patients requiring fracture fixation or orthopaedic corrective surgery
Orthopaedics | Trauma - Extramedullary fixation | Plate accessories | Non-locking screw | Medartis | 2.3 Cortical Screw 10mm, HD6 | A-5500.10 | Standalone | DE0014751 | Patients requiring fracture fixation or orthopaedic corrective surgery
Orthopaedics | Trauma - Extramedullary fixation | Plate accessories | Non-locking screw | Medartis | 2.3 Cortical Screw 11mm, HD6 | A-5500.11 | Standalone | DE0014751 | Patients requiring fracture fixation or orthopaedic corrective surgery
Orthopaedics | Trauma - Extramedullary fixation | Plate accessories | Non-locking screw | Medartis | 2.3 Cortical Screw 12mm, HD6 | A-5500.12 | Standalone | DE0014751 | Patients requiring fracture fixation or orthopaedic corrective surgery
Orthopaedics | Trauma - Extramedullary fixation | Plate accessories | Non-locking screw | Medartis | 2.3 Cortical Screw 13mm, HD6 | A-5500.13 | Standalone | DE0014751 | Patients requiring fracture fixation or orthopaedic corrective surgery
Orthopaedics | Trauma - Extramedullary fixation | Plate accessories | Non-locking screw | Medartis | 2.3 Cortical Screw 14mm, HD6 | A-5500.14 | Standalone | DE0014751 | Patients requiring fracture fixation or orthopaedic corrective surgery
Orthopaedics | Trauma - Extramedullary fixation | Plate accessories | Non-locking screw | Medartis | 2.3 Cortical Screw 15mm, HD6 | A-5500.15 | Standalone | DE0014751 | Patients requiring fracture fixation or orthopaedic corrective surgery
Orthopaedics | Trauma - Extramedullary fixation | Plate accessories | Non-locking screw | Medartis | 2.3 Cortical Screw 16mm, HD6 | A-5500.16 | Standalone | DE0014751 | Patients requiring fracture fixation or orthopaedic corrective surgery
Orthopaedics | Trauma - Extramedullary fixation | Plate accessories | Non-locking screw | Medartis | 2.3 Cortical Screw 17mm, HD6 | A-5500.17 | Standalone | DE0014751 | Patients requiring fracture fixation or orthopaedic corrective surgery
Orthopaedics | Trauma - Extramedullary fixation | Plate accessories | Non-locking screw | Medartis | 2.3 Cortical Screw 18mm, HD6 | A-5500.18 | Standalone | DE0014751 | Patients requiring fracture fixation or orthopaedic corrective surgery
Orthopaedics | Trauma - Extramedullary fixation | Plate accessories | Non-locking screw | Medartis | 2.3 Cortical Screw 19mm, HD6 | A-5500.19 | Standalone | DE0014751 | Patients requiring fracture fixation or orthopaedic corrective surgery
Orthopaedics | Trauma - Extramedullary fixation | Plate accessories | Non-locking screw | Medartis | 2.3 Cortical Screw 20mm, HD6 | A-5500.20 | Standalone | DE0014751 | Patients requiring fracture fixation or orthopaedic corrective surgery
Orthopaedics | Trauma - Extramedullary fixation | Plate accessories | Non-locking screw | Medartis | 2.3 Cortical Screw 21mm, HD6 | A-5500.21 | Standalone | DE0014751 | Patients requiring fracture fixation or orthopaedic corrective surgery
Orthopaedics | Trauma - Extramedullary fixation | Plate accessories | Non-locking screw | Medartis | 2.3 Cortical Screw 22mm, HD6 | A-5500.22 | Standalone | DE0014751 | Patients requiring fracture fixation or orthopaedic corrective surgery
Orthopaedics | Trauma - Extramedullary fixation | Plate accessories | Non-locking screw | Medartis | 2.3 Cortical Screw 23mm, HD6 | A-5500.23 | Standalone | DE0014751 | Patients requiring fracture fixation or orthopaedic corrective surgery
Orthopaedics | Trauma - Extramedullary fixation | Plate accessories | Non-locking screw | Medartis | 2.3 Cortical Screw 24mm, HD6 | A-5500.24 | Standalone | DE0014751 | Patients requiring fracture fixation or orthopaedic corrective surgery
Orthopaedics | Trauma - Extramedullary fixation | Plate accessories | Non-locking screw | Medartis | 2.3 Cortical Screw 26mm, HD6 | A-5500.26 | Standalone | DE0014751 | Patients requiring fracture fixation or orthopaedic corrective surgery
Orthopaedics | Trauma - Extramedullary fixation | Plate accessories | Non-locking screw | Medartis | 2.3 Cortical Screw 28mm, HD6 | A-5500.28 | Standalone | DE0014751 | Patients requiring fracture fixation or orthopaedic corrective surgery
Orthopaedics | Trauma - Extramedullary fixation | Plate accessories | Non-locking screw | Medartis | 2.3 Cortical Screw 30mm, HD6 | A-5500.30 | Standalone | DE0014751 | Patients requiring fracture fixation or orthopaedic corrective surgery
Orthopaedics | Trauma - Extramedullary fixation | Plate accessories | Non-locking screw | Medartis | 2.3 Cortical Screw 32mm, HD6 | A-5500.32 | Standalone | DE0014751 | Patients requiring fracture fixation or orthopaedic corrective surgery
Orthopaedics | Trauma - Extramedullary fixation | Plate accessories | Non-locking screw | Medartis | 2.3 Cortical Screw 34mm, HD6 | A-5500.34 | Standalone | DE0014751 | Patients requiring fracture fixation or orthopaedic corrective surgery
Orthopaedics | Trauma - Extramedullary fixation | Plate accessories | Non-locking screw | Medartis | 2.5 Emergency Screw 06mm, HD6 | A-5600.06 | Standalone | DE0016440 | Patients requiring fracture fixation or orthopaedic corrective surgery
Orthopaedics | Trauma - Extramedullary fixation | Plate accessories | Non-locking screw | Medartis | 2.5 Emergency Screw 10mm, HD6 | A-5600.10 | Standalone | DE0016440 | Patients requiring fracture fixation or orthopaedic corrective surgery
Orthopaedics | Trauma - Extramedullary fixation | Non-locking plate | Non-locking plate - Radius | Medartis | 1.5 Hook Plate 2 Hole, 2 Hooks, t0.6 | A-4200.40 | Standalone | DE0016441 | Patients requiring fracture fixation or orthopaedic corrective surgery
Orthopaedics | Trauma - Extramedullary fixation | Non-locking plate | Non-locking plate - Radius | Medartis | 1.5 Hook Plate 4 Hole, 4 Hooks, t0.6 | A-4200.41 | Standalone | DE0016441 | Patients requiring fracture fixation or orthopaedic corrective surgery
Orthopaedics | Trauma - Extramedullary fixation | Locking/combination plate | Locking/combination plate - Radius | Medartis | 2.5 TriLock Dist.Rad.Fract.Pl Volar Left | A-4750.01 | Standalone | DE0016441 | Patients requiring fracture fixation or orthopaedic corrective surgery
Orthopaedics | Trauma - Extramedullary fixation | Locking/combination plate | Locking/combination plate - Radius | Medartis | 2.5TriLock Dist.Rad.Fract.Pl Volar Right | A-4750.02 | Standalone | DE0016441 | Patients requiring fracture fixation or orthopaedic corrective surgery
Orthopaedics | Trauma - Extramedullary fixation | Locking/combination plate | Locking/combination plate - Radius | Medartis | 2.5 TriLock Dist.Rad.Frame Pl Volar Left | A-4750.03 | Standalone | DE0016441 | Patients requiring fracture fixation or orthopaedic corrective surgery
Orthopaedics | Trauma - Extramedullary fixation | Locking/combination plate | Locking/combination plate - Radius | Medartis | 2.5 TriLock Dist.Rad.FramePl Volar Right | A-4750.04 | Standalone | DE0016441 | Patients requiring fracture fixation or orthopaedic corrective surgery
Orthopaedics | Trauma - Extramedullary fixation | Locking/combination plate | Locking/combination plate - Radius | Medartis | 2.5 TriLock Dist.Rad.Frame Pl Volar Left | A-4750.05 | Standalone | DE0016441 | Patients requiring fracture fixation or orthopaedic corrective surgery
Orthopaedics | Trauma - Extramedullary fixation | Locking/combination plate | Locking/combination plate - Radius | Medartis | 2.5 TriLock Dist.Rad.FramePl Volar Right | A-4750.06 | Standalone | DE0016441 | Patients requiring fracture fixation or orthopaedic corrective surgery
Orthopaedics | Trauma - Extramedullary fixation | Locking/combination plate | Locking/combination plate - Radius | Medartis | 2.5 TriLock Dist.Rad.Corr.Pl Volar Left | A-4750.07 | Standalone | DE0016441 | Patients requiring fracture fixation or orthopaedic corrective surgery
Orthopaedics | Trauma - Extramedullary fixation | Locking/combination plate | Locking/combination plate - Radius | Medartis | 2.5 TriLock Dist.Rad.Corr.Pl Volar Right | A-4750.08 | Standalone | DE0016441 | Patients requiring fracture fixation or orthopaedic corrective surgery
Orthopaedics | Trauma - Extramedullary fixation | Locking/combination plate | Locking/combination plate - Radius | Medartis | 2.5TriLockDist.Rad.Correct.Pl Volar Left | A-4750.09 | Standalone | DE0016441 | Patients requiring fracture fixation or orthopaedic corrective surgery
Orthopaedics | Trauma - Extramedullary fixation | Locking/combination plate | Locking/combination plate - Radius | Medartis | 2.5TriLockDist.Rad.Correct.Pl Volar Left | A-4750.10 | Standalone | DE0016441 | Patients requiring fracture fixation or orthopaedic corrective surgery
Orthopaedics | Trauma - Extramedullary fixation | Locking/combination plate | Locking/combination plate - Radius | Medartis | 2.5 TriLock Dist.Rad.Corr.Pl Volar Left | A-4750.11 | Standalone | DE0016441 | Patients requiring fracture fixation or orthopaedic corrective surgery
Orthopaedics | Trauma - Extramedullary fixation | Locking/combination plate | Locking/combination plate - Radius | Medartis | 2.5 TriLock Dist.Rad.Corr.Pl Volar Right | A-4750.12 | Standalone | DE0016441 | Patients requiring fracture fixation or orthopaedic corrective surgery
Orthopaedics | Trauma - Extramedullary fixation | Locking/combination plate | Locking/combination plate - Radius | Medartis | 2.5 TriLock Dist.Rad.Pl, H, Dorsal Left | A-4750.13 | Standalone | DE0016441 | Patients requiring fracture fixation or orthopaedic corrective surgery
Orthopaedics | Trauma - Extramedullary fixation | Locking/combination plate | Locking/combination plate - Radius | Medartis | 2.5 TriLock Dist.Rad.Pl, H, Dorsal Right | A-4750.14 | Standalone | DE0016441 | Patients requiring fracture fixation or orthopaedic corrective surgery
Orthopaedics | Trauma - Extramedullary fixation | Locking/combination plate | Locking/combination plate - Radius | Medartis | 2.5 TriLock Dist.Rad.Corr.Pl Volar Left | A-4750.15 | Standalone | DE0016441 | Patients requiring fracture fixation or orthopaedic corrective surgery
Orthopaedics | Trauma - Extramedullary fixation | Locking/combination plate | Locking/combination plate - Radius | Medartis | 2.5 TriLock Dist.Rad.Corr.Pl Volar Right | A-4750.16 | Standalone | DE0016441 | Patients requiring fracture fixation or orthopaedic corrective surgery
Orthopaedics | Trauma - Extramedullary fixation | Locking/combination plate | Locking/combination plate - Radius | Medartis | 2.5 TriLock Dist.Rad.Corr.Pl Volar Left | A-4750.17 | Standalone | DE0016441 | Patients requiring fracture fixation or orthopaedic corrective surgery
Orthopaedics | Trauma - Extramedullary fixation | Locking/combination plate | Locking/combination plate - Radius | Medartis | 2.5 TriLock Dist.Rad.Corr.Pl Volar Right | A-4750.18 | Standalone | DE0016441 | Patients requiring fracture fixation or orthopaedic corrective surgery
Orthopaedics | Trauma - Extramedullary fixation | Locking/combination plate | Locking/combination plate - Radius | Medartis | 2.5 TriLock Dist.Rad.Corr.Pl Volar Left | A-4750.19 | Standalone | DE0016441 | Patients requiring fracture fixation or orthopaedic corrective surgery
Orthopaedics | Trauma - Extramedullary fixation | Locking/combination plate | Locking/combination plate - Radius | Medartis | 2.5 TriLock Dist.Rad.Corr.Pl Volar Right | A-4750.20 | Standalone | DE0016441 | Patients requiring fracture fixation or orthopaedic corrective surgery
Orthopaedics | Trauma - Extramedullary fixation | Locking/combination plate | Locking/combination plate - Radius | Medartis | 2.5 TriLock Dist.Rad.Corr.Pl Volar Left | A-4750.21 | Standalone | DE0016441 | Patients requiring fracture fixation or orthopaedic corrective surgery
Orthopaedics | Trauma - Extramedullary fixation | Locking/combination plate | Locking/combination plate - Radius | Medartis | 2.5 TriLock Dist.Rad.Corr.Pl Volar Right | A-4750.22 | Standalone | DE0016441 | Patients requiring fracture fixation or orthopaedic corrective surgery
Orthopaedics | Trauma - Extramedullary fixation | Locking/combination plate | Locking/combination plate - Radius | Medartis | 2.5 TriLock Dist.Rad.Corr.Pl Volar Left | A-4750.23 | Standalone | DE0016441 | Patients requiring fracture fixation or orthopaedic corrective surgery
Orthopaedics | Trauma - Extramedullary fixation | Locking/combination plate | Locking/combination plate - Radius | Medartis | 2.5 TriLock Dist.Rad.Corr.Pl Volar Right | A-4750.24 | Standalone | DE0016441 | Patients requiring fracture fixation or orthopaedic corrective surgery
Orthopaedics | Trauma - Extramedullary fixation | Locking/combination plate | Locking/combination plate - Radius | Medartis | 2.5 TriLock Dist.Rad.Corr.Pl Volar Left | A-4750.25 | Standalone | DE0016441 | Patients requiring fracture fixation or orthopaedic corrective surgery
Orthopaedics | Trauma - Extramedullary fixation | Locking/combination plate | Locking/combination plate - Radius | Medartis | 2.5 TriLock Dist.Rad.Corr.Pl Volar Right | A-4750.26 | Standalone | DE0016441 | Patients requiring fracture fixation or orthopaedic corrective surgery
Orthopaedics | Trauma - Extramedullary fixation | Locking/combination plate | Locking/combination plate - Radius | Medartis | 2.5 TriLock Dist.Rad.Fract.Pl Volar Left | A-4750.31 | Standalone | DE0016441 | Patients requiring fracture fixation or orthopaedic corrective surgery
Orthopaedics | Trauma - Extramedullary fixation | Locking/combination plate | Locking/combination plate - Radius | Medartis | 2.5TriLock Dist.Rad.Fract.Pl Volar Right | A-4750.32 | Standalone | DE0016441 | Patients requiring fracture fixation or orthopaedic corrective surgery
Orthopaedics | Trauma - Extramedullary fixation | Locking/combination plate | Locking/combination plate - Radius | Medartis | 2.5 TriLock Dist.Rad.FramePl Volar Left | A-4750.33 | Standalone | DE0016441 | Patients requiring fracture fixation or orthopaedic corrective surgery
Orthopaedics | Trauma - Extramedullary fixation | Locking/combination plate | Locking/combination plate - Radius | Medartis | 2.5 TriLock Dist.Rad.FramePl Volar Right | A-4750.34 | Standalone | DE0016441 | Patients requiring fracture fixation or orthopaedic corrective surgery
Orthopaedics | Trauma - Extramedullary fixation | Locking/combination plate | Locking/combination plate - Radius | Medartis | 2.5 TriLock Dist.Rad.FramePl Volar Left | A-4750.35 | Standalone | DE0016441 | Patients requiring fracture fixation or orthopaedic corrective surgery
Orthopaedics | Trauma - Extramedullary fixation | Locking/combination plate | Locking/combination plate - Radius | Medartis | 2.5 TriLock Dist.Rad.FramePl Volar Right | A-4750.36 | Standalone | DE0016441 | Patients requiring fracture fixation or orthopaedic corrective surgery
Orthopaedics | Trauma - Extramedullary fixation | Locking/combination plate | Locking/combination plate - Radius | Medartis | 2.5 TriLock Lunate Facet Pl Volar Left | A-4750.37 | Standalone | DE0016441 | Patients requiring fracture fixation or orthopaedic corrective surgery
Orthopaedics | Trauma - Extramedullary fixation | Locking/combination plate | Locking/combination plate - Radius | Medartis | 2.5 TriLock Lunate Facet Pl Volar Right | A-4750.38 | Standalone | DE0016441 | Patients requiring fracture fixation or orthopaedic corrective surgery
Orthopaedics | Trauma - Extramedullary fixation | Locking/combination plate | Locking/combination plate - Radius | Medartis | 2.5 TriLock Dist.Rad.FramePl Dorsal Left | A-4750.41 | Standalone | DE0016441 | Patients requiring fracture fixation or orthopaedic corrective surgery
Orthopaedics | Trauma - Extramedullary fixation | Locking/combination plate | Locking/combination plate - Radius | Medartis | 2.5TriLock Dist.Rad.FramePl Dorsal Right | A-4750.42 | Standalone | DE0016441 | Patients requiring fracture fixation or orthopaedic corrective surgery
Orthopaedics | Trauma - Extramedullary fixation | Locking/combination plate | Locking/combination plate - Radius | Medartis | 2.5 TriLock Dist.Rad.FramePl Dorsal Left | A-4750.43 | Standalone | DE0016441 | Patients requiring fracture fixation or orthopaedic corrective surgery
Orthopaedics | Trauma - Extramedullary fixation | Locking/combination plate | Locking/combination plate - Radius | Medartis | 2.5TriLock Dist.Rad.FramePl Dorsal Right | A-4750.44 | Standalone | DE0016441 | Patients requiring fracture fixation or orthopaedic corrective surgery
Orthopaedics | Trauma - Extramedullary fixation | Locking/combination plate | Locking/combination plate - Radius | Medartis | 2.5 TriLock Dist.Rad. SmallFragmentPlate | A-4750.50 | Standalone | DE0016441 | Patients requiring fracture fixation or orthopaedic corrective surgery
Orthopaedics | Trauma - Extramedullary fixation | Locking/combination plate | Locking/combination plate - Radius | Medartis | 2.5 TriLock Dist.Rad. SmallFragmentPlate | A-4750.51 | Standalone | DE0016441 | Patients requiring fracture fixation or orthopaedic corrective surgery
Orthopaedics | Trauma - Extramedullary fixation | Locking/combination plate | Locking/combination plate - Radius | Medartis | 2.5 TriLock Dist.Rad. SmallFragmentPlate | A-4750.52 | Standalone | DE0016441 | Patients requiring fracture fixation or orthopaedic corrective surgery
Orthopaedics | Trauma - Extramedullary fixation | Locking/combination plate | Locking/combination plate - Radius | Medartis | 2.5 TriLock Dist.Rad. SmallFragmentPlate | A-4750.53 | Standalone | DE0016441 | Patients requiring fracture fixation or orthopaedic corrective surgery
Orthopaedics | Trauma - Extramedullary fixation | Locking/combination plate | Locking/combination plate - Radius | Medartis | 2.5 TriLock Dist.Rad. SmallFragmentPlate | A-4750.54 | Standalone | DE0016441 | Patients requiring fracture fixation or orthopaedic corrective surgery
Orthopaedics | Trauma - Extramedullary fixation | Locking/combination plate | Locking/combination plate - Radius | Medartis | 2.5 TriLock Dist.Rad. SmallFragmentPlate | A-4750.55 | Standalone | DE0016441 | Patients requiring fracture fixation or orthopaedic corrective surgery
Orthopaedics | Trauma - Extramedullary fixation | Locking/combination plate | Locking/combination plate - Radius | Medartis | 2.5 TriLock Dist.Rad. SmallFragmentPlate | A-4750.56 | Standalone | DE0016441 | Patients requiring fracture fixation or orthopaedic corrective surgery
Orthopaedics | Trauma - Extramedullary fixation | Locking/combination plate | Locking/combination plate - Radius | Medartis | 2.5 TriLock Dist.Rad. SmallFragmentPlate | A-4750.57 | Standalone | DE0016441 | Patients requiring fracture fixation or orthopaedic corrective surgery
Orthopaedics | Trauma - Extramedullary fixation | Locking/combination plate | Locking/combination plate - Radius | Medartis | 2.5 TriLock Dist.Rad. SmallFragmentPlate | A-4750.58 | Standalone | DE0016441 | Patients requiring fracture fixation or orthopaedic corrective surgery
Orthopaedics | Trauma - Extramedullary fixation | Locking/combination plate | Locking/combination plate - Radius | Medartis | 2.5 ADAPTIVE TriLock Dist.Rad.Pl Volar L | A-4750.61 | Standalone | DE0016441 | Patients requiring fracture fixation or orthopaedic corrective surgery
Orthopaedics | Trauma - Extramedullary fixation | Locking/combination plate | Locking/combination plate - Radius | Medartis | 2.5 ADAPTIVE TriLock Dist.Rad.Pl Volar R | A-4750.62 | Standalone | DE0016441 | Patients requiring fracture fixation or orthopaedic corrective surgery
Orthopaedics | Trauma - Extramedullary fixation | Locking/combination plate | Locking/combination plate - Radius | Medartis | 2.5 ADAPTIVE TriLock Dist.Rad.Pl Volar L | A-4750.63 | Standalone | DE0016441 | Patients requiring fracture fixation or orthopaedic corrective surgery
Orthopaedics | Trauma - Extramedullary fixation | Locking/combination plate | Locking/combination plate - Radius | Medartis | 2.5 ADAPTIVE TriLock Dist.Rad.Pl Volar R | A-4750.64 | Standalone | DE0016441 | Patients requiring fracture fixation or orthopaedic corrective surgery
Orthopaedics | Trauma - Extramedullary fixation | Plate accessories | Other plate accessories (e.g. nut, washer, etc) | Medartis | 2.5/2.8 Biconcave Washer | A-4750.70 | Standalone | DE0016441 | Patients requiring fracture fixation or orthopaedic corrective surgery
Orthopaedics | Trauma - Extramedullary fixation | Locking/combination plate | Locking/combination plate - Radius | Medartis | 2.5 TriLock Dist.Rad.Fract.Pl Volar Left | A-4750.71 | Standalone | DE0016441 | Patients requiring fracture fixation or orthopaedic corrective surgery
Orthopaedics | Trauma - Extramedullary fixation | Locking/combination plate | Locking/combination plate - Radius | Medartis | 2.5TriLock Dist.Rad.Fract.Pl Volar Right | A-4750.72 | Standalone | DE0016441 | Patients requiring fracture fixation or orthopaedic corrective surgery
Orthopaedics | Trauma - Extramedullary fixation | Locking/combination plate | Locking/combination plate - Radius | Medartis | 2.5 TriLock Dist.Rad.Fract.Pl Volar Left | A-4750.73 | Standalone | DE0016441 | Patients requiring fracture fixation or orthopaedic corrective surgery
Orthopaedics | Trauma - Extramedullary fixation | Locking/combination plate | Locking/combination plate - Radius | Medartis | 2.5TriLock Dist.Rad.Fract.Pl Volar Right | A-4750.74 | Standalone | DE0016441 | Patients requiring fracture fixation or orthopaedic corrective surgery
Orthopaedics | Trauma - Extramedullary fixation | Locking/combination plate | Locking/combination plate - Radius | Medartis | 2.5 TriLock Dist.Rad.Pl. XL, 20Hole,Left | A-4750.75 | Standalone | DE0016441 | Patients requiring fracture fixation or orthopaedic corrective surgery
Orthopaedics | Trauma - Extramedullary fixation | Locking/combination plate | Locking/combination plate - Radius | Medartis | 2.5 TriLock Dist.Rad.Pl.XL, 20Hole,Right | A-4750.76 | Standalone | DE0016441 | Patients requiring fracture fixation or orthopaedic corrective surgery
Orthopaedics | Trauma - Extramedullary fixation | Locking/combination plate | Locking/combination plate - Radius | Medartis | 2.5 TriLock Dist.Rad.Pl. XL, 25Hole,Left | A-4750.77 | Standalone | DE0016441 | Patients requiring fracture fixation or orthopaedic corrective surgery
Orthopaedics | Trauma - Extramedullary fixation | Locking/combination plate | Locking/combination plate - Radius | Medartis | 2.5 TriLock Dist.Rad.Pl.XL, 25Hole,Right | A-4750.78 | Standalone | DE0016441 | Patients requiring fracture fixation or orthopaedic corrective surgery
Orthopaedics | Trauma - Extramedullary fixation | Locking/combination plate | Locking/combination plate - Radius | Medartis | 2.5 TriLock Dist.Rad.Pl. XL, 29Hole,Left | A-4750.79 | Standalone | DE0016441 | Patients requiring fracture fixation or orthopaedic corrective surgery
Orthopaedics | Trauma - Extramedullary fixation | Locking/combination plate | Locking/combination plate - Radius | Medartis | 2.5 TriLock Dist.Rad.Pl.XL, 29Hole,Right | A-4750.80 | Standalone | DE0016441 | Patients requiring fracture fixation or orthopaedic corrective surgery
Orthopaedics | Trauma - Extramedullary fixation | Locking/combination plate | Locking/combination plate - Ulna | Medartis | 2.5 TriLock Plate 2/5 Hole Y, t1.6 | A-4750.91 | Standalone | DE0016441 | Patients requiring fracture fixation or orthopaedic corrective surgery
Orthopaedics | Trauma - Extramedullary fixation | Locking/combination plate | Locking/combination plate - Ulna | Medartis | 2.5 TriLock Plate 2/8 Hole Y, t1.6 | A-4750.92 | Standalone | DE0016441 | Patients requiring fracture fixation or orthopaedic corrective surgery
Orthopaedics | Trauma - Extramedullary fixation | Locking/combination plate | Locking/combination plate - Ulna | Medartis | 2.5 TriLock Ulna Shortening Plate | A-4750.95 | Standalone | DE0016441 | Patients requiring fracture fixation or orthopaedic corrective surgery
Orthopaedics | Trauma - Extramedullary fixation | Locking/combination plate | Locking/combination plate - Radius | Medartis | 2.5 ADAPTIVE II TriLock DistRad.Pl Vol L | A-4750.101 | Standalone | DE0016441 | Patients requiring fracture fixation or orthopaedic corrective surgery
Orthopaedics | Trauma - Extramedullary fixation | Locking/combination plate | Locking/combination plate - Radius | Medartis | 2.5 ADAPTIVE II TriLock DistRad.Pl Vol R | A-4750.102 | Standalone | DE0016441 | Patients requiring fracture fixation or orthopaedic corrective surgery
Orthopaedics | Trauma - Extramedullary fixation | Locking/combination plate | Locking/combination plate - Radius | Medartis | 2.5 ADAPTIVE II TriLock DistRad.Pl Vol L | A-4750.103 | Standalone | DE0016441 | Patients requiring fracture fixation or orthopaedic corrective surgery
Orthopaedics | Trauma - Extramedullary fixation | Locking/combination plate | Locking/combination plate - Radius | Medartis | 2.5 ADAPTIVE II TriLock DistRad.Pl Vol R | A-4750.104 | Standalone | DE0016441 | Patients requiring fracture fixation or orthopaedic corrective surgery
Orthopaedics | Trauma - Extramedullary fixation | Locking/combination plate | Locking/combination plate - Radius | Medartis | 2.5 ADAPTIVE II TriLock DistRad.Pl Vol L | A-4750.105 | Standalone | DE0016441 | Patients requiring fracture fixation or orthopaedic corrective surgery
Orthopaedics | Trauma - Extramedullary fixation | Locking/combination plate | Locking/combination plate - Radius | Medartis | 2.5 ADAPTIVE II TriLock DistRad.Pl Vol R | A-4750.106 | Standalone | DE0016441 | Patients requiring fracture fixation or orthopaedic corrective surgery
Orthopaedics | Trauma - Extramedullary fixation | Locking/combination plate | Locking/combination plate - Radius | Medartis | 2.5 ADAPTIVE II TriLock DistRad.Pl Vol L | A-4750.107 | Standalone | DE0016441 | Patients requiring fracture fixation or orthopaedic corrective surgery
Orthopaedics | Trauma - Extramedullary fixation | Locking/combination plate | Locking/combination plate - Radius | Medartis | 2.5 ADAPTIVE II TriLock DistRad.Pl Vol R | A-4750.108 | Standalone | DE0016441 | Patients requiring fracture fixation or orthopaedic corrective surgery
Orthopaedics | Trauma - Extramedullary fixation | Locking/combination plate | Locking/combination plate - Radius | Medartis | 2.5 ADAPTIVE II TriLock DistRad.Pl Vol L | A-4750.109 | Standalone | DE0016441 | Patients requiring fracture fixation or orthopaedic corrective surgery
Orthopaedics | Trauma - Extramedullary fixation | Locking/combination plate | Locking/combination plate - Radius | Medartis | 2.5 ADAPTIVE II TriLock DistRad.Pl Vol R | A-4750.110 | Standalone | DE0016441 | Patients requiring fracture fixation or orthopaedic corrective surgery
Orthopaedics | Trauma - Extramedullary fixation | Locking/combination plate | Locking/combination plate - Radius | Medartis | 2.5 ADAPTIVE II TriLock DistRad.Pl Vol L | A-4750.111 | Standalone | DE0016441 | Patients requiring fracture fixation or orthopaedic corrective surgery
Orthopaedics | Trauma - Extramedullary fixation | Locking/combination plate | Locking/combination plate - Radius | Medartis | 2.5 ADAPTIVE II TriLock DistRad.Pl Vol R | A-4750.112 | Standalone | DE0016441 | Patients requiring fracture fixation or orthopaedic corrective surgery
Orthopaedics | Trauma - Extramedullary fixation | Locking/combination plate | Locking/combination plate - Radius | Medartis | 2.5 TriLock Dist.Rad.FPL.Pl Volar Left | A-4750.123 | Standalone | DE0016441 | Patients requiring fracture fixation or orthopaedic corrective surgery
Orthopaedics | Trauma - Extramedullary fixation | Locking/combination plate | Locking/combination plate - Radius | Medartis | 2.5 TriLock Dist.Rad.FPL.Pl Volar Right | A-4750.124 | Standalone | DE0016441 | Patients requiring fracture fixation or orthopaedic corrective surgery
Orthopaedics | Trauma - Extramedullary fixation | Locking/combination plate | Locking/combination plate - Radius | Medartis | 2.5 TriLock Dist.Rad.FPL.Pl Volar Left | A-4750.125 | Standalone | DE0016441 | Patients requiring fracture fixation or orthopaedic corrective surgery
Orthopaedics | Trauma - Extramedullary fixation | Locking/combination plate | Locking/combination plate - Radius | Medartis | 2.5 TriLock Dist.Rad.FPL.Pl Volar Right | A-4750.126 | Standalone | DE0016441 | Patients requiring fracture fixation or orthopaedic corrective surgery
Orthopaedics | Trauma - Extramedullary fixation | Locking/combination plate | Locking/combination plate - Radius | Medartis | 2.5 TriLock Dist.Rad. SmallFragmentPlate | A-4750.131 | Standalone | DE0016441 | Patients requiring fracture fixation or orthopaedic corrective surgery
Orthopaedics | Trauma - Extramedullary fixation | Locking/combination plate | Locking/combination plate - Radius | Medartis | 2.5 TriLock Dist.Rad. SmallFragmentPlate | A-4750.132 | Standalone | DE0016441 | Patients requiring fracture fixation or orthopaedic corrective surgery
Orthopaedics | Trauma - Extramedullary fixation | Locking/combination plate | Locking/combination plate - Radius | Medartis | 2.5 TriLock Dist.Rad. SmallFragmentPlate | A-4750.133 | Standalone | DE0016441 | Patients requiring fracture fixation or orthopaedic corrective surgery
Orthopaedics | Trauma - Extramedullary fixation | Locking/combination plate | Locking/combination plate - Radius | Medartis | 2.5 TriLock Dist.Rad. SmallFragmentPlate | A-4750.134 | Standalone | DE0016441 | Patients requiring fracture fixation or orthopaedic corrective surgery
Orthopaedics | Trauma - Extramedullary fixation | Locking/combination plate | Locking/combination plate - Radius | Medartis | 2.5 TriLock Dist.Rad. SmallFragmentPlate | A-4750.135 | Standalone | DE0016441 | Patients requiring fracture fixation or orthopaedic corrective surgery
Orthopaedics | Trauma - Extramedullary fixation | Locking/combination plate | Locking/combination plate - Radius | Medartis | 2.5 TriLock Dist.Rad. Rim Pl Volar Left | A-4750.145 | Standalone | DE0016441 | Patients requiring fracture fixation or orthopaedic corrective surgery
Orthopaedics | Trauma - Extramedullary fixation | Locking/combination plate | Locking/combination plate - Radius | Medartis | 2.5 TriLock Dist.Rad. Rim Pl Volar Right | A-4750.146 | Standalone | DE0016441 | Patients requiring fracture fixation or orthopaedic corrective surgery
Orthopaedics | Trauma - Extramedullary fixation | Locking/combination plate | Locking/combination plate - Intercarpal arthrodesis | Medartis | 2.5 TriLock Wrist Fusion Plate Long Bend | A-4760.01 | Standalone | DE0016441 | Patients requiring fracture fixation or orthopaedic corrective surgery
Orthopaedics | Trauma - Extramedullary fixation | Locking/combination plate | Locking/combination plate - Intercarpal arthrodesis | Medartis | 2.5 TriLock Wrist Fusion Pl Short Bend | A-4760.02 | Standalone | DE0016441 | Patients requiring fracture fixation or orthopaedic corrective surgery
Orthopaedics | Trauma - Extramedullary fixation | Locking/combination plate | Locking/combination plate - Intercarpal arthrodesis | Medartis | 2.5 TriLock Total Wrist Fus. Pl Straight | A-4760.03 | Standalone | DE0016441 | Patients requiring fracture fixation or orthopaedic corrective surgery
Orthopaedics | Trauma - Extramedullary fixation | Locking/combination plate | Locking/combination plate - Intercarpal arthrodesis | Medartis | 2.5 TriLock RSL Fusion Pl Dorsal Left | A-4760.11 | Standalone | DE0016441 | Patients requiring fracture fixation or orthopaedic corrective surgery
Orthopaedics | Trauma - Extramedullary fixation | Locking/combination plate | Locking/combination plate - Intercarpal arthrodesis | Medartis | 2.5 TriLock RSL Fusion Pl Dorsal Right | A-4760.12 | Standalone | DE0016441 | Patients requiring fracture fixation or orthopaedic corrective surgery
Orthopaedics | Trauma - Extramedullary fixation | Plate accessories | Non-locking screw | Medartis | 2.5 Cortical Screw 08mm, HD7 | A-5700.08 | Standalone | DE0016441 | Patients requiring fracture fixation or orthopaedic corrective surgery
Orthopaedics | Trauma - Extramedullary fixation | Plate accessories | Non-locking screw | Medartis | 2.5 Cortical Screw 10mm, HD7 | A-5700.10 | Standalone | DE0016441 | Patients requiring fracture fixation or orthopaedic corrective surgery
Orthopaedics | Trauma - Extramedullary fixation | Plate accessories | Non-locking screw | Medartis | 2.5 Cortical Screw 11mm, HD7 | A-5700.11 | Standalone | DE0016441 | Patients requiring fracture fixation or orthopaedic corrective surgery
Orthopaedics | Trauma - Extramedullary fixation | Plate accessories | Non-locking screw | Medartis | 2.5 Cortical Screw 12mm, HD7 | A-5700.12 | Standalone | DE0016441 | Patients requiring fracture fixation or orthopaedic corrective surgery
Orthopaedics | Trauma - Extramedullary fixation | Plate accessories | Non-locking screw | Medartis | 2.5 Cortical Screw 13mm, HD7 | A-5700.13 | Standalone | DE0016441 | Patients requiring fracture fixation or orthopaedic corrective surgery
Orthopaedics | Trauma - Extramedullary fixation | Plate accessories | Non-locking screw | Medartis | 2.5 Cortical Screw 14mm, HD7 | A-5700.14 | Standalone | DE0016441 | Patients requiring fracture fixation or orthopaedic corrective surgery
Orthopaedics | Trauma - Extramedullary fixation | Plate accessories | Non-locking screw | Medartis | 2.5 Cortical Screw 15mm, HD7 | A-5700.15 | Standalone | DE0016441 | Patients requiring fracture fixation or orthopaedic corrective surgery
Orthopaedics | Trauma - Extramedullary fixation | Plate accessories | Non-locking screw | Medartis | 2.5 Cortical Screw 16mm, HD7 | A-5700.16 | Standalone | DE0016441 | Patients requiring fracture fixation or orthopaedic corrective surgery
Orthopaedics | Trauma - Extramedullary fixation | Plate accessories | Non-locking screw | Medartis | 2.5 Cortical Screw 18mm, HD7 | A-5700.18 | Standalone | DE0016441 | Patients requiring fracture fixation or orthopaedic corrective surgery
Orthopaedics | Trauma - Extramedullary fixation | Plate accessories | Non-locking screw | Medartis | 2.5 Cortical Screw 20mm, HD7 | A-5700.20 | Standalone | DE0016441 | Patients requiring fracture fixation or orthopaedic corrective surgery
Orthopaedics | Trauma - Extramedullary fixation | Plate accessories | Non-locking screw | Medartis | 2.5 Cortical Screw 22mm, HD7 | A-5700.22 | Standalone | DE0016441 | Patients requiring fracture fixation or orthopaedic corrective surgery
Orthopaedics | Trauma - Extramedullary fixation | Plate accessories | Non-locking screw | Medartis | 2.5 Cortical Screw 24mm, HD7 | A-5700.24 | Standalone | DE0016441 | Patients requiring fracture fixation or orthopaedic corrective surgery
Orthopaedics | Trauma - Extramedullary fixation | Plate accessories | Non-locking screw | Medartis | 2.5 Cortical Screw 26mm, HD7 | A-5700.26 | Standalone | DE0016441 | Patients requiring fracture fixation or orthopaedic corrective surgery
Orthopaedics | Trauma - Extramedullary fixation | Plate accessories | Non-locking screw | Medartis | 2.5 Cortical Screw 28mm, HD7 | A-5700.28 | Standalone | DE0016441 | Patients requiring fracture fixation or orthopaedic corrective surgery
Orthopaedics | Trauma - Extramedullary fixation | Plate accessories | Non-locking screw | Medartis | 2.5 Cortical Screw 30mm, HD7 | A-5700.30 | Standalone | DE0016441 | Patients requiring fracture fixation or orthopaedic corrective surgery
Orthopaedics | Trauma - Extramedullary fixation | Plate accessories | Non-locking screw | Medartis | 2.5 Cortical Screw 32mm, HD7 | A-5700.32 | Standalone | DE0016441 | Patients requiring fracture fixation or orthopaedic corrective surgery
Orthopaedics | Trauma - Extramedullary fixation | Plate accessories | Non-locking screw | Medartis | 2.5 Cortical Screw 34mm, HD7 | A-5700.34 | Standalone | DE0016441 | Patients requiring fracture fixation or orthopaedic corrective surgery
Orthopaedics | Trauma - Extramedullary fixation | Plate accessories | Locking screw | Medartis | 2.5 TriLock Screw 08mm, HD7 | A-5750.08 | Standalone | DE0016441 | Patients requiring fracture fixation or orthopaedic corrective surgery
Orthopaedics | Trauma - Extramedullary fixation | Plate accessories | Locking screw | Medartis | 2.5 TriLock Screw 10mm, HD7 | A-5750.10 | Standalone | DE0016441 | Patients requiring fracture fixation or orthopaedic corrective surgery
Orthopaedics | Trauma - Extramedullary fixation | Plate accessories | Locking screw | Medartis | 2.5 TriLock Screw 12mm, HD7 | A-5750.12 | Standalone | DE0016441 | Patients requiring fracture fixation or orthopaedic corrective surgery
Orthopaedics | Trauma - Extramedullary fixation | Plate accessories | Locking screw | Medartis | 2.5 TriLock Screw 14mm, HD7 | A-5750.14 | Standalone | DE0016441 | Patients requiring fracture fixation or orthopaedic corrective surgery
Orthopaedics | Trauma - Extramedullary fixation | Plate accessories | Locking screw | Medartis | 2.5 TriLock Screw 16mm, HD7 | A-5750.16 | Standalone | DE0016441 | Patients requiring fracture fixation or orthopaedic corrective surgery
Orthopaedics | Trauma - Extramedullary fixation | Plate accessories | Locking screw | Medartis | 2.5 TriLock Screw 18mm, HD7 | A-5750.18 | Standalone | DE0016441 | Patients requiring fracture fixation or orthopaedic corrective surgery
Orthopaedics | Trauma - Extramedullary fixation | Plate accessories | Locking screw | Medartis | 2.5 TriLock Screw 20mm, HD7 | A-5750.20 | Standalone | DE0016441 | Patients requiring fracture fixation or orthopaedic corrective surgery
Orthopaedics | Trauma - Extramedullary fixation | Plate accessories | Locking screw | Medartis | 2.5 TriLock Screw 22mm, HD7 | A-5750.22 | Standalone | DE0016441 | Patients requiring fracture fixation or orthopaedic corrective surgery
Orthopaedics | Trauma - Extramedullary fixation | Plate accessories | Locking screw | Medartis | 2.5 TriLock Screw 24mm, HD7 | A-5750.24 | Standalone | DE0016441 | Patients requiring fracture fixation or orthopaedic corrective surgery
Orthopaedics | Trauma - Extramedullary fixation | Plate accessories | Locking screw | Medartis | 2.5 TriLock Screw 26mm, HD7 | A-5750.26 | Standalone | DE0016441 | Patients requiring fracture fixation or orthopaedic corrective surgery
Orthopaedics | Trauma - Extramedullary fixation | Plate accessories | Locking screw | Medartis | 2.5 TriLock Screw 28mm, HD7 | A-5750.28 | Standalone | DE0016441 | Patients requiring fracture fixation or orthopaedic corrective surgery
Orthopaedics | Trauma - Extramedullary fixation | Plate accessories | Locking screw | Medartis | 2.5 TriLock Screw 30mm, HD7 | A-5750.30 | Standalone | DE0016441 | Patients requiring fracture fixation or orthopaedic corrective surgery
Orthopaedics | Trauma - Extramedullary fixation | Plate accessories | Locking screw | Medartis | 2.5 TriLock Screw 32mm, HD7 | A-5750.32 | Standalone | DE0016441 | Patients requiring fracture fixation or orthopaedic corrective surgery
Orthopaedics | Trauma - Extramedullary fixation | Plate accessories | Locking screw | Medartis | 2.5 TriLock Screw 34mm, HD7 | A-5750.34 | Standalone | DE0016441 | Patients requiring fracture fixation or orthopaedic corrective surgery
Orthopaedics | Trauma - Extramedullary fixation | Plate accessories | Locking screw | Medartis | 2.5 TriLock Express Screw 14mm,HD7 | A-5755.14 | Standalone | DE0016441 | Patients requiring fracture fixation or orthopaedic corrective surgery
Orthopaedics | Trauma - Extramedullary fixation | Plate accessories | Locking screw | Medartis | 2.5 TriLock Express Screw 16mm,HD7 | A-5755.16 | Standalone | DE0016441 | Patients requiring fracture fixation or orthopaedic corrective surgery
Orthopaedics | Trauma - Extramedullary fixation | Plate accessories | Locking screw | Medartis | 2.5 TriLock Express Screw 18mm,HD7 | A-5755.18 | Standalone | DE0016441 | Patients requiring fracture fixation or orthopaedic corrective surgery
Orthopaedics | Trauma - Extramedullary fixation | Plate accessories | Locking screw | Medartis | 2.5 TriLock Express Screw 20mm,HD7 | A-5755.20 | Standalone | DE0016441 | Patients requiring fracture fixation or orthopaedic corrective surgery
Orthopaedics | Trauma - Extramedullary fixation | Plate accessories | Locking screw | Medartis | 2.5 TriLock Express Screw 22mm,HD7 | A-5755.22 | Standalone | DE0016441 | Patients requiring fracture fixation or orthopaedic corrective surgery
Orthopaedics | Trauma - Extramedullary fixation | Plate accessories | Locking screw | Medartis | 2.5 TriLock Express Screw 24mm,HD7 | A-5755.24 | Standalone | DE0016441 | Patients requiring fracture fixation or orthopaedic corrective surgery
Orthopaedics | Trauma - Extramedullary fixation | Locking/combination plate | Locking/combination plate - Radius | Medartis | 2.0 TriLock Radial Head Rim Plate | A-4656.68 | Standalone | DE0014751 | Patients requiring fracture fixation or orthopaedic corrective surgery
Orthopaedics | Trauma - Extramedullary fixation | Locking/combination plate | Locking/combination plate - Radius | Medartis | 2.0 TriLock Radial Head Buttress Plate | A-4656.69 | Standalone | DE0014751 | Patients requiring fracture fixation or orthopaedic corrective surgery
Orthopaedics | Trauma - Extramedullary fixation | Locking/combination plate | Locking/combination plate - Ulna | Medartis | 2.8 TriLock Olecranon Tension Plate | A-4856.01 | Standalone | DE0014751 | Patients requiring fracture fixation or orthopaedic corrective surgery
Orthopaedics | Trauma - Extramedullary fixation | Locking/combination plate | Locking/combination plate - Ulna | Medartis | 2.8 TriLock Olecranon Plate, 7H, Right | A-4856.10 | Standalone | DE0014751 | Patients requiring fracture fixation or orthopaedic corrective surgery
Orthopaedics | Trauma - Extramedullary fixation | Locking/combination plate | Locking/combination plate - Ulna | Medartis | 2.8 TriLock Olecranon Plate, 7H, Left | A-4856.11 | Standalone | DE0014751 | Patients requiring fracture fixation or orthopaedic corrective surgery
Orthopaedics | Trauma - Extramedullary fixation | Locking/combination plate | Locking/combination plate - Ulna | Medartis | 2.8 TriLock Olecranon Plate, 7H,Straight | A-4856.12 | Standalone | DE0014751 | Patients requiring fracture fixation or orthopaedic corrective surgery
Orthopaedics | Trauma - Extramedullary fixation | Locking/combination plate | Locking/combination plate - Ulna | Medartis | 2.8 TriLock Olecranon Plate, 10H, Right | A-4856.13 | Standalone | DE0014751 | Patients requiring fracture fixation or orthopaedic corrective surgery
Orthopaedics | Trauma - Extramedullary fixation | Locking/combination plate | Locking/combination plate - Ulna | Medartis | 2.8 TriLock Olecranon Plate, 10H, Left | A-4856.14 | Standalone | DE0014751 | Patients requiring fracture fixation or orthopaedic corrective surgery
Orthopaedics | Trauma - Extramedullary fixation | Locking/combination plate | Locking/combination plate - Ulna | Medartis | 2.8 TriLock Olecranon Plate,10H,Straight | A-4856.15 | Standalone | DE0014751 | Patients requiring fracture fixation or orthopaedic corrective surgery
Orthopaedics | Trauma - Extramedullary fixation | Locking/combination plate | Locking/combination plate - Humerus | Medartis | 2.8 TriLock Dist.Hum.Pl Medial, 17H, L | A-4856.29 | Standalone | DE0014751 | Patients requiring fracture fixation or orthopaedic corrective surgery
Orthopaedics | Trauma - Extramedullary fixation | Locking/combination plate | Locking/combination plate - Humerus | Medartis | 2.8 TriLock Dist.Hum.Pl Medial, 17H, R | A-4856.30 | Standalone | DE0014751 | Patients requiring fracture fixation or orthopaedic corrective surgery
Orthopaedics | Trauma - Extramedullary fixation | Locking/combination plate | Locking/combination plate - Humerus | Medartis | 2.8 TriLock Dist.Hum.Pl Medial, 12H, L | A-4856.31 | Standalone | DE0014751 | Patients requiring fracture fixation or orthopaedic corrective surgery
Orthopaedics | Trauma - Extramedullary fixation | Locking/combination plate | Locking/combination plate - Humerus | Medartis | 2.8 TriLock Dist.Hum.Pl Medial, 12H, R | A-4856.32 | Standalone | DE0014751 | Patients requiring fracture fixation or orthopaedic corrective surgery
Orthopaedics | Trauma - Extramedullary fixation | Locking/combination plate | Locking/combination plate - Humerus | Medartis | 2.8 TriLock Dist.Hum.Pl Medial, 10H, L | A-4856.33 | Standalone | DE0014751 | Patients requiring fracture fixation or orthopaedic corrective surgery
Orthopaedics | Trauma - Extramedullary fixation | Locking/combination plate | Locking/combination plate - Humerus | Medartis | 2.8 TriLock Dist.Hum.Pl Medial, 10H, R | A-4856.34 | Standalone | DE0014751 | Patients requiring fracture fixation or orthopaedic corrective surgery
Orthopaedics | Trauma - Extramedullary fixation | Locking/combination plate | Locking/combination plate - Humerus | Medartis | 2.8 TriLock Dist.Hum.Pl Lateral, 18H, L | A-4856.39 | Standalone | DE0014751 | Patients requiring fracture fixation or orthopaedic corrective surgery
Orthopaedics | Trauma - Extramedullary fixation | Locking/combination plate | Locking/combination plate - Humerus | Medartis | 2.8 TriLock Dist.Hum.Pl Lateral, 18H, R | A-4856.40 | Standalone | DE0014751 | Patients requiring fracture fixation or orthopaedic corrective surgery
Orthopaedics | Trauma - Extramedullary fixation | Locking/combination plate | Locking/combination plate - Humerus | Medartis | 2.8 TriLock Dist.Hum.Pl Lateral, 12H, L | A-4856.41 | Standalone | DE0014751 | Patients requiring fracture fixation or orthopaedic corrective surgery
Orthopaedics | Trauma - Extramedullary fixation | Locking/combination plate | Locking/combination plate - Humerus | Medartis | 2.8 TriLock Dist.Hum.Pl Lateral, 12H, R | A-4856.42 | Standalone | DE0014751 | Patients requiring fracture fixation or orthopaedic corrective surgery
Orthopaedics | Trauma - Extramedullary fixation | Locking/combination plate | Locking/combination plate - Humerus | Medartis | 2.8 TriLock Dist.Hum.Pl Lateral, 10H, L | A-4856.43 | Standalone | DE0014751 | Patients requiring fracture fixation or orthopaedic corrective surgery
Orthopaedics | Trauma - Extramedullary fixation | Locking/combination plate | Locking/combination plate - Humerus | Medartis | 2.8 TriLock Dist.Hum.Pl Lateral, 10H, R | A-4856.44 | Standalone | DE0014751 | Patients requiring fracture fixation or orthopaedic corrective surgery
Orthopaedics | Trauma - Extramedullary fixation | Locking/combination plate | Locking/combination plate - Humerus | Medartis | 2.8 TriLock Dist.Hum.Pl Post.lat. 21H, L | A-4856.49 | Standalone | DE0014751 | Patients requiring fracture fixation or orthopaedic corrective surgery
Orthopaedics | Trauma - Extramedullary fixation | Locking/combination plate | Locking/combination plate - Humerus | Medartis | 2.8 TriLock Dist.Hum.Pl Post.lat, 21H, R | A-4856.50 | Standalone | DE0014751 | Patients requiring fracture fixation or orthopaedic corrective surgery
Orthopaedics | Trauma - Extramedullary fixation | Locking/combination plate | Locking/combination plate - Humerus | Medartis | 2.8 TriLock Dist.Hum.Pl Post.lat. 17H, L | A-4856.51 | Standalone | DE0014751 | Patients requiring fracture fixation or orthopaedic corrective surgery
Orthopaedics | Trauma - Extramedullary fixation | Locking/combination plate | Locking/combination plate - Humerus | Medartis | 2.8 TriLock Dist.Hum.Pl Post.lat, 17H, R | A-4856.52 | Standalone | DE0014751 | Patients requiring fracture fixation or orthopaedic corrective surgery
Orthopaedics | Trauma - Extramedullary fixation | Locking/combination plate | Locking/combination plate - Humerus | Medartis | 2.8 TriLock Dist.Hum.Pl Post.lat. 15H, L | A-4856.53 | Standalone | DE0014751 | Patients requiring fracture fixation or orthopaedic corrective surgery
Orthopaedics | Trauma - Extramedullary fixation | Locking/combination plate | Locking/combination plate - Humerus | Medartis | 2.8 TriLock Dist.Hum.Pl Post.lat. 15H, R | A-4856.54 | Standalone | DE0014751 | Patients requiring fracture fixation or orthopaedic corrective surgery
Orthopaedics | Trauma - Extramedullary fixation | Plate accessories | Non-locking screw | Medartis | 2.8 Cortical Screw 08mm, HD7 | A-5800.08 | Standalone | DE0014751 | Patients requiring fracture fixation or orthopaedic corrective surgery
Orthopaedics | Trauma - Extramedullary fixation | Plate accessories | Non-locking screw | Medartis | 2.8 Cortical Screw 10mm, HD7 | A-5800.10 | Standalone | DE0014751 | Patients requiring fracture fixation or orthopaedic corrective surgery
Orthopaedics | Trauma - Extramedullary fixation | Plate accessories | Non-locking screw | Medartis | 2.8 Cortical Screw 12mm, HD7 | A-5800.12 | Standalone | DE0014751 | Patients requiring fracture fixation or orthopaedic corrective surgery
Orthopaedics | Trauma - Extramedullary fixation | Plate accessories | Non-locking screw | Medartis | 2.8 Cortical Screw 14mm, HD7 | A-5800.14 | Standalone | DE0014751 | Patients requiring fracture fixation or orthopaedic corrective surgery
Orthopaedics | Trauma - Extramedullary fixation | Plate accessories | Non-locking screw | Medartis | 2.8 Cortical Screw 16mm, HD7 | A-5800.16 | Standalone | DE0014751 | Patients requiring fracture fixation or orthopaedic corrective surgery
Orthopaedics | Trauma - Extramedullary fixation | Plate accessories | Non-locking screw | Medartis | 2.8 Cortical Screw 18mm, HD7 | A-5800.18 | Standalone | DE0014751 | Patients requiring fracture fixation or orthopaedic corrective surgery
Orthopaedics | Trauma - Extramedullary fixation | Plate accessories | Non-locking screw | Medartis | 2.8 Cortical Screw 20mm, HD7 | A-5800.20 | Standalone | DE0014751 | Patients requiring fracture fixation or orthopaedic corrective surgery
Orthopaedics | Trauma - Extramedullary fixation | Plate accessories | Non-locking screw | Medartis | 2.8 Cortical Screw 22mm, HD7 | A-5800.22 | Standalone | DE0014751 | Patients requiring fracture fixation or orthopaedic corrective surgery
Orthopaedics | Trauma - Extramedullary fixation | Plate accessories | Non-locking screw | Medartis | 2.8 Cortical Screw 24mm, HD7 | A-5800.24 | Standalone | DE0014751 | Patients requiring fracture fixation or orthopaedic corrective surgery
Orthopaedics | Trauma - Extramedullary fixation | Plate accessories | Non-locking screw | Medartis | 2.8 Cortical Screw 26mm, HD7 | A-5800.26 | Standalone | DE0014751 | Patients requiring fracture fixation or orthopaedic corrective surgery
Orthopaedics | Trauma - Extramedullary fixation | Plate accessories | Non-locking screw | Medartis | 2.8 Cortical Screw 28mm, HD7 | A-5800.28 | Standalone | DE0014751 | Patients requiring fracture fixation or orthopaedic corrective surgery
Orthopaedics | Trauma - Extramedullary fixation | Plate accessories | Non-locking screw | Medartis | 2.8 Cortical Screw 30mm, HD7 | A-5800.30 | Standalone | DE0014751 | Patients requiring fracture fixation or orthopaedic corrective surgery
Orthopaedics | Trauma - Extramedullary fixation | Plate accessories | Non-locking screw | Medartis | 2.8 Cortical Screw 32mm, HD7 | A-5800.32 | Standalone | DE0014751 | Patients requiring fracture fixation or orthopaedic corrective surgery
Orthopaedics | Trauma - Extramedullary fixation | Plate accessories | Non-locking screw | Medartis | 2.8 Cortical Screw 34mm, HD7 | A-5800.34 | Standalone | DE0014751 | Patients requiring fracture fixation or orthopaedic corrective surgery
Orthopaedics | Trauma - Extramedullary fixation | Plate accessories | Non-locking screw | Medartis | 2.8 Cortical Screw 36mm, HD7 | A-5800.36 | Standalone | DE0014751 | Patients requiring fracture fixation or orthopaedic corrective surgery
Orthopaedics | Trauma - Extramedullary fixation | Plate accessories | Non-locking screw | Medartis | 2.8 Cortical Screw 38mm, HD7 | A-5800.38 | Standalone | DE0014751 | Patients requiring fracture fixation or orthopaedic corrective surgery
Orthopaedics | Trauma - Extramedullary fixation | Plate accessories | Non-locking screw | Medartis | 2.8 Cortical Screw 40mm, HD7 | A-5800.40 | Standalone | DE0014751 | Patients requiring fracture fixation or orthopaedic corrective surgery
Orthopaedics | Trauma - Extramedullary fixation | Plate accessories | Non-locking screw | Medartis | 2.8 Cortical Screw 45mm, HD7 | A-5800.45 | Standalone | DE0014751 | Patients requiring fracture fixation or orthopaedic corrective surgery
Orthopaedics | Trauma - Extramedullary fixation | Plate accessories | Non-locking screw | Medartis | 2.8 Cortical Screw 50mm, HD7 | A-5800.50 | Standalone | DE0014751 | Patients requiring fracture fixation or orthopaedic corrective surgery
Orthopaedics | Trauma - Extramedullary fixation | Plate accessories | Non-locking screw | Medartis | 2.8 Cortical Screw 55mm, HD7 | A-5800.55 | Standalone | DE0014751 | Patients requiring fracture fixation or orthopaedic corrective surgery
Orthopaedics | Trauma - Extramedullary fixation | Plate accessories | Non-locking screw | Medartis | 2.8 Cortical Screw 60mm, HD7 | A-5800.60 | Standalone | DE0014751 | Patients requiring fracture fixation or orthopaedic corrective surgery
Orthopaedics | Trauma - Extramedullary fixation | Plate accessories | Non-locking screw | Medartis | 2.8 Cortical Screw 65mm, HD7 | A-5800.65 | Standalone | DE0014751 | Patients requiring fracture fixation or orthopaedic corrective surgery
Orthopaedics | Trauma - Extramedullary fixation | Plate accessories | Non-locking screw | Medartis | 2.8 Cortical Screw 70mm, HD7 | A-5800.70 | Standalone | DE0014751 | Patients requiring fracture fixation or orthopaedic corrective surgery
Orthopaedics | Trauma - Extramedullary fixation | Plate accessories | Non-locking screw | Medartis | 2.8 Cortical Screw 75mm, HD7 | A-5800.75 | Standalone | DE0014751 | Patients requiring fracture fixation or orthopaedic corrective surgery
Orthopaedics | Trauma - Extramedullary fixation | Plate accessories | Non-locking screw | Medartis | 2.8 Lag Screw 30mm, HD7 | A-5830.30 | Standalone | DE0014751 | Patients requiring fracture fixation or orthopaedic corrective surgery
Orthopaedics | Trauma - Extramedullary fixation | Plate accessories | Non-locking screw | Medartis | 2.8 Lag Screw 35mm, HD7 | A-5830.35 | Standalone | DE0014751 | Patients requiring fracture fixation or orthopaedic corrective surgery
Orthopaedics | Trauma - Extramedullary fixation | Plate accessories | Non-locking screw | Medartis | 2.8 Lag Screw 40mm, HD7 | A-5830.40 | Standalone | DE0014751 | Patients requiring fracture fixation or orthopaedic corrective surgery
Orthopaedics | Trauma - Extramedullary fixation | Plate accessories | Non-locking screw | Medartis | 2.8 Lag Screw 45mm, HD7 | A-5830.45 | Standalone | DE0014751 | Patients requiring fracture fixation or orthopaedic corrective surgery
Orthopaedics | Trauma - Extramedullary fixation | Plate accessories | Non-locking screw | Medartis | 2.8 Lag Screw 50mm, HD7 | A-5830.50 | Standalone | DE0014751 | Patients requiring fracture fixation or orthopaedic corrective surgery
Orthopaedics | Trauma - Extramedullary fixation | Plate accessories | Non-locking screw | Medartis | 2.8 Lag Screw 55mm, HD7 | A-5830.55 | Standalone | DE0014751 | Patients requiring fracture fixation or orthopaedic corrective surgery
Orthopaedics | Trauma - Extramedullary fixation | Plate accessories | Non-locking screw | Medartis | 2.8 Lag Screw 60mm, HD7 | A-5830.60 | Standalone | DE0014751 | Patients requiring fracture fixation or orthopaedic corrective surgery
Orthopaedics | Trauma - Extramedullary fixation | Plate accessories | Non-locking screw | Medartis | 2.8 Lag Screw 65mm, HD7 | A-5830.65 | Standalone | DE0014751 | Patients requiring fracture fixation or orthopaedic corrective surgery
Orthopaedics | Trauma - Extramedullary fixation | Plate accessories | Non-locking screw | Medartis | 2.8 Lag Screw 70mm, HD7 | A-5830.70 | Standalone | DE0014751 | Patients requiring fracture fixation or orthopaedic corrective surgery
Orthopaedics | Trauma - Extramedullary fixation | Plate accessories | Non-locking screw | Medartis | 2.8 Lag Screw 75mm, HD7 | A-5830.75 | Standalone | DE0014751 | Patients requiring fracture fixation or orthopaedic corrective surgery
Orthopaedics | Trauma - Extramedullary fixation | Plate accessories | Locking screw | Medartis | 2.8 TriLock Screw 08mm, HD7 | A-5850.08 | Standalone | DE0014751 | Patients requiring fracture fixation or orthopaedic corrective surgery
Orthopaedics | Trauma - Extramedullary fixation | Plate accessories | Locking screw | Medartis | 2.8 TriLock Screw 10mm, HD7 | A-5850.10 | Standalone | DE0014751 | Patients requiring fracture fixation or orthopaedic corrective surgery
Orthopaedics | Trauma - Extramedullary fixation | Plate accessories | Locking screw | Medartis | 2.8 TriLock Screw 12mm, HD7 | A-5850.12 | Standalone | DE0014751 | Patients requiring fracture fixation or orthopaedic corrective surgery
Orthopaedics | Trauma - Extramedullary fixation | Plate accessories | Locking screw | Medartis | 2.8 TriLock Screw 14mm, HD7 | A-5850.14 | Standalone | DE0014751 | Patients requiring fracture fixation or orthopaedic corrective surgery
Orthopaedics | Trauma - Extramedullary fixation | Plate accessories | Locking screw | Medartis | 2.8 TriLock Screw 16mm, HD7 | A-5850.16 | Standalone | DE0014751 | Patients requiring fracture fixation or orthopaedic corrective surgery
Orthopaedics | Trauma - Extramedullary fixation | Plate accessories | Locking screw | Medartis | 2.8 TriLock Screw 18mm, HD7 | A-5850.18 | Standalone | DE0014751 | Patients requiring fracture fixation or orthopaedic corrective surgery
Orthopaedics | Trauma - Extramedullary fixation | Plate accessories | Locking screw | Medartis | 2.8 TriLock Screw 20mm, HD7 | A-5850.20 | Standalone | DE0014751 | Patients requiring fracture fixation or orthopaedic corrective surgery
Orthopaedics | Trauma - Extramedullary fixation | Plate accessories | Locking screw | Medartis | 2.8 TriLock Screw 22mm, HD7 | A-5850.22 | Standalone | DE0014751 | Patients requiring fracture fixation or orthopaedic corrective surgery
Orthopaedics | Trauma - Extramedullary fixation | Plate accessories | Locking screw | Medartis | 2.8 TriLock Screw 24mm, HD7 | A-5850.24 | Standalone | DE0014751 | Patients requiring fracture fixation or orthopaedic corrective surgery
Orthopaedics | Trauma - Extramedullary fixation | Plate accessories | Locking screw | Medartis | 2.8 TriLock Screw 26mm, HD7 | A-5850.26 | Standalone | DE0014751 | Patients requiring fracture fixation or orthopaedic corrective surgery
Orthopaedics | Trauma - Extramedullary fixation | Plate accessories | Locking screw | Medartis | 2.8 TriLock Screw 28mm, HD7 | A-5850.28 | Standalone | DE0014751 | Patients requiring fracture fixation or orthopaedic corrective surgery
Orthopaedics | Trauma - Extramedullary fixation | Plate accessories | Locking screw | Medartis | 2.8 TriLock Screw 30mm, HD7 | A-5850.30 | Standalone | DE0014751 | Patients requiring fracture fixation or orthopaedic corrective surgery
Orthopaedics | Trauma - Extramedullary fixation | Plate accessories | Locking screw | Medartis | 2.8 TriLock Screw 32mm, HD7 | A-5850.32 | Standalone | DE0014751 | Patients requiring fracture fixation or orthopaedic corrective surgery
Orthopaedics | Trauma - Extramedullary fixation | Plate accessories | Locking screw | Medartis | 2.8 TriLock Screw 34mm, HD7 | A-5850.34 | Standalone | DE0014751 | Patients requiring fracture fixation or orthopaedic corrective surgery
Orthopaedics | Trauma - Extramedullary fixation | Plate accessories | Locking screw | Medartis | 2.8 TriLock Screw 36mm, HD7 | A-5850.36 | Standalone | DE0014751 | Patients requiring fracture fixation or orthopaedic corrective surgery
Orthopaedics | Trauma - Extramedullary fixation | Plate accessories | Locking screw | Medartis | 2.8 TriLock Screw 38mm, HD7 | A-5850.38 | Standalone | DE0014751 | Patients requiring fracture fixation or orthopaedic corrective surgery
Orthopaedics | Trauma - Extramedullary fixation | Plate accessories | Locking screw | Medartis | 2.8 TriLock Screw 40mm, HD7 | A-5850.40 | Standalone | DE0014751 | Patients requiring fracture fixation or orthopaedic corrective surgery
Orthopaedics | Trauma - Extramedullary fixation | Plate accessories | Locking screw | Medartis | 2.8 TriLock Screw 45mm, HD7 | A-5850.45 | Standalone | DE0014751 | Patients requiring fracture fixation or orthopaedic corrective surgery
Orthopaedics | Trauma - Extramedullary fixation | Plate accessories | Locking screw | Medartis | 2.8 TriLock Screw 50mm, HD7 | A-5850.50 | Standalone | DE0014751 | Patients requiring fracture fixation or orthopaedic corrective surgery
Orthopaedics | Trauma - Extramedullary fixation | Plate accessories | Locking screw | Medartis | 2.8 TriLock Screw 55mm, HD7 | A-5850.55 | Standalone | DE0014751 | Patients requiring fracture fixation or orthopaedic corrective surgery
Orthopaedics | Trauma - Extramedullary fixation | Plate accessories | Locking screw | Medartis | 2.8 TriLock Screw 60mm, HD7 | A-5850.60 | Standalone | DE0014751 | Patients requiring fracture fixation or orthopaedic corrective surgery
Orthopaedics | Trauma - Extramedullary fixation | Plate accessories | Locking screw | Medartis | 2.8 TriLock Screw 65mm, HD7 | A-5850.65 | Standalone | DE0014751 | Patients requiring fracture fixation or orthopaedic corrective surgery
Orthopaedics | Trauma - Extramedullary fixation | Plate accessories | Locking screw | Medartis | 2.8 TriLock Screw 70mm, HD7 | A-5850.70 | Standalone | DE0014751 | Patients requiring fracture fixation or orthopaedic corrective surgery
Orthopaedics | Trauma - Extramedullary fixation | Plate accessories | Locking screw | Medartis | 2.8 TriLock Screw 75mm, HD7 | A-5850.75 | Standalone | DE0014751 | Patients requiring fracture fixation or orthopaedic corrective surgery
Orthopaedics | Trauma - Extramedullary fixation | Locking/combination plate | Locking/combination plate - Foot/ankle | Medartis | 2.8 TriLock Plate 4 Hole Straight, t1.6 | A-4850.01 | Standalone | DE0018023 | Patients requiring fracture fixation or orthopaedic corrective surgery
Orthopaedics | Trauma - Extramedullary fixation | Locking/combination plate | Locking/combination plate - Foot/ankle | Medartis | 2.8 TriLock Plate 6 Hole Straight, t1.6 | A-4850.03 | Standalone | DE0018023 | Patients requiring fracture fixation or orthopaedic corrective surgery
Orthopaedics | Trauma - Extramedullary fixation | Locking/combination plate | Locking/combination plate - Foot/ankle | Medartis | 2.8 TriLock Plate 8 Hole Straight, t1.6 | A-4850.08 | Standalone | DE0018023 | Patients requiring fracture fixation or orthopaedic corrective surgery
Orthopaedics | Trauma - Extramedullary fixation | Locking/combination plate | Locking/combination plate - Foot/ankle | Medartis | 2.8 TriLock Plate 2/5 Hole T, t1.6 | A-4850.12 | Standalone | DE0018023 | Patients requiring fracture fixation or orthopaedic corrective surgery
Orthopaedics | Trauma - Extramedullary fixation | Locking/combination plate | Locking/combination plate - Foot/ankle | Medartis | 2.8 TriLock Plate 2/7 Hole T, t1.6 | A-4850.13 | Standalone | DE0018023 | Patients requiring fracture fixation or orthopaedic corrective surgery
Orthopaedics | Trauma - Extramedullary fixation | Locking/combination plate | Locking/combination plate - Foot/ankle | Medartis | 2.8 TriLock Grid Pl 3+3 Hole, 25mm, t1.6 | A-4850.67 | Standalone | DE0018023 | Patients requiring fracture fixation or orthopaedic corrective surgery
Orthopaedics | Trauma - Extramedullary fixation | Locking/combination plate | Locking/combination plate - Foot/ankle | Medartis | 2.8 TriLock Grid Pl 3+3 Hole, 32mm, t1.6 | A-4850.68 | Standalone | DE0018023 | Patients requiring fracture fixation or orthopaedic corrective surgery
Orthopaedics | Trauma - Extramedullary fixation | Locking/combination plate | Locking/combination plate - Foot/ankle | Medartis | 2.8 TriLock Grid Pl 3+3 Hole, 43mm, t1.6 | A-4850.69 | Standalone | DE0018023 | Patients requiring fracture fixation or orthopaedic corrective surgery
Orthopaedics | Trauma - Extramedullary fixation | Locking/combination plate | Locking/combination plate - Foot/ankle | Medartis | 2.8 TriLock Wing Pl Large 12 Hole, t1.6 | A-4850.70 | Standalone | DE0018023 | Patients requiring fracture fixation or orthopaedic corrective surgery
Orthopaedics | Trauma - Extramedullary fixation | Locking/combination plate | Locking/combination plate - Foot/ankle | Medartis | 2.8 TriLock Wing Pl Small 11 Hole, t1.6 | A-4850.71 | Standalone | DE0018023 | Patients requiring fracture fixation or orthopaedic corrective surgery
Orthopaedics | Trauma - Extramedullary fixation | Locking/combination plate | Locking/combination plate - Foot/ankle | Medartis | 2.8 TriLock MTP Fusion Pl, 0DEG Dorsifl.,R | A-4860.10 | Standalone | DE0018023 | Patients requiring fracture fixation or orthopaedic corrective surgery
Orthopaedics | Trauma - Extramedullary fixation | Locking/combination plate | Locking/combination plate - Foot/ankle | Medartis | 2.8 TriLock MTP Fusion Pl, 0DEG Dorsifl.,L | A-4860.11 | Standalone | DE0018023 | Patients requiring fracture fixation or orthopaedic corrective surgery
Orthopaedics | Trauma - Extramedullary fixation | Locking/combination plate | Locking/combination plate - Foot/ankle | Medartis | 2.8 TriLock MTP Fusion Pl, 5DEG Dorsifl.,R | A-4860.12 | Standalone | DE0018023 | Patients requiring fracture fixation or orthopaedic corrective surgery
Orthopaedics | Trauma - Extramedullary fixation | Locking/combination plate | Locking/combination plate - Foot/ankle | Medartis | 2.8 TriLock MTP Fusion Pl, 5DEG Dorsifl.,L | A-4860.13 | Standalone | DE0018023 | Patients requiring fracture fixation or orthopaedic corrective surgery
Orthopaedics | Trauma - Extramedullary fixation | Locking/combination plate | Locking/combination plate - Foot/ankle | Medartis | 2.8 TriLock MTP Fusion Pl, 10DEGDorsifl.,R | A-4860.14 | Standalone | DE0018023 | Patients requiring fracture fixation or orthopaedic corrective surgery
Orthopaedics | Trauma - Extramedullary fixation | Locking/combination plate | Locking/combination plate - Foot/ankle | Medartis | 2.8 TriLock MTP Fusion Pl, 10DEGDorsifl.,L | A-4860.15 | Standalone | DE0018023 | Patients requiring fracture fixation or orthopaedic corrective surgery
Orthopaedics | Trauma - Extramedullary fixation | Locking/combination plate | Locking/combination plate - Foot/ankle | Medartis | 2.8 TriLock MTP Revis. Pl, 5DEG Dorsifl.,R | A-4860.16 | Standalone | DE0018023 | Patients requiring fracture fixation or orthopaedic corrective surgery
Orthopaedics | Trauma - Extramedullary fixation | Locking/combination plate | Locking/combination plate - Foot/ankle | Medartis | 2.8 TriLock MTP Revis. Pl, 5DEG Dorsifl.,L | A-4860.17 | Standalone | DE0018023 | Patients requiring fracture fixation or orthopaedic corrective surgery
Orthopaedics | Trauma - Extramedullary fixation | Locking/combination plate | Locking/combination plate - Foot/ankle | Medartis | 2.8 TriLock MTP Revis. Pl, 10DEGDorsifl.,R | A-4860.18 | Standalone | DE0018023 | Patients requiring fracture fixation or orthopaedic corrective surgery
Orthopaedics | Trauma - Extramedullary fixation | Locking/combination plate | Locking/combination plate - Foot/ankle | Medartis | 2.8 TriLock MTP Revis. Pl, 10DEGDorsifl.,L | A-4860.19 | Standalone | DE0018023 | Patients requiring fracture fixation or orthopaedic corrective surgery
Orthopaedics | Trauma - Extramedullary fixation | Locking/combination plate | Locking/combination plate - Foot/ankle | Medartis | 2.8 TriLock TMT-1 Medial Fusion Pl, R | A-4860.30 | Standalone | DE0018023 | Patients requiring fracture fixation or orthopaedic corrective surgery
Orthopaedics | Trauma - Extramedullary fixation | Locking/combination plate | Locking/combination plate - Foot/ankle | Medartis | 2.8 TriLock TMT-1 Medial Fusion Pl, L | A-4860.31 | Standalone | DE0018023 | Patients requiring fracture fixation or orthopaedic corrective surgery
Orthopaedics | Trauma - Extramedullary fixation | Locking/combination plate | Locking/combination plate - Foot/ankle | Medartis | 2.8 TriLock TMT-1 Plantar Fusion Pl, R | A-4860.36 | Standalone | DE0018023 | Patients requiring fracture fixation or orthopaedic corrective surgery
Orthopaedics | Trauma - Extramedullary fixation | Locking/combination plate | Locking/combination plate - Foot/ankle | Medartis | 2.8 TriLock TMT-1 Plantar Fusion Pl, L | A-4860.37 | Standalone | DE0018023 | Patients requiring fracture fixation or orthopaedic corrective surgery
Orthopaedics | Trauma - Extramedullary fixation | Locking/combination plate | Locking/combination plate - Foot/ankle | Medartis | 3.5 TriLock Calcaneus Plate Left Small | A-4950.71 | Standalone | DE0018023 | Patients requiring fracture fixation or orthopaedic corrective surgery
Orthopaedics | Trauma - Extramedullary fixation | Locking/combination plate | Locking/combination plate - Foot/ankle | Medartis | 3.5 TriLock Calcaneus Plate Right Small | A-4950.72 | Standalone | DE0018023 | Patients requiring fracture fixation or orthopaedic corrective surgery
Orthopaedics | Trauma - Extramedullary fixation | Locking/combination plate | Locking/combination plate - Foot/ankle | Medartis | 3.5 TriLock Calcaneus Plate Left Medium | A-4950.73 | Standalone | DE0018023 | Patients requiring fracture fixation or orthopaedic corrective surgery
Orthopaedics | Trauma - Extramedullary fixation | Locking/combination plate | Locking/combination plate - Foot/ankle | Medartis | 3.5 TriLock Calcaneus Plate Right Medium | A-4950.74 | Standalone | DE0018023 | Patients requiring fracture fixation or orthopaedic corrective surgery
Orthopaedics | Trauma - Extramedullary fixation | Locking/combination plate | Locking/combination plate - Foot/ankle | Medartis | 3.5 TriLock Calcaneus Plate Left Large | A-4950.75 | Standalone | DE0018023 | Patients requiring fracture fixation or orthopaedic corrective surgery
Orthopaedics | Trauma - Extramedullary fixation | Locking/combination plate | Locking/combination plate - Foot/ankle | Medartis | 3.5 TriLock Calcaneus Plate Right Large | A-4950.76 | Standalone | DE0018023 | Patients requiring fracture fixation or orthopaedic corrective surgery
Orthopaedics | Trauma - Extramedullary fixation | Plate accessories | Non-locking screw | Medartis | 3.5 Cortical Screw 16mm, HD15 | A-5900.16 | Standalone | DE0018023 | Patients requiring fracture fixation or orthopaedic corrective surgery
Orthopaedics | Trauma - Extramedullary fixation | Plate accessories | Non-locking screw | Medartis | 3.5 Cortical Screw 18mm, HD15 | A-5900.18 | Standalone | DE0018023 | Patients requiring fracture fixation or orthopaedic corrective surgery
Orthopaedics | Trauma - Extramedullary fixation | Plate accessories | Non-locking screw | Medartis | 3.5 Cortical Screw 20mm, HD15 | A-5900.20 | Standalone | DE0018023 | Patients requiring fracture fixation or orthopaedic corrective surgery
Orthopaedics | Trauma - Extramedullary fixation | Plate accessories | Non-locking screw | Medartis | 3.5 Cortical Screw 22mm, HD15 | A-5900.22 | Standalone | DE0018023 | Patients requiring fracture fixation or orthopaedic corrective surgery
Orthopaedics | Trauma - Extramedullary fixation | Plate accessories | Non-locking screw | Medartis | 3.5 Cortical Screw 24mm, HD15 | A-5900.24 | Standalone | DE0018023 | Patients requiring fracture fixation or orthopaedic corrective surgery
Orthopaedics | Trauma - Extramedullary fixation | Plate accessories | Non-locking screw | Medartis | 3.5 Cortical Screw 26mm, HD15 | A-5900.26 | Standalone | DE0018023 | Patients requiring fracture fixation or orthopaedic corrective surgery
Orthopaedics | Trauma - Extramedullary fixation | Plate accessories | Non-locking screw | Medartis | 3.5 Cortical Screw 28mm, HD15 | A-5900.28 | Standalone | DE0018023 | Patients requiring fracture fixation or orthopaedic corrective surgery
Orthopaedics | Trauma - Extramedullary fixation | Plate accessories | Non-locking screw | Medartis | 3.5 Cortical Screw 30mm, HD15 | A-5900.30 | Standalone | DE0018023 | Patients requiring fracture fixation or orthopaedic corrective surgery
Orthopaedics | Trauma - Extramedullary fixation | Plate accessories | Non-locking screw | Medartis | 3.5 Cortical Screw 32mm, HD15 | A-5900.32 | Standalone | DE0018023 | Patients requiring fracture fixation or orthopaedic corrective surgery
Orthopaedics | Trauma - Extramedullary fixation | Plate accessories | Non-locking screw | Medartis | 3.5 Cortical Screw 34mm, HD15 | A-5900.34 | Standalone | DE0018023 | Patients requiring fracture fixation or orthopaedic corrective surgery
Orthopaedics | Trauma - Extramedullary fixation | Plate accessories | Non-locking screw | Medartis | 3.5 Cortical Screw 36mm, HD15 | A-5900.36 | Standalone | DE0018023 | Patients requiring fracture fixation or orthopaedic corrective surgery
Orthopaedics | Trauma - Extramedullary fixation | Plate accessories | Non-locking screw | Medartis | 3.5 Cortical Screw 38mm, HD15 | A-5900.38 | Standalone | DE0018023 | Patients requiring fracture fixation or orthopaedic corrective surgery
Orthopaedics | Trauma - Extramedullary fixation | Plate accessories | Non-locking screw | Medartis | 3.5 Cortical Screw 40mm, HD15 | A-5900.40 | Standalone | DE0018023 | Patients requiring fracture fixation or orthopaedic corrective surgery
Orthopaedics | Trauma - Extramedullary fixation | Plate accessories | Non-locking screw | Medartis | 3.5 Cortical Screw 45mm, HD15 | A-5900.45 | Standalone | DE0018023 | Patients requiring fracture fixation or orthopaedic corrective surgery
Orthopaedics | Trauma - Extramedullary fixation | Plate accessories | Non-locking screw | Medartis | 3.5 Cortical Screw 50mm, HD15 | A-5900.50 | Standalone | DE0018023 | Patients requiring fracture fixation or orthopaedic corrective surgery
Orthopaedics | Trauma - Extramedullary fixation | Plate accessories | Non-locking screw | Medartis | 3.5 Cortical Screw 55mm, HD15 | A-5900.55 | Standalone | DE0018023 | Patients requiring fracture fixation or orthopaedic corrective surgery
Orthopaedics | Trauma - Extramedullary fixation | Plate accessories | Non-locking screw | Medartis | 3.5 Cortical Screw 60mm, HD15 | A-5900.60 | Standalone | DE0018023 | Patients requiring fracture fixation or orthopaedic corrective surgery
Orthopaedics | Trauma - Extramedullary fixation | Plate accessories | Non-locking screw | Medartis | 4.0 Transfixation Screw 28mm, HD7 | A-5936.28 | Standalone | DE0018023 | Patients requiring fracture fixation or orthopaedic corrective surgery
Orthopaedics | Trauma - Extramedullary fixation | Plate accessories | Non-locking screw | Medartis | 4.0 Transfixation Screw 30mm, HD7 | A-5936.30 | Standalone | DE0018023 | Patients requiring fracture fixation or orthopaedic corrective surgery
Orthopaedics | Trauma - Extramedullary fixation | Plate accessories | Non-locking screw | Medartis | 4.0 Transfixation Screw 32mm, HD7 | A-5936.32 | Standalone | DE0018023 | Patients requiring fracture fixation or orthopaedic corrective surgery
Orthopaedics | Trauma - Extramedullary fixation | Plate accessories | Non-locking screw | Medartis | 4.0 Transfixation Screw 34mm, HD7 | A-5936.34 | Standalone | DE0018023 | Patients requiring fracture fixation or orthopaedic corrective surgery
Orthopaedics | Trauma - Extramedullary fixation | Plate accessories | Non-locking screw | Medartis | 4.0 Transfixation Screw 36mm, HD7 | A-5936.36 | Standalone | DE0018023 | Patients requiring fracture fixation or orthopaedic corrective surgery
Orthopaedics | Trauma - Extramedullary fixation | Plate accessories | Non-locking screw | Medartis | 4.0 Transfixation Screw 38mm, HD7 | A-5936.38 | Standalone | DE0018023 | Patients requiring fracture fixation or orthopaedic corrective surgery
Orthopaedics | Trauma - Extramedullary fixation | Plate accessories | Non-locking screw | Medartis | 4.0 Transfixation Screw 40mm, HD7 | A-5936.40 | Standalone | DE0018023 | Patients requiring fracture fixation or orthopaedic corrective surgery
Orthopaedics | Trauma - Extramedullary fixation | Plate accessories | Non-locking screw | Medartis | 4.0 Transfixation Screw 45mm, HD7 | A-5936.45 | Standalone | DE0018023 | Patients requiring fracture fixation or orthopaedic corrective surgery
Orthopaedics | Trauma - Extramedullary fixation | Plate accessories | Locking screw | Medartis | 3.5 TriLock Screw 16mm, HD15 | A-5950.16 | Standalone | DE0018023 | Patients requiring fracture fixation or orthopaedic corrective surgery
Orthopaedics | Trauma - Extramedullary fixation | Plate accessories | Locking screw | Medartis | 3.5 TriLock Screw 18mm, HD15 | A-5950.18 | Standalone | DE0018023 | Patients requiring fracture fixation or orthopaedic corrective surgery
Orthopaedics | Trauma - Extramedullary fixation | Plate accessories | Locking screw | Medartis | 3.5 TriLock Screw 20mm, HD15 | A-5950.20 | Standalone | DE0018023 | Patients requiring fracture fixation or orthopaedic corrective surgery
Orthopaedics | Trauma - Extramedullary fixation | Plate accessories | Locking screw | Medartis | 3.5 TriLock Screw 22mm, HD15 | A-5950.22 | Standalone | DE0018023 | Patients requiring fracture fixation or orthopaedic corrective surgery
Orthopaedics | Trauma - Extramedullary fixation | Plate accessories | Locking screw | Medartis | 3.5 TriLock Screw 24mm, HD15 | A-5950.24 | Standalone | DE0018023 | Patients requiring fracture fixation or orthopaedic corrective surgery
Orthopaedics | Trauma - Extramedullary fixation | Plate accessories | Locking screw | Medartis | 3.5 TriLock Screw 26mm, HD15 | A-5950.26 | Standalone | DE0018023 | Patients requiring fracture fixation or orthopaedic corrective surgery
Orthopaedics | Trauma - Extramedullary fixation | Plate accessories | Locking screw | Medartis | 3.5 TriLock Screw 28mm, HD15 | A-5950.28 | Standalone | DE0018023 | Patients requiring fracture fixation or orthopaedic corrective surgery
Orthopaedics | Trauma - Extramedullary fixation | Plate accessories | Locking screw | Medartis | 3.5 TriLock Screw 30mm, HD15 | A-5950.30 | Standalone | DE0018023 | Patients requiring fracture fixation or orthopaedic corrective surgery
Orthopaedics | Trauma - Extramedullary fixation | Plate accessories | Locking screw | Medartis | 3.5 TriLock Screw 32mm, HD15 | A-5950.32 | Standalone | DE0018023 | Patients requiring fracture fixation or orthopaedic corrective surgery
Orthopaedics | Trauma - Extramedullary fixation | Plate accessories | Locking screw | Medartis | 3.5 TriLock Screw 34mm, HD15 | A-5950.34 | Standalone | DE0018023 | Patients requiring fracture fixation or orthopaedic corrective surgery
Orthopaedics | Trauma - Extramedullary fixation | Plate accessories | Locking screw | Medartis | 3.5 TriLock Screw 36mm, HD15 | A-5950.36 | Standalone | DE0018023 | Patients requiring fracture fixation or orthopaedic corrective surgery
Orthopaedics | Trauma - Extramedullary fixation | Plate accessories | Locking screw | Medartis | 3.5 TriLock Screw 38mm, HD15 | A-5950.38 | Standalone | DE0018023 | Patients requiring fracture fixation or orthopaedic corrective surgery
Orthopaedics | Trauma - Extramedullary fixation | Plate accessories | Locking screw | Medartis | 3.5 TriLock Screw 40mm, HD15 | A-5950.40 | Standalone | DE0018023 | Patients requiring fracture fixation or orthopaedic corrective surgery
Orthopaedics | Trauma - Extramedullary fixation | Plate accessories | Locking screw | Medartis | 3.5 TriLock Screw 45mm, HD15 | A-5950.45 | Standalone | DE0018023 | Patients requiring fracture fixation or orthopaedic corrective surgery
Orthopaedics | Trauma - Extramedullary fixation | Plate accessories | Locking screw | Medartis | 3.5 TriLock Screw 50mm, HD15 | A-5950.50 | Standalone | DE0018023 | Patients requiring fracture fixation or orthopaedic corrective surgery
Orthopaedics | Trauma - Extramedullary fixation | Plate accessories | Locking screw | Medartis | 3.5 TriLock Screw 55mm, HD15 | A-5950.55 | Standalone | DE0018023 | Patients requiring fracture fixation or orthopaedic corrective surgery
Orthopaedics | Trauma - Extramedullary fixation | Plate accessories | Locking screw | Medartis | 3.5 TriLock Screw 60mm, HD15 | A-5950.60 | Standalone | DE0018023 | Patients requiring fracture fixation or orthopaedic corrective surgery
Orthopaedics | Trauma - Extramedullary fixation | Fixation screw | Other fixation screw accessories (e.g. nut, washer, etc) | Medartis | 2.2 Washer, 1/Pkg | A-4700.71 | Standalone | DE0016581 | Patients requiring fracture fixation or orthopaedic corrective surgery
Orthopaedics | Trauma - Extramedullary fixation | Fixation screw | Other fixation screw accessories (e.g. nut, washer, etc) | Medartis | 3.0 Washer, 1/Pkg | A-4800.70 | Standalone | DE0016581 | Patients requiring fracture fixation or orthopaedic corrective surgery
Orthopaedics | Trauma - Extramedullary fixation | Fixation screw | Other fixation screw accessories (e.g. nut, washer, etc) | Medartis | 4.0 Washer, 1/Pkg | A-8140.70 | Standalone | DE0016581 | Patients requiring fracture fixation or orthopaedic corrective surgery
Orthopaedics | Trauma - Extramedullary fixation | Fixation screw | Other fixation screw accessories (e.g. nut, washer, etc) | Medartis | 5.0 Washer, 1/Pkg | A-8240.70 | Standalone | DE0016581 | Patients requiring fracture fixation or orthopaedic corrective surgery
Orthopaedics | Trauma - Extramedullary fixation | Fixation screw | Other fixation screw accessories (e.g. nut, washer, etc) | Medartis | 7.0 Washer, 1/Pkg | A-8440.70 | Standalone | DE0016581 | Patients requiring fracture fixation or orthopaedic corrective surgery
Orthopaedics | Trauma - Extramedullary fixation | Fixation screw | Headless compression screw | Medartis | 1.7 CCS Long Thread 08/03mm, 1/Pkg | A-5281.08 | Standalone | DE0016581 | Patients requiring fracture fixation or orthopaedic corrective surgery
Orthopaedics | Trauma - Extramedullary fixation | Fixation screw | Headless compression screw | Medartis | 1.7 CCS Long Thread 09/04mm, 1/Pkg | A-5281.09 | Standalone | DE0016581 | Patients requiring fracture fixation or orthopaedic corrective surgery
Orthopaedics | Trauma - Extramedullary fixation | Fixation screw | Headless compression screw | Medartis | 1.7 CCS Long Thread 10/04mm, 1/Pkg | A-5281.10 | Standalone | DE0016581 | Patients requiring fracture fixation or orthopaedic corrective surgery
Orthopaedics | Trauma - Extramedullary fixation | Fixation screw | Headless compression screw | Medartis | 1.7 CCS Long Thread 11/05mm, 1/Pkg | A-5281.11 | Standalone | DE0016581 | Patients requiring fracture fixation or orthopaedic corrective surgery
Orthopaedics | Trauma - Extramedullary fixation | Fixation screw | Headless compression screw | Medartis | 1.7 CCS Long Thread 12/05mm, 1/Pkg | A-5281.12 | Standalone | DE0016581 | Patients requiring fracture fixation or orthopaedic corrective surgery
Orthopaedics | Trauma - Extramedullary fixation | Fixation screw | Headless compression screw | Medartis | 1.7 CCS Long Thread 13/05mm, 1/Pkg | A-5281.13 | Standalone | DE0016581 | Patients requiring fracture fixation or orthopaedic corrective surgery
Orthopaedics | Trauma - Extramedullary fixation | Fixation screw | Headless compression screw | Medartis | 1.7 CCS Long Thread 14/06mm, 1/Pkg | A-5281.14 | Standalone | DE0016581 | Patients requiring fracture fixation or orthopaedic corrective surgery
Orthopaedics | Trauma - Extramedullary fixation | Fixation screw | Headless compression screw | Medartis | 1.7 CCS Long Thread 15/06mm, 1/Pkg | A-5281.15 | Standalone | DE0016581 | Patients requiring fracture fixation or orthopaedic corrective surgery
Orthopaedics | Trauma - Extramedullary fixation | Fixation screw | Headless compression screw | Medartis | 1.7 CCS Long Thread 16/07mm, 1/Pkg | A-5281.16 | Standalone | DE0016581 | Patients requiring fracture fixation or orthopaedic corrective surgery
Orthopaedics | Trauma - Extramedullary fixation | Fixation screw | Headless compression screw | Medartis | 1.7 CCS Long Thread 18/07mm, 1/Pkg | A-5281.18 | Standalone | DE0016581 | Patients requiring fracture fixation or orthopaedic corrective surgery
Orthopaedics | Trauma - Extramedullary fixation | Fixation screw | Headless compression screw | Medartis | 1.7 CCS Long Thread 20/08mm, 1/Pkg | A-5281.20 | Standalone | DE0016581 | Patients requiring fracture fixation or orthopaedic corrective surgery
Orthopaedics | Trauma - Extramedullary fixation | Fixation screw | Headless compression screw | Medartis | 1.7 CCS Fully Threaded 06mm, 1/Pkg | A-5282.06 | Standalone | DE0016581 | Patients requiring fracture fixation or orthopaedic corrective surgery
Orthopaedics | Trauma - Extramedullary fixation | Fixation screw | Headless compression screw | Medartis | 1.7 CCS Fully Threaded 07mm, 1/Pkg | A-5282.07 | Standalone | DE0016581 | Patients requiring fracture fixation or orthopaedic corrective surgery
Orthopaedics | Trauma - Extramedullary fixation | Fixation screw | Headless compression screw | Medartis | 1.7 CCS Fully Threaded 08mm, 1/Pkg | A-5282.08 | Standalone | DE0016581 | Patients requiring fracture fixation or orthopaedic corrective surgery
Orthopaedics | Trauma - Extramedullary fixation | Fixation screw | Headless compression screw | Medartis | 1.7 CCS Fully Threaded 09mm, 1/Pkg | A-5282.09 | Standalone | DE0016581 | Patients requiring fracture fixation or orthopaedic corrective surgery
Orthopaedics | Trauma - Extramedullary fixation | Fixation screw | Headless compression screw | Medartis | 1.7 CCS Fully Threaded 10mm, 1/Pkg | A-5282.10 | Standalone | DE0016581 | Patients requiring fracture fixation or orthopaedic corrective surgery
Orthopaedics | Trauma - Extramedullary fixation | Fixation screw | Headless compression screw | Medartis | 1.7 CCS Fully Threaded 11mm, 1/Pkg | A-5282.11 | Standalone | DE0016581 | Patients requiring fracture fixation or orthopaedic corrective surgery
Orthopaedics | Trauma - Extramedullary fixation | Fixation screw | Headless compression screw | Medartis | 1.7 CCS Fully Threaded 12mm, 1/Pkg | A-5282.12 | Standalone | DE0016581 | Patients requiring fracture fixation or orthopaedic corrective surgery
Orthopaedics | Trauma - Extramedullary fixation | Fixation screw | Headless compression screw | Medartis | 1.7 CCS Fully Threaded 13mm, 1/Pkg | A-5282.13 | Standalone | DE0016581 | Patients requiring fracture fixation or orthopaedic corrective surgery
Orthopaedics | Trauma - Extramedullary fixation | Fixation screw | Headless compression screw | Medartis | 1.7 CCS Fully Threaded 14mm, 1/Pkg | A-5282.14 | Standalone | DE0016581 | Patients requiring fracture fixation or orthopaedic corrective surgery
Orthopaedics | Trauma - Extramedullary fixation | Fixation screw | Headless compression screw | Medartis | 1.7 CCS Fully Threaded 15mm, 1/Pkg | A-5282.15 | Standalone | DE0016581 | Patients requiring fracture fixation or orthopaedic corrective surgery
Orthopaedics | Trauma - Extramedullary fixation | Fixation screw | Headless compression screw | Medartis | 1.7 CCS Fully Threaded 16mm, 1/Pkg | A-5282.16 | Standalone | DE0016581 | Patients requiring fracture fixation or orthopaedic corrective surgery
Orthopaedics | Trauma - Extramedullary fixation | Fixation screw | Headless compression screw | Medartis | 2.2 Cannulated ComprScrew 10mm,HD7 | A-5780.10 | Standalone | DE0016581 | Patients requiring fracture fixation or orthopaedic corrective surgery
Orthopaedics | Trauma - Extramedullary fixation | Fixation screw | Headless compression screw | Medartis | 2.2 Cannulated ComprScrew 11mm,HD7 | A-5780.11 | Standalone | DE0016581 | Patients requiring fracture fixation or orthopaedic corrective surgery
Orthopaedics | Trauma - Extramedullary fixation | Fixation screw | Headless compression screw | Medartis | 2.2 Cannulated ComprScrew 12mm,HD7 | A-5780.12 | Standalone | DE0016581 | Patients requiring fracture fixation or orthopaedic corrective surgery
Orthopaedics | Trauma - Extramedullary fixation | Fixation screw | Headless compression screw | Medartis | 2.2 Cannulated ComprScrew 13mm,HD7 | A-5780.13 | Standalone | DE0016581 | Patients requiring fracture fixation or orthopaedic corrective surgery
Orthopaedics | Trauma - Extramedullary fixation | Fixation screw | Headless compression screw | Medartis | 2.2 Cannulated ComprScrew 14mm,HD7 | A-5780.14 | Standalone | DE0016581 | Patients requiring fracture fixation or orthopaedic corrective surgery
Orthopaedics | Trauma - Extramedullary fixation | Fixation screw | Headless compression screw | Medartis | 2.2 Cannulated ComprScrew 15mm,HD7 | A-5780.15 | Standalone | DE0016581 | Patients requiring fracture fixation or orthopaedic corrective surgery
Orthopaedics | Trauma - Extramedullary fixation | Fixation screw | Headless compression screw | Medartis | 2.2 Cannulated ComprScrew 16mm,HD7 | A-5780.16 | Standalone | DE0016581 | Patients requiring fracture fixation or orthopaedic corrective surgery
Orthopaedics | Trauma - Extramedullary fixation | Fixation screw | Headless compression screw | Medartis | 2.2 Cannulated ComprScrew 17mm,HD7 | A-5780.17 | Standalone | DE0016581 | Patients requiring fracture fixation or orthopaedic corrective surgery
Orthopaedics | Trauma - Extramedullary fixation | Fixation screw | Headless compression screw | Medartis | 2.2 Cannulated ComprScrew 18mm,HD7 | A-5780.18 | Standalone | DE0016581 | Patients requiring fracture fixation or orthopaedic corrective surgery
Orthopaedics | Trauma - Extramedullary fixation | Fixation screw | Headless compression screw | Medartis | 2.2 Cannulated ComprScrew 19mm,HD7 | A-5780.19 | Standalone | DE0016581 | Patients requiring fracture fixation or orthopaedic corrective surgery
Orthopaedics | Trauma - Extramedullary fixation | Fixation screw | Headless compression screw | Medartis | 2.2 Cannulated ComprScrew 20mm,HD7 | A-5780.20 | Standalone | DE0016581 | Patients requiring fracture fixation or orthopaedic corrective surgery
Orthopaedics | Trauma - Extramedullary fixation | Fixation screw | Headless compression screw | Medartis | 2.2 Cannulated ComprScrew 21mm,HD7 | A-5780.21 | Standalone | DE0016581 | Patients requiring fracture fixation or orthopaedic corrective surgery
Orthopaedics | Trauma - Extramedullary fixation | Fixation screw | Headless compression screw | Medartis | 2.2 Cannulated ComprScrew 22mm,HD7 | A-5780.22 | Standalone | DE0016581 | Patients requiring fracture fixation or orthopaedic corrective surgery
Orthopaedics | Trauma - Extramedullary fixation | Fixation screw | Headless compression screw | Medartis | 2.2 Cannulated ComprScrew 23mm,HD7 | A-5780.23 | Standalone | DE0016581 | Patients requiring fracture fixation or orthopaedic corrective surgery
Orthopaedics | Trauma - Extramedullary fixation | Fixation screw | Headless compression screw | Medartis | 2.2 Cannulated ComprScrew 24mm,HD7 | A-5780.24 | Standalone | DE0016581 | Patients requiring fracture fixation or orthopaedic corrective surgery
Orthopaedics | Trauma - Extramedullary fixation | Fixation screw | Headless compression screw | Medartis | 2.2 Cannulated ComprScrew 25mm,HD7 | A-5780.25 | Standalone | DE0016581 | Patients requiring fracture fixation or orthopaedic corrective surgery
Orthopaedics | Trauma - Extramedullary fixation | Fixation screw | Headless compression screw | Medartis | 2.2 Cannulated ComprScrew 26mm,HD7 | A-5780.26 | Standalone | DE0016581 | Patients requiring fracture fixation or orthopaedic corrective surgery
Orthopaedics | Trauma - Extramedullary fixation | Fixation screw | Headless compression screw | Medartis | 2.2 Cannulated ComprScrew 27mm,HD7 | A-5780.27 | Standalone | DE0016581 | Patients requiring fracture fixation or orthopaedic corrective surgery
Orthopaedics | Trauma - Extramedullary fixation | Fixation screw | Headless compression screw | Medartis | 2.2 Cannulated ComprScrew 28mm,HD7 | A-5780.28 | Standalone | DE0016581 | Patients requiring fracture fixation or orthopaedic corrective surgery
Orthopaedics | Trauma - Extramedullary fixation | Fixation screw | Headless compression screw | Medartis | 2.2 Cannulated ComprScrew 29mm,HD7 | A-5780.29 | Standalone | DE0016581 | Patients requiring fracture fixation or orthopaedic corrective surgery
Orthopaedics | Trauma - Extramedullary fixation | Fixation screw | Headless compression screw | Medartis | 2.2 Cannulated ComprScrew 30mm,HD7 | A-5780.30 | Standalone | DE0016581 | Patients requiring fracture fixation or orthopaedic corrective surgery
Orthopaedics | Trauma - Extramedullary fixation | Fixation screw | Headless compression screw | Medartis | 2.2 Cannulated ComprScrew 22mm,HD7 | A-5781.22 | Standalone | DE0016581 | Patients requiring fracture fixation or orthopaedic corrective surgery
Orthopaedics | Trauma - Extramedullary fixation | Fixation screw | Headless compression screw | Medartis | 2.2 Cannulated ComprScrew 24mm,HD7 | A-5781.24 | Standalone | DE0016581 | Patients requiring fracture fixation or orthopaedic corrective surgery
Orthopaedics | Trauma - Extramedullary fixation | Fixation screw | Headless compression screw | Medartis | 2.2 Cannulated ComprScrew 26mm,HD7 | A-5781.26 | Standalone | DE0016581 | Patients requiring fracture fixation or orthopaedic corrective surgery
Orthopaedics | Trauma - Extramedullary fixation | Fixation screw | Headless compression screw | Medartis | 2.2 Cannulated ComprScrew 28mm,HD7 | A-5781.28 | Standalone | DE0016581 | Patients requiring fracture fixation or orthopaedic corrective surgery
Orthopaedics | Trauma - Extramedullary fixation | Fixation screw | Headless compression screw | Medartis | 2.2 Cannulated ComprScrew 30mm,HD7 | A-5781.30 | Standalone | DE0016581 | Patients requiring fracture fixation or orthopaedic corrective surgery
Orthopaedics | Trauma - Extramedullary fixation | Fixation screw | Headless compression screw | Medartis | 2.2 Cannulated ComprScrew 32mm,HD7 | A-5781.32 | Standalone | DE0016581 | Patients requiring fracture fixation or orthopaedic corrective surgery
Orthopaedics | Trauma - Extramedullary fixation | Fixation screw | Headless compression screw | Medartis | 2.2 Cannulated ComprScrew 34mm,HD7 | A-5781.34 | Standalone | DE0016581 | Patients requiring fracture fixation or orthopaedic corrective surgery
Orthopaedics | Trauma - Extramedullary fixation | Fixation screw | Headless compression screw | Medartis | 2.2 Cannulated ComprScrew 36mm,HD7 | A-5781.36 | Standalone | DE0016581 | Patients requiring fracture fixation or orthopaedic corrective surgery
Orthopaedics | Trauma - Extramedullary fixation | Fixation screw | Headless compression screw | Medartis | 2.2 Cannulated ComprScrew 38mm,HD7 | A-5781.38 | Standalone | DE0016581 | Patients requiring fracture fixation or orthopaedic corrective surgery
Orthopaedics | Trauma - Extramedullary fixation | Fixation screw | Headless compression screw | Medartis | 2.2 Cannulated ComprScrew 40mm,HD7 | A-5781.40 | Standalone | DE0016581 | Patients requiring fracture fixation or orthopaedic corrective surgery
Orthopaedics | Trauma - Extramedullary fixation | Fixation screw | Headless compression screw | Medartis | 3.0 Cannulated ComprScrew10mm,HD10 | A-5880.10 | Standalone | DE0016581 | Patients requiring fracture fixation or orthopaedic corrective surgery
Orthopaedics | Trauma - Extramedullary fixation | Fixation screw | Headless compression screw | Medartis | 3.0 Cannulated ComprScrew11mm,HD10 | A-5880.11 | Standalone | DE0016581 | Patients requiring fracture fixation or orthopaedic corrective surgery
Orthopaedics | Trauma - Extramedullary fixation | Fixation screw | Headless compression screw | Medartis | 3.0 Cannulated ComprScrew12mm,HD10 | A-5880.12 | Standalone | DE0016581 | Patients requiring fracture fixation or orthopaedic corrective surgery
Orthopaedics | Trauma - Extramedullary fixation | Fixation screw | Headless compression screw | Medartis | 3.0 Cannulated ComprScrew13mm,HD10 | A-5880.13 | Standalone | DE0016581 | Patients requiring fracture fixation or orthopaedic corrective surgery
Orthopaedics | Trauma - Extramedullary fixation | Fixation screw | Headless compression screw | Medartis | 3.0 Cannulated ComprScrew14mm,HD10 | A-5880.14 | Standalone | DE0016581 | Patients requiring fracture fixation or orthopaedic corrective surgery
Orthopaedics | Trauma - Extramedullary fixation | Fixation screw | Headless compression screw | Medartis | 3.0 Cannulated ComprScrew15mm,HD10 | A-5880.15 | Standalone | DE0016581 | Patients requiring fracture fixation or orthopaedic corrective surgery
Orthopaedics | Trauma - Extramedullary fixation | Fixation screw | Headless compression screw | Medartis | 3.0 Cannulated ComprScrew16mm,HD10 | A-5880.16 | Standalone | DE0016581 | Patients requiring fracture fixation or orthopaedic corrective surgery
Orthopaedics | Trauma - Extramedullary fixation | Fixation screw | Headless compression screw | Medartis | 3.0 Cannulated ComprScrew17mm,HD10 | A-5880.17 | Standalone | DE0016581 | Patients requiring fracture fixation or orthopaedic corrective surgery
Orthopaedics | Trauma - Extramedullary fixation | Fixation screw | Headless compression screw | Medartis | 3.0 Cannulated ComprScrew18mm,HD10 | A-5880.18 | Standalone | DE0016581 | Patients requiring fracture fixation or orthopaedic corrective surgery
Orthopaedics | Trauma - Extramedullary fixation | Fixation screw | Headless compression screw | Medartis | 3.0 Cannulated ComprScrew19mm,HD10 | A-5880.19 | Standalone | DE0016581 | Patients requiring fracture fixation or orthopaedic corrective surgery
Orthopaedics | Trauma - Extramedullary fixation | Fixation screw | Headless compression screw | Medartis | 3.0 Cannulated ComprScrew20mm,HD10 | A-5880.20 | Standalone | DE0016581 | Patients requiring fracture fixation or orthopaedic corrective surgery
Orthopaedics | Trauma - Extramedullary fixation | Fixation screw | Headless compression screw | Medartis | 3.0 Cannulated ComprScrew21mm,HD10 | A-5880.21 | Standalone | DE0016581 | Patients requiring fracture fixation or orthopaedic corrective surgery
Orthopaedics | Trauma - Extramedullary fixation | Fixation screw | Headless compression screw | Medartis | 3.0 Cannulated ComprScrew22mm,HD10 | A-5880.22 | Standalone | DE0016581 | Patients requiring fracture fixation or orthopaedic corrective surgery
Orthopaedics | Trauma - Extramedullary fixation | Fixation screw | Headless compression screw | Medartis | 3.0 Cannulated ComprScrew23mm,HD10 | A-5880.23 | Standalone | DE0016581 | Patients requiring fracture fixation or orthopaedic corrective surgery
Orthopaedics | Trauma - Extramedullary fixation | Fixation screw | Headless compression screw | Medartis | 3.0 Cannulated ComprScrew24mm,HD10 | A-5880.24 | Standalone | DE0016581 | Patients requiring fracture fixation or orthopaedic corrective surgery
Orthopaedics | Trauma - Extramedullary fixation | Fixation screw | Headless compression screw | Medartis | 3.0 Cannulated ComprScrew25mm,HD10 | A-5880.25 | Standalone | DE0016581 | Patients requiring fracture fixation or orthopaedic corrective surgery
Orthopaedics | Trauma - Extramedullary fixation | Fixation screw | Headless compression screw | Medartis | 3.0 Cannulated ComprScrew26mm,HD10 | A-5880.26 | Standalone | DE0016581 | Patients requiring fracture fixation or orthopaedic corrective surgery
Orthopaedics | Trauma - Extramedullary fixation | Fixation screw | Headless compression screw | Medartis | 3.0 Cannulated ComprScrew27mm,HD10 | A-5880.27 | Standalone | DE0016581 | Patients requiring fracture fixation or orthopaedic corrective surgery
Orthopaedics | Trauma - Extramedullary fixation | Fixation screw | Headless compression screw | Medartis | 3.0 Cannulated ComprScrew28mm,HD10 | A-5880.28 | Standalone | DE0016581 | Patients requiring fracture fixation or orthopaedic corrective surgery
Orthopaedics | Trauma - Extramedullary fixation | Fixation screw | Headless compression screw | Medartis | 3.0 Cannulated ComprScrew29mm,HD10 | A-5880.29 | Standalone | DE0016581 | Patients requiring fracture fixation or orthopaedic corrective surgery
Orthopaedics | Trauma - Extramedullary fixation | Fixation screw | Headless compression screw | Medartis | 3.0 Cannulated ComprScrew30mm,HD10 | A-5880.30 | Standalone | DE0016581 | Patients requiring fracture fixation or orthopaedic corrective surgery
Orthopaedics | Trauma - Extramedullary fixation | Fixation screw | Headless compression screw | Medartis | 3.0 Cannulated ComprScrew32mm,HD10 | A-5880.32 | Standalone | DE0016581 | Patients requiring fracture fixation or orthopaedic corrective surgery
Orthopaedics | Trauma - Extramedullary fixation | Fixation screw | Headless compression screw | Medartis | 3.0 Cannulated ComprScrew34mm,HD10 | A-5880.34 | Standalone | DE0016581 | Patients requiring fracture fixation or orthopaedic corrective surgery
Orthopaedics | Trauma - Extramedullary fixation | Fixation screw | Headless compression screw | Medartis | 3.0 Cannulated ComprScrew36mm,HD10 | A-5880.36 | Standalone | DE0016581 | Patients requiring fracture fixation or orthopaedic corrective surgery
Orthopaedics | Trauma - Extramedullary fixation | Fixation screw | Headless compression screw | Medartis | 3.0 Cannulated ComprScrew38mm,HD10 | A-5880.38 | Standalone | DE0016581 | Patients requiring fracture fixation or orthopaedic corrective surgery
Orthopaedics | Trauma - Extramedullary fixation | Fixation screw | Headless compression screw | Medartis | 3.0 Cannulated ComprScrew40mm,HD10 | A-5880.40 | Standalone | DE0016581 | Patients requiring fracture fixation or orthopaedic corrective surgery
Orthopaedics | Trauma - Extramedullary fixation | Fixation screw | Headless compression screw | Medartis | 3.0 Cannulated ComprScrew26mm,HD10 | A-5881.26 | Standalone | DE0016581 | Patients requiring fracture fixation or orthopaedic corrective surgery
Orthopaedics | Trauma - Extramedullary fixation | Fixation screw | Headless compression screw | Medartis | 3.0 Cannulated ComprScrew28mm,HD10 | A-5881.28 | Standalone | DE0016581 | Patients requiring fracture fixation or orthopaedic corrective surgery
Orthopaedics | Trauma - Extramedullary fixation | Fixation screw | Headless compression screw | Medartis | 3.0 Cannulated ComprScrew30mm,HD10 | A-5881.30 | Standalone | DE0016581 | Patients requiring fracture fixation or orthopaedic corrective surgery
Orthopaedics | Trauma - Extramedullary fixation | Fixation screw | Headless compression screw | Medartis | 3.0 Cannulated ComprScrew32mm,HD10 | A-5881.32 | Standalone | DE0016581 | Patients requiring fracture fixation or orthopaedic corrective surgery
Orthopaedics | Trauma - Extramedullary fixation | Fixation screw | Headless compression screw | Medartis | 3.0 Cannulated ComprScrew34mm,HD10 | A-5881.34 | Standalone | DE0016581 | Patients requiring fracture fixation or orthopaedic corrective surgery
Orthopaedics | Trauma - Extramedullary fixation | Fixation screw | Headless compression screw | Medartis | 3.0 Cannulated ComprScrew36mm,HD10 | A-5881.36 | Standalone | DE0016581 | Patients requiring fracture fixation or orthopaedic corrective surgery
Orthopaedics | Trauma - Extramedullary fixation | Fixation screw | Headless compression screw | Medartis | 3.0 Cannulated ComprScrew38mm,HD10 | A-5881.38 | Standalone | DE0016581 | Patients requiring fracture fixation or orthopaedic corrective surgery
Orthopaedics | Trauma - Extramedullary fixation | Fixation screw | Headless compression screw | Medartis | 3.0 Cannulated ComprScrew40mm,HD10 | A-5881.40 | Standalone | DE0016581 | Patients requiring fracture fixation or orthopaedic corrective surgery
Orthopaedics | Trauma - Extramedullary fixation | Fixation screw | Headless compression screw | Medartis | 4.0 CCS Short Thread 16/04mm, 1/Pkg | A-8110.16 | Standalone | DE0016581 | Patients requiring fracture fixation or orthopaedic corrective surgery
Orthopaedics | Trauma - Extramedullary fixation | Fixation screw | Headless compression screw | Medartis | 4.0 CCS Short Thread 18/04mm, 1/Pkg | A-8110.18 | Standalone | DE0016581 | Patients requiring fracture fixation or orthopaedic corrective surgery
Orthopaedics | Trauma - Extramedullary fixation | Fixation screw | Headless compression screw | Medartis | 4.0 CCS Short Thread 20/04mm, 1/Pkg | A-8110.20 | Standalone | DE0016581 | Patients requiring fracture fixation or orthopaedic corrective surgery
Orthopaedics | Trauma - Extramedullary fixation | Fixation screw | Headless compression screw | Medartis | 4.0 CCS Short Thread 22/05mm, 1/Pkg | A-8110.22 | Standalone | DE0016581 | Patients requiring fracture fixation or orthopaedic corrective surgery
Orthopaedics | Trauma - Extramedullary fixation | Fixation screw | Headless compression screw | Medartis | 4.0 CCS Short Thread 24/05mm, 1/Pkg | A-8110.24 | Standalone | DE0016581 | Patients requiring fracture fixation or orthopaedic corrective surgery
Orthopaedics | Trauma - Extramedullary fixation | Fixation screw | Headless compression screw | Medartis | 4.0 CCS Short Thread 26/05mm, 1/Pkg | A-8110.26 | Standalone | DE0016581 | Patients requiring fracture fixation or orthopaedic corrective surgery
Orthopaedics | Trauma - Extramedullary fixation | Fixation screw | Headless compression screw | Medartis | 4.0 CCS Short Thread 28/06mm, 1/Pkg | A-8110.28 | Standalone | DE0016581 | Patients requiring fracture fixation or orthopaedic corrective surgery
Orthopaedics | Trauma - Extramedullary fixation | Fixation screw | Headless compression screw | Medartis | 4.0 CCS Short Thread 30/06mm, 1/Pkg | A-8110.30 | Standalone | DE0016581 | Patients requiring fracture fixation or orthopaedic corrective surgery
Orthopaedics | Trauma - Extramedullary fixation | Fixation screw | Headless compression screw | Medartis | 4.0 CCS Short Thread 32/07mm, 1/Pkg | A-8110.32 | Standalone | DE0016581 | Patients requiring fracture fixation or orthopaedic corrective surgery
Orthopaedics | Trauma - Extramedullary fixation | Fixation screw | Headless compression screw | Medartis | 4.0 CCS Short Thread 34/07mm, 1/Pkg | A-8110.34 | Standalone | DE0016581 | Patients requiring fracture fixation or orthopaedic corrective surgery
Orthopaedics | Trauma - Extramedullary fixation | Fixation screw | Headless compression screw | Medartis | 4.0 CCS Short Thread 36/07mm, 1/Pkg | A-8110.36 | Standalone | DE0016581 | Patients requiring fracture fixation or orthopaedic corrective surgery
Orthopaedics | Trauma - Extramedullary fixation | Fixation screw | Headless compression screw | Medartis | 4.0 CCS Short Thread 38/08mm, 1/Pkg | A-8110.38 | Standalone | DE0016581 | Patients requiring fracture fixation or orthopaedic corrective surgery
Orthopaedics | Trauma - Extramedullary fixation | Fixation screw | Headless compression screw | Medartis | 4.0 CCS Short Thread 40/08mm, 1/Pkg | A-8110.40 | Standalone | DE0016581 | Patients requiring fracture fixation or orthopaedic corrective surgery
Orthopaedics | Trauma - Extramedullary fixation | Fixation screw | Headless compression screw | Medartis | 4.0 CCS Short Thread 42/09mm, 1/Pkg | A-8110.42 | Standalone | DE0016581 | Patients requiring fracture fixation or orthopaedic corrective surgery
Orthopaedics | Trauma - Extramedullary fixation | Fixation screw | Headless compression screw | Medartis | 4.0 CCS Short Thread 44/09mm, 1/Pkg | A-8110.44 | Standalone | DE0016581 | Patients requiring fracture fixation or orthopaedic corrective surgery
Orthopaedics | Trauma - Extramedullary fixation | Fixation screw | Headless compression screw | Medartis | 4.0 CCS Short Thread 46/09mm, 1/Pkg | A-8110.46 | Standalone | DE0016581 | Patients requiring fracture fixation or orthopaedic corrective surgery
Orthopaedics | Trauma - Extramedullary fixation | Fixation screw | Headless compression screw | Medartis | 4.0 CCS Short Thread 48/10mm, 1/Pkg | A-8110.48 | Standalone | DE0016581 | Patients requiring fracture fixation or orthopaedic corrective surgery
Orthopaedics | Trauma - Extramedullary fixation | Fixation screw | Headless compression screw | Medartis | 4.0 CCS Short Thread 50/10mm, 1/Pkg | A-8110.50 | Standalone | DE0016581 | Patients requiring fracture fixation or orthopaedic corrective surgery
Orthopaedics | Trauma - Extramedullary fixation | Fixation screw | Headless compression screw | Medartis | 4.0 CCS Short Thread 55/11mm, 1/Pkg | A-8110.55 | Standalone | DE0016581 | Patients requiring fracture fixation or orthopaedic corrective surgery
Orthopaedics | Trauma - Extramedullary fixation | Fixation screw | Headless compression screw | Medartis | 4.0 CCS Short Thread 60/12mm, 1/Pkg | A-8110.60 | Standalone | DE0016581 | Patients requiring fracture fixation or orthopaedic corrective surgery
Orthopaedics | Trauma - Extramedullary fixation | Fixation screw | Headless compression screw | Medartis | 4.0 CCS Long Thread 20/08mm, 1/Pkg | A-8111.20 | Standalone | DE0016581 | Patients requiring fracture fixation or orthopaedic corrective surgery
Orthopaedics | Trauma - Extramedullary fixation | Fixation screw | Headless compression screw | Medartis | 4.0 CCS Long Thread 22/09mm, 1/Pkg | A-8111.22 | Standalone | DE0016581 | Patients requiring fracture fixation or orthopaedic corrective surgery
Orthopaedics | Trauma - Extramedullary fixation | Fixation screw | Headless compression screw | Medartis | 4.0 CCS Long Thread 24/10mm, 1/Pkg | A-8111.24 | Standalone | DE0016581 | Patients requiring fracture fixation or orthopaedic corrective surgery
Orthopaedics | Trauma - Extramedullary fixation | Fixation screw | Headless compression screw | Medartis | 4.0 CCS Long Thread 26/11mm, 1/Pkg | A-8111.26 | Standalone | DE0016581 | Patients requiring fracture fixation or orthopaedic corrective surgery
Orthopaedics | Trauma - Extramedullary fixation | Fixation screw | Headless compression screw | Medartis | 4.0 CCS Long Thread 28/11mm, 1/Pkg | A-8111.28 | Standalone | DE0016581 | Patients requiring fracture fixation or orthopaedic corrective surgery
Orthopaedics | Trauma - Extramedullary fixation | Fixation screw | Headless compression screw | Medartis | 4.0 CCS Long Thread 30/12mm, 1/Pkg | A-8111.30 | Standalone | DE0016581 | Patients requiring fracture fixation or orthopaedic corrective surgery
Orthopaedics | Trauma - Extramedullary fixation | Fixation screw | Headless compression screw | Medartis | 4.0 CCS Long Thread 32/13mm, 1/Pkg | A-8111.32 | Standalone | DE0016581 | Patients requiring fracture fixation or orthopaedic corrective surgery
Orthopaedics | Trauma - Extramedullary fixation | Fixation screw | Headless compression screw | Medartis | 4.0 CCS Long Thread 34/14mm, 1/Pkg | A-8111.34 | Standalone | DE0016581 | Patients requiring fracture fixation or orthopaedic corrective surgery
Orthopaedics | Trauma - Extramedullary fixation | Fixation screw | Headless compression screw | Medartis | 4.0 CCS Long Thread 36/14mm, 1/Pkg | A-8111.36 | Standalone | DE0016581 | Patients requiring fracture fixation or orthopaedic corrective surgery
Orthopaedics | Trauma - Extramedullary fixation | Fixation screw | Headless compression screw | Medartis | 4.0 CCS Long Thread 38/15mm, 1/Pkg | A-8111.38 | Standalone | DE0016581 | Patients requiring fracture fixation or orthopaedic corrective surgery
Orthopaedics | Trauma - Extramedullary fixation | Fixation screw | Headless compression screw | Medartis | 4.0 CCS Long Thread 40/16mm, 1/Pkg | A-8111.40 | Standalone | DE0016581 | Patients requiring fracture fixation or orthopaedic corrective surgery
Orthopaedics | Trauma - Extramedullary fixation | Fixation screw | Headless compression screw | Medartis | 4.0 CCS Long Thread 42/17mm, 1/Pkg | A-8111.42 | Standalone | DE0016581 | Patients requiring fracture fixation or orthopaedic corrective surgery
Orthopaedics | Trauma - Extramedullary fixation | Fixation screw | Headless compression screw | Medartis | 4.0 CCS Long Thread 44/18mm, 1/Pkg | A-8111.44 | Standalone | DE0016581 | Patients requiring fracture fixation or orthopaedic corrective surgery
Orthopaedics | Trauma - Extramedullary fixation | Fixation screw | Headless compression screw | Medartis | 4.0 CCS Long Thread 46/19mm, 1/Pkg | A-8111.46 | Standalone | DE0016581 | Patients requiring fracture fixation or orthopaedic corrective surgery
Orthopaedics | Trauma - Extramedullary fixation | Fixation screw | Headless compression screw | Medartis | 4.0 CCS Long Thread 48/19mm, 1/Pkg | A-8111.48 | Standalone | DE0016581 | Patients requiring fracture fixation or orthopaedic corrective surgery
Orthopaedics | Trauma - Extramedullary fixation | Fixation screw | Headless compression screw | Medartis | 4.0 CCS Long Thread 50/20mm, 1/Pkg | A-8111.50 | Standalone | DE0016581 | Patients requiring fracture fixation or orthopaedic corrective surgery
Orthopaedics | Trauma - Extramedullary fixation | Fixation screw | Headless compression screw | Medartis | 4.0 CCS Long Thread 55/22mm, 1/Pkg | A-8111.55 | Standalone | DE0016581 | Patients requiring fracture fixation or orthopaedic corrective surgery
Orthopaedics | Trauma - Extramedullary fixation | Fixation screw | Headless compression screw | Medartis | 4.0 CCS Long Thread 60/24mm, 1/Pkg | A-8111.60 | Standalone | DE0016581 | Patients requiring fracture fixation or orthopaedic corrective surgery
Orthopaedics | Trauma - Extramedullary fixation | Fixation screw | Headless compression screw | Medartis | 4.0 CCS Fully Threaded 16mm, 1/Pkg | A-8112.16 | Standalone | DE0016581 | Patients requiring fracture fixation or orthopaedic corrective surgery
Orthopaedics | Trauma - Extramedullary fixation | Fixation screw | Headless compression screw | Medartis | 4.0 CCS Fully Threaded 18mm, 1/Pkg | A-8112.18 | Standalone | DE0016581 | Patients requiring fracture fixation or orthopaedic corrective surgery
Orthopaedics | Trauma - Extramedullary fixation | Fixation screw | Headless compression screw | Medartis | 4.0 CCS Fully Threaded 20mm, 1/Pkg | A-8112.20 | Standalone | DE0016581 | Patients requiring fracture fixation or orthopaedic corrective surgery
Orthopaedics | Trauma - Extramedullary fixation | Fixation screw | Headless compression screw | Medartis | 4.0 CCS Fully Threaded 22mm, 1/Pkg | A-8112.22 | Standalone | DE0016581 | Patients requiring fracture fixation or orthopaedic corrective surgery
Orthopaedics | Trauma - Extramedullary fixation | Fixation screw | Headless compression screw | Medartis | 4.0 CCS Fully Threaded 24mm, 1/Pkg | A-8112.24 | Standalone | DE0016581 | Patients requiring fracture fixation or orthopaedic corrective surgery
Orthopaedics | Trauma - Extramedullary fixation | Fixation screw | Headless compression screw | Medartis | 4.0 CCS Fully Threaded 26mm, 1/Pkg | A-8112.26 | Standalone | DE0016581 | Patients requiring fracture fixation or orthopaedic corrective surgery
Orthopaedics | Trauma - Extramedullary fixation | Fixation screw | Headless compression screw | Medartis | 4.0 CCS Fully Threaded 28mm, 1/Pkg | A-8112.28 | Standalone | DE0016581 | Patients requiring fracture fixation or orthopaedic corrective surgery
Orthopaedics | Trauma - Extramedullary fixation | Fixation screw | Headless compression screw | Medartis | 4.0 CCS Fully Threaded 30mm, 1/Pkg | A-8112.30 | Standalone | DE0016581 | Patients requiring fracture fixation or orthopaedic corrective surgery
Orthopaedics | Trauma - Extramedullary fixation | Fixation screw | Headless compression screw | Medartis | 4.0 CCS Fully Threaded 32mm, 1/Pkg | A-8112.32 | Standalone | DE0016581 | Patients requiring fracture fixation or orthopaedic corrective surgery
Orthopaedics | Trauma - Extramedullary fixation | Fixation screw | Headless compression screw | Medartis | 4.0 CCS Fully Threaded 34mm, 1/Pkg | A-8112.34 | Standalone | DE0016581 | Patients requiring fracture fixation or orthopaedic corrective surgery
Orthopaedics | Trauma - Extramedullary fixation | Fixation screw | Headless compression screw | Medartis | 4.0 CCS Fully Threaded 36mm, 1/Pkg | A-8112.36 | Standalone | DE0016581 | Patients requiring fracture fixation or orthopaedic corrective surgery
Orthopaedics | Trauma - Extramedullary fixation | Fixation screw | Headless compression screw | Medartis | 4.0 CCS Fully Threaded 38mm, 1/Pkg | A-8112.38 | Standalone | DE0016581 | Patients requiring fracture fixation or orthopaedic corrective surgery
Orthopaedics | Trauma - Extramedullary fixation | Fixation screw | Headless compression screw | Medartis | 4.0 CCS Fully Threaded 40mm, 1/Pkg | A-8112.40 | Standalone | DE0016581 | Patients requiring fracture fixation or orthopaedic corrective surgery
Orthopaedics | Trauma - Extramedullary fixation | Fixation screw | Headless compression screw | Medartis | 4.0 CCS Fully Threaded 42mm, 1/Pkg | A-8112.42 | Standalone | DE0016581 | Patients requiring fracture fixation or orthopaedic corrective surgery
Orthopaedics | Trauma - Extramedullary fixation | Fixation screw | Headless compression screw | Medartis | 4.0 CCS Fully Threaded 44mm, 1/Pkg | A-8112.44 | Standalone | DE0016581 | Patients requiring fracture fixation or orthopaedic corrective surgery
Orthopaedics | Trauma - Extramedullary fixation | Fixation screw | Headless compression screw | Medartis | 4.0 CCS Fully Threaded 46mm, 1/Pkg | A-8112.46 | Standalone | DE0016581 | Patients requiring fracture fixation or orthopaedic corrective surgery
Orthopaedics | Trauma - Extramedullary fixation | Fixation screw | Headless compression screw | Medartis | 4.0 CCS Fully Threaded 48mm, 1/Pkg | A-8112.48 | Standalone | DE0016581 | Patients requiring fracture fixation or orthopaedic corrective surgery
Orthopaedics | Trauma - Extramedullary fixation | Fixation screw | Headless compression screw | Medartis | 4.0 CCS Fully Threaded 50mm, 1/Pkg | A-8112.50 | Standalone | DE0016581 | Patients requiring fracture fixation or orthopaedic corrective surgery
Orthopaedics | Trauma - Extramedullary fixation | Fixation screw | Headless compression screw | Medartis | 4.0 CCS Fully Threaded 55mm, 1/Pkg | A-8112.55 | Standalone | DE0016581 | Patients requiring fracture fixation or orthopaedic corrective surgery
Orthopaedics | Trauma - Extramedullary fixation | Fixation screw | Headless compression screw | Medartis | 4.0 CCS Fully Threaded 60mm, 1/Pkg | A-8112.60 | Standalone | DE0016581 | Patients requiring fracture fixation or orthopaedic corrective surgery
Orthopaedics | Trauma - Extramedullary fixation | Fixation screw | Headless compression screw | Medartis | 5.0 CCS Screw 24mm, HD15 | A-8210.24 | Standalone | DE0016581 | Patients requiring fracture fixation or orthopaedic corrective surgery
Orthopaedics | Trauma - Extramedullary fixation | Fixation screw | Headless compression screw | Medartis | 5.0 CCS Screw 26mm, HD15 | A-8210.26 | Standalone | DE0016581 | Patients requiring fracture fixation or orthopaedic corrective surgery
Orthopaedics | Trauma - Extramedullary fixation | Fixation screw | Headless compression screw | Medartis | 5.0 CCS Screw 28mm, HD15 | A-8210.28 | Standalone | DE0016581 | Patients requiring fracture fixation or orthopaedic corrective surgery
Orthopaedics | Trauma - Extramedullary fixation | Fixation screw | Headless compression screw | Medartis | 5.0 CCS Screw 30mm, HD15 | A-8210.30 | Standalone | DE0016581 | Patients requiring fracture fixation or orthopaedic corrective surgery
Orthopaedics | Trauma - Extramedullary fixation | Fixation screw | Headless compression screw | Medartis | 5.0 CCS Screw 32mm, HD15 | A-8210.32 | Standalone | DE0016581 | Patients requiring fracture fixation or orthopaedic corrective surgery
Orthopaedics | Trauma - Extramedullary fixation | Fixation screw | Headless compression screw | Medartis | 5.0 CCS Screw 34mm, HD15 | A-8210.34 | Standalone | DE0016581 | Patients requiring fracture fixation or orthopaedic corrective surgery
Orthopaedics | Trauma - Extramedullary fixation | Fixation screw | Headless compression screw | Medartis | 5.0 CCS Screw 36mm, HD15 | A-8210.36 | Standalone | DE0016581 | Patients requiring fracture fixation or orthopaedic corrective surgery
Orthopaedics | Trauma - Extramedullary fixation | Fixation screw | Headless compression screw | Medartis | 5.0 CCS Screw 38mm, HD15 | A-8210.38 | Standalone | DE0016581 | Patients requiring fracture fixation or orthopaedic corrective surgery
Orthopaedics | Trauma - Extramedullary fixation | Fixation screw | Headless compression screw | Medartis | 5.0 CCS Screw 40mm, HD15 | A-8210.40 | Standalone | DE0016581 | Patients requiring fracture fixation or orthopaedic corrective surgery
Orthopaedics | Trauma - Extramedullary fixation | Fixation screw | Headless compression screw | Medartis | 5.0 CCS Screw 45mm, HD15 | A-8210.45 | Standalone | DE0016581 | Patients requiring fracture fixation or orthopaedic corrective surgery
Orthopaedics | Trauma - Extramedullary fixation | Fixation screw | Headless compression screw | Medartis | 5.0 CCS Screw 50mm, HD15 | A-8210.50 | Standalone | DE0016581 | Patients requiring fracture fixation or orthopaedic corrective surgery
Orthopaedics | Trauma - Extramedullary fixation | Fixation screw | Headless compression screw | Medartis | 5.0 CCS Screw 55mm, HD15 | A-8210.55 | Standalone | DE0016581 | Patients requiring fracture fixation or orthopaedic corrective surgery
Orthopaedics | Trauma - Extramedullary fixation | Fixation screw | Headless compression screw | Medartis | 5.0 CCS Screw 60mm, HD15 | A-8210.60 | Standalone | DE0016581 | Patients requiring fracture fixation or orthopaedic corrective surgery
Orthopaedics | Trauma - Extramedullary fixation | Fixation screw | Headless compression screw | Medartis | 5.0 CCS Screw 65mm, HD15 | A-8210.65 | Standalone | DE0016581 | Patients requiring fracture fixation or orthopaedic corrective surgery
Orthopaedics | Trauma - Extramedullary fixation | Fixation screw | Headless compression screw | Medartis | 5.0 CCS Screw 70mm, HD15 | A-8210.70 | Standalone | DE0016581 | Patients requiring fracture fixation or orthopaedic corrective surgery
Orthopaedics | Trauma - Extramedullary fixation | Fixation screw | Headless compression screw | Medartis | 5.0 CCS Screw 30mm, HD15 | A-8211.30 | Standalone | DE0016581 | Patients requiring fracture fixation or orthopaedic corrective surgery
Orthopaedics | Trauma - Extramedullary fixation | Fixation screw | Headless compression screw | Medartis | 5.0 CCS Screw 32mm, HD15 | A-8211.32 | Standalone | DE0016581 | Patients requiring fracture fixation or orthopaedic corrective surgery
Orthopaedics | Trauma - Extramedullary fixation | Fixation screw | Headless compression screw | Medartis | 5.0 CCS Screw 34mm, HD15 | A-8211.34 | Standalone | DE0016581 | Patients requiring fracture fixation or orthopaedic corrective surgery
Orthopaedics | Trauma - Extramedullary fixation | Fixation screw | Headless compression screw | Medartis | 5.0 CCS Screw 36mm, HD15 | A-8211.36 | Standalone | DE0016581 | Patients requiring fracture fixation or orthopaedic corrective surgery
Orthopaedics | Trauma - Extramedullary fixation | Fixation screw | Headless compression screw | Medartis | 5.0 CCS Screw 38mm, HD15 | A-8211.38 | Standalone | DE0016581 | Patients requiring fracture fixation or orthopaedic corrective surgery
Orthopaedics | Trauma - Extramedullary fixation | Fixation screw | Headless compression screw | Medartis | 5.0 CCS Screw 40mm, HD15 | A-8211.40 | Standalone | DE0016581 | Patients requiring fracture fixation or orthopaedic corrective surgery
Orthopaedics | Trauma - Extramedullary fixation | Fixation screw | Headless compression screw | Medartis | 5.0 CCS Screw 45mm, HD15 | A-8211.45 | Standalone | DE0016581 | Patients requiring fracture fixation or orthopaedic corrective surgery
Orthopaedics | Trauma - Extramedullary fixation | Fixation screw | Headless compression screw | Medartis | 5.0 CCS Screw 50mm, HD15 | A-8211.50 | Standalone | DE0016581 | Patients requiring fracture fixation or orthopaedic corrective surgery
Orthopaedics | Trauma - Extramedullary fixation | Fixation screw | Headless compression screw | Medartis | 5.0 CCS Screw 55mm, HD15 | A-8211.55 | Standalone | DE0016581 | Patients requiring fracture fixation or orthopaedic corrective surgery
Orthopaedics | Trauma - Extramedullary fixation | Fixation screw | Headless compression screw | Medartis | 5.0 CCS Screw 60mm, HD15 | A-8211.60 | Standalone | DE0016581 | Patients requiring fracture fixation or orthopaedic corrective surgery
Orthopaedics | Trauma - Extramedullary fixation | Fixation screw | Headless compression screw | Medartis | 5.0 CCS Screw 65mm, HD15 | A-8211.65 | Standalone | DE0016581 | Patients requiring fracture fixation or orthopaedic corrective surgery
Orthopaedics | Trauma - Extramedullary fixation | Fixation screw | Headless compression screw | Medartis | 5.0 CCS Screw 70mm, HD15 | A-8211.70 | Standalone | DE0016581 | Patients requiring fracture fixation or orthopaedic corrective surgery
Orthopaedics | Trauma - Extramedullary fixation | Fixation screw | Headless compression screw | Medartis | 5.0 CCS Screw 24mm, HD15 | A-8212.24 | Standalone | DE0016581 | Patients requiring fracture fixation or orthopaedic corrective surgery
Orthopaedics | Trauma - Extramedullary fixation | Fixation screw | Headless compression screw | Medartis | 5.0 CCS Screw 26mm, HD15 | A-8212.26 | Standalone | DE0016581 | Patients requiring fracture fixation or orthopaedic corrective surgery
Orthopaedics | Trauma - Extramedullary fixation | Fixation screw | Headless compression screw | Medartis | 5.0 CCS Screw 28mm, HD15 | A-8212.28 | Standalone | DE0016581 | Patients requiring fracture fixation or orthopaedic corrective surgery
Orthopaedics | Trauma - Extramedullary fixation | Fixation screw | Headless compression screw | Medartis | 5.0 CCS Screw 30mm, HD15 | A-8212.30 | Standalone | DE0016581 | Patients requiring fracture fixation or orthopaedic corrective surgery
Orthopaedics | Trauma - Extramedullary fixation | Fixation screw | Headless compression screw | Medartis | 5.0 CCS Screw 32mm, HD15 | A-8212.32 | Standalone | DE0016581 | Patients requiring fracture fixation or orthopaedic corrective surgery
Orthopaedics | Trauma - Extramedullary fixation | Fixation screw | Headless compression screw | Medartis | 5.0 CCS Screw 34mm, HD15 | A-8212.34 | Standalone | DE0016581 | Patients requiring fracture fixation or orthopaedic corrective surgery
Orthopaedics | Trauma - Extramedullary fixation | Fixation screw | Headless compression screw | Medartis | 5.0 CCS Screw 36mm, HD15 | A-8212.36 | Standalone | DE0016581 | Patients requiring fracture fixation or orthopaedic corrective surgery
Orthopaedics | Trauma - Extramedullary fixation | Fixation screw | Headless compression screw | Medartis | 5.0 CCS Screw 38mm, HD15 | A-8212.38 | Standalone | DE0016581 | Patients requiring fracture fixation or orthopaedic corrective surgery
Orthopaedics | Trauma - Extramedullary fixation | Fixation screw | Headless compression screw | Medartis | 5.0 CCS Screw 40mm, HD15 | A-8212.40 | Standalone | DE0016581 | Patients requiring fracture fixation or orthopaedic corrective surgery
Orthopaedics | Trauma - Extramedullary fixation | Fixation screw | Headless compression screw | Medartis | 5.0 CCS Screw 45mm, HD15 | A-8212.45 | Standalone | DE0016581 | Patients requiring fracture fixation or orthopaedic corrective surgery
Orthopaedics | Trauma - Extramedullary fixation | Fixation screw | Headless compression screw | Medartis | 5.0 CCS Screw 50mm, HD15 | A-8212.50 | Standalone | DE0016581 | Patients requiring fracture fixation or orthopaedic corrective surgery
Orthopaedics | Trauma - Extramedullary fixation | Fixation screw | Headless compression screw | Medartis | 5.0 CCS Screw 55mm, HD15 | A-8212.55 | Standalone | DE0016581 | Patients requiring fracture fixation or orthopaedic corrective surgery
Orthopaedics | Trauma - Extramedullary fixation | Fixation screw | Headless compression screw | Medartis | 5.0 CCS Screw 60mm, HD15 | A-8212.60 | Standalone | DE0016581 | Patients requiring fracture fixation or orthopaedic corrective surgery
Orthopaedics | Trauma - Extramedullary fixation | Fixation screw | Headless compression screw | Medartis | 5.0 CCS Screw 65mm, HD15 | A-8212.65 | Standalone | DE0016581 | Patients requiring fracture fixation or orthopaedic corrective surgery
Orthopaedics | Trauma - Extramedullary fixation | Fixation screw | Headless compression screw | Medartis | 5.0 CCS Screw 70mm, HD15 | A-8212.70 | Standalone | DE0016581 | Patients requiring fracture fixation or orthopaedic corrective surgery
Orthopaedics | Trauma - Extramedullary fixation | Fixation screw | Headless compression screw | Medartis | 7.0 CCS Screw 100mm, HD25 | A-8410.100 | Standalone | DE0016581 | Patients requiring fracture fixation or orthopaedic corrective surgery
Orthopaedics | Trauma - Extramedullary fixation | Fixation screw | Headless compression screw | Medartis | 7.0 CCS Screw 105mm, HD25 | A-8410.105 | Standalone | DE0016581 | Patients requiring fracture fixation or orthopaedic corrective surgery
Orthopaedics | Trauma - Extramedullary fixation | Fixation screw | Headless compression screw | Medartis | 7.0 CCS Screw 110mm, HD25 | A-8410.110 | Standalone | DE0016581 | Patients requiring fracture fixation or orthopaedic corrective surgery
Orthopaedics | Trauma - Extramedullary fixation | Fixation screw | Headless compression screw | Medartis | 7.0 CCS Screw 120mm, HD25 | A-8410.120 | Standalone | DE0016581 | Patients requiring fracture fixation or orthopaedic corrective surgery
Orthopaedics | Trauma - Extramedullary fixation | Fixation screw | Headless compression screw | Medartis | 7.0 CCS Screw 130mm, HD25 | A-8410.130 | Standalone | DE0016581 | Patients requiring fracture fixation or orthopaedic corrective surgery
Orthopaedics | Trauma - Extramedullary fixation | Fixation screw | Headless compression screw | Medartis | 7.0 CCS Screw 140mm, HD25 | A-8410.140 | Standalone | DE0016581 | Patients requiring fracture fixation or orthopaedic corrective surgery
Orthopaedics | Trauma - Extramedullary fixation | Fixation screw | Headless compression screw | Medartis | 7.0 CCS Screw 40mm, HD25 | A-8410.40 | Standalone | DE0016581 | Patients requiring fracture fixation or orthopaedic corrective surgery
Orthopaedics | Trauma - Extramedullary fixation | Fixation screw | Headless compression screw | Medartis | 7.0 CCS Screw 45mm, HD25 | A-8410.45 | Standalone | DE0016581 | Patients requiring fracture fixation or orthopaedic corrective surgery
Orthopaedics | Trauma - Extramedullary fixation | Fixation screw | Headless compression screw | Medartis | 7.0 CCS Screw 50mm, HD25 | A-8410.50 | Standalone | DE0016581 | Patients requiring fracture fixation or orthopaedic corrective surgery
Orthopaedics | Trauma - Extramedullary fixation | Fixation screw | Headless compression screw | Medartis | 7.0 CCS Screw 55mm, HD25 | A-8410.55 | Standalone | DE0016581 | Patients requiring fracture fixation or orthopaedic corrective surgery
Orthopaedics | Trauma - Extramedullary fixation | Fixation screw | Headless compression screw | Medartis | 7.0 CCS Screw 60mm, HD25 | A-8410.60 | Standalone | DE0016581 | Patients requiring fracture fixation or orthopaedic corrective surgery
Orthopaedics | Trauma - Extramedullary fixation | Fixation screw | Headless compression screw | Medartis | 7.0 CCS Screw 65mm, HD25 | A-8410.65 | Standalone | DE0016581 | Patients requiring fracture fixation or orthopaedic corrective surgery
Orthopaedics | Trauma - Extramedullary fixation | Fixation screw | Headless compression screw | Medartis | 7.0 CCS Screw 70mm, HD25 | A-8410.70 | Standalone | DE0016581 | Patients requiring fracture fixation or orthopaedic corrective surgery
Orthopaedics | Trauma - Extramedullary fixation | Fixation screw | Headless compression screw | Medartis | 7.0 CCS Screw 75mm, HD25 | A-8410.75 | Standalone | DE0016581 | Patients requiring fracture fixation or orthopaedic corrective surgery
Orthopaedics | Trauma - Extramedullary fixation | Fixation screw | Headless compression screw | Medartis | 7.0 CCS Screw 80mm, HD25 | A-8410.80 | Standalone | DE0016581 | Patients requiring fracture fixation or orthopaedic corrective surgery
Orthopaedics | Trauma - Extramedullary fixation | Fixation screw | Headless compression screw | Medartis | 7.0 CCS Screw 85mm, HD25 | A-8410.85 | Standalone | DE0016581 | Patients requiring fracture fixation or orthopaedic corrective surgery
Orthopaedics | Trauma - Extramedullary fixation | Fixation screw | Headless compression screw | Medartis | 7.0 CCS Screw 90mm, HD25 | A-8410.90 | Standalone | DE0016581 | Patients requiring fracture fixation or orthopaedic corrective surgery
Orthopaedics | Trauma - Extramedullary fixation | Fixation screw | Headless compression screw | Medartis | 7.0 CCS Screw 95mm, HD25 | A-8410.95 | Standalone | DE0016581 | Patients requiring fracture fixation or orthopaedic corrective surgery
Orthopaedics | Trauma - Extramedullary fixation | Fixation screw | Headless compression screw | Medartis | 7.0 CCS Screw 100mm, HD25 | A-8411.100 | Standalone | DE0016581 | Patients requiring fracture fixation or orthopaedic corrective surgery
Orthopaedics | Trauma - Extramedullary fixation | Fixation screw | Headless compression screw | Medartis | 7.0 CCS Screw 105mm, HD25 | A-8411.105 | Standalone | DE0016581 | Patients requiring fracture fixation or orthopaedic corrective surgery
Orthopaedics | Trauma - Extramedullary fixation | Fixation screw | Headless compression screw | Medartis | 7.0 CCS Screw 110mm, HD25 | A-8411.110 | Standalone | DE0016581 | Patients requiring fracture fixation or orthopaedic corrective surgery
Orthopaedics | Trauma - Extramedullary fixation | Fixation screw | Headless compression screw | Medartis | 7.0 CCS Screw 120mm, HD25 | A-8411.120 | Standalone | DE0016581 | Patients requiring fracture fixation or orthopaedic corrective surgery
Orthopaedics | Trauma - Extramedullary fixation | Fixation screw | Headless compression screw | Medartis | 7.0 CCS Screw 130mm, HD25 | A-8411.130 | Standalone | DE0016581 | Patients requiring fracture fixation or orthopaedic corrective surgery
Orthopaedics | Trauma - Extramedullary fixation | Fixation screw | Headless compression screw | Medartis | 7.0 CCS Screw 140mm, HD25 | A-8411.140 | Standalone | DE0016581 | Patients requiring fracture fixation or orthopaedic corrective surgery
Orthopaedics | Trauma - Extramedullary fixation | Fixation screw | Headless compression screw | Medartis | 7.0 CCS Screw 40mm, HD25 | A-8411.40 | Standalone | DE0016581 | Patients requiring fracture fixation or orthopaedic corrective surgery
Orthopaedics | Trauma - Extramedullary fixation | Fixation screw | Headless compression screw | Medartis | 7.0 CCS Screw 45mm, HD25 | A-8411.45 | Standalone | DE0016581 | Patients requiring fracture fixation or orthopaedic corrective surgery
Orthopaedics | Trauma - Extramedullary fixation | Fixation screw | Headless compression screw | Medartis | 7.0 CCS Screw 50mm, HD25 | A-8411.50 | Standalone | DE0016581 | Patients requiring fracture fixation or orthopaedic corrective surgery
Orthopaedics | Trauma - Extramedullary fixation | Fixation screw | Headless compression screw | Medartis | 7.0 CCS Screw 55mm, HD25 | A-8411.55 | Standalone | DE0016581 | Patients requiring fracture fixation or orthopaedic corrective surgery
Orthopaedics | Trauma - Extramedullary fixation | Fixation screw | Headless compression screw | Medartis | 7.0 CCS Screw 60mm, HD25 | A-8411.60 | Standalone | DE0016581 | Patients requiring fracture fixation or orthopaedic corrective surgery
Orthopaedics | Trauma - Extramedullary fixation | Fixation screw | Headless compression screw | Medartis | 7.0 CCS Screw 65mm, HD25 | A-8411.65 | Standalone | DE0016581 | Patients requiring fracture fixation or orthopaedic corrective surgery
Orthopaedics | Trauma - Extramedullary fixation | Fixation screw | Headless compression screw | Medartis | 7.0 CCS Screw 70mm, HD25 | A-8411.70 | Standalone | DE0016581 | Patients requiring fracture fixation or orthopaedic corrective surgery
Orthopaedics | Trauma - Extramedullary fixation | Fixation screw | Headless compression screw | Medartis | 7.0 CCS Screw 75mm, HD25 | A-8411.75 | Standalone | DE0016581 | Patients requiring fracture fixation or orthopaedic corrective surgery
Orthopaedics | Trauma - Extramedullary fixation | Fixation screw | Headless compression screw | Medartis | 7.0 CCS Screw 80mm, HD25 | A-8411.80 | Standalone | DE0016581 | Patients requiring fracture fixation or orthopaedic corrective surgery
Orthopaedics | Trauma - Extramedullary fixation | Fixation screw | Headless compression screw | Medartis | 7.0 CCS Screw 85mm, HD25 | A-8411.85 | Standalone | DE0016581 | Patients requiring fracture fixation or orthopaedic corrective surgery
Orthopaedics | Trauma - Extramedullary fixation | Fixation screw | Headless compression screw | Medartis | 7.0 CCS Screw 90mm, HD25 | A-8411.90 | Standalone | DE0016581 | Patients requiring fracture fixation or orthopaedic corrective surgery
Orthopaedics | Trauma - Extramedullary fixation | Fixation screw | Headless compression screw | Medartis | 7.0 CCS Screw 95mm, HD25 | A-8411.95 | Standalone | DE0016581 | Patients requiring fracture fixation or orthopaedic corrective surgery
Orthopaedics | Trauma - Extramedullary fixation | Fixation screw | Headless compression screw | Medartis | 7.0 CCS Screw 100mm, HD25 | A-8412.100 | Standalone | DE0016581 | Patients requiring fracture fixation or orthopaedic corrective surgery
Orthopaedics | Trauma - Extramedullary fixation | Fixation screw | Headless compression screw | Medartis | 7.0 CCS Screw 105mm, HD25 | A-8412.105 | Standalone | DE0016581 | Patients requiring fracture fixation or orthopaedic corrective surgery
Orthopaedics | Trauma - Extramedullary fixation | Fixation screw | Headless compression screw | Medartis | 7.0 CCS Screw 110mm, HD25 | A-8412.110 | Standalone | DE0016581 | Patients requiring fracture fixation or orthopaedic corrective surgery
Orthopaedics | Trauma - Extramedullary fixation | Fixation screw | Headless compression screw | Medartis | 7.0 CCS Screw 120mm, HD25 | A-8412.120 | Standalone | DE0016581 | Patients requiring fracture fixation or orthopaedic corrective surgery
Orthopaedics | Trauma - Extramedullary fixation | Fixation screw | Headless compression screw | Medartis | 7.0 CCS Screw 130mm, HD25 | A-8412.130 | Standalone | DE0016581 | Patients requiring fracture fixation or orthopaedic corrective surgery
Orthopaedics | Trauma - Extramedullary fixation | Fixation screw | Headless compression screw | Medartis | 7.0 CCS Screw 140mm, HD25 | A-8412.140 | Standalone | DE0016581 | Patients requiring fracture fixation or orthopaedic corrective surgery
Orthopaedics | Trauma - Extramedullary fixation | Fixation screw | Headless compression screw | Medartis | 7.0 CCS Screw 40mm, HD25 | A-8412.40 | Standalone | DE0016581 | Patients requiring fracture fixation or orthopaedic corrective surgery
Orthopaedics | Trauma - Extramedullary fixation | Fixation screw | Headless compression screw | Medartis | 7.0 CCS Screw 45mm, HD25 | A-8412.45 | Standalone | DE0016581 | Patients requiring fracture fixation or orthopaedic corrective surgery
Orthopaedics | Trauma - Extramedullary fixation | Fixation screw | Headless compression screw | Medartis | 7.0 CCS Screw 50mm, HD25 | A-8412.50 | Standalone | DE0016581 | Patients requiring fracture fixation or orthopaedic corrective surgery
Orthopaedics | Trauma - Extramedullary fixation | Fixation screw | Headless compression screw | Medartis | 7.0 CCS Screw 55mm, HD25 | A-8412.55 | Standalone | DE0016581 | Patients requiring fracture fixation or orthopaedic corrective surgery
Orthopaedics | Trauma - Extramedullary fixation | Fixation screw | Headless compression screw | Medartis | 7.0 CCS Screw 60mm, HD25 | A-8412.60 | Standalone | DE0016581 | Patients requiring fracture fixation or orthopaedic corrective surgery
Orthopaedics | Trauma - Extramedullary fixation | Fixation screw | Headless compression screw | Medartis | 7.0 CCS Screw 65mm, HD25 | A-8412.65 | Standalone | DE0016581 | Patients requiring fracture fixation or orthopaedic corrective surgery
Orthopaedics | Trauma - Extramedullary fixation | Fixation screw | Headless compression screw | Medartis | 7.0 CCS Screw 70mm, HD25 | A-8412.70 | Standalone | DE0016581 | Patients requiring fracture fixation or orthopaedic corrective surgery
Orthopaedics | Trauma - Extramedullary fixation | Fixation screw | Headless compression screw | Medartis | 7.0 CCS Screw 75mm, HD25 | A-8412.75 | Standalone | DE0016581 | Patients requiring fracture fixation or orthopaedic corrective surgery
Orthopaedics | Trauma - Extramedullary fixation | Fixation screw | Headless compression screw | Medartis | 7.0 CCS Screw 80mm, HD25 | A-8412.80 | Standalone | DE0016581 | Patients requiring fracture fixation or orthopaedic corrective surgery
Orthopaedics | Trauma - Extramedullary fixation | Fixation screw | Headless compression screw | Medartis | 7.0 CCS Screw 85mm, HD25 | A-8412.85 | Standalone | DE0016581 | Patients requiring fracture fixation or orthopaedic corrective surgery
Orthopaedics | Trauma - Extramedullary fixation | Fixation screw | Headless compression screw | Medartis | 7.0 CCS Screw 90mm, HD25 | A-8412.90 | Standalone | DE0016581 | Patients requiring fracture fixation or orthopaedic corrective surgery
Orthopaedics | Trauma - Extramedullary fixation | Fixation screw | Headless compression screw | Medartis | 7.0 CCS Screw 95mm, HD25 | A-8412.95 | Standalone | DE0016581 | Patients requiring fracture fixation or orthopaedic corrective surgery
Orthopaedics | Trauma - Extramedullary fixation | Plate accessories | Non-locking screw | Medartis | 1.5 SpeedTip Screw 08mm, HD4 | A-5210.08 | Standalone | DE0016441 | Patients requiring fracture fixation or orthopaedic corrective surgery
Orthopaedics | Trauma - Extramedullary fixation | Plate accessories | Non-locking screw | Medartis | 1.5 SpeedTip Screw 10mm, HD4 | A-5210.10 | Standalone | DE0016441 | Patients requiring fracture fixation or orthopaedic corrective surgery
Orthopaedics | Trauma - Extramedullary fixation | Plate accessories | Non-locking screw | Medartis | 1.5 SpeedTip Screw 12mm, HD4 | A-5210.12 | Standalone | DE0016441 | Patients requiring fracture fixation or orthopaedic corrective surgery
Orthopaedics | Trauma - Extramedullary fixation | Plate accessories | Non-locking screw | Medartis | 1.5 SpeedTip Screw 14mm, HD4 | A-5210.14 | Standalone | DE0016441 | Patients requiring fracture fixation or orthopaedic corrective surgery
Orthopaedics | Trauma - Extramedullary fixation | Plate accessories | Non-locking screw | Medartis | 2.0 SpeedTip C Screw 10mm, HD6 | A-5411.10 | Standalone | DE0018023 | Patients requiring fracture fixation or orthopaedic corrective surgery
Orthopaedics | Trauma - Extramedullary fixation | Plate accessories | Non-locking screw | Medartis | 2.0 SpeedTip C Screw 11mm, HD6 | A-5411.11 | Standalone | DE0018023 | Patients requiring fracture fixation or orthopaedic corrective surgery
Orthopaedics | Trauma - Extramedullary fixation | Plate accessories | Non-locking screw | Medartis | 2.0 SpeedTip C Screw 12mm, HD6 | A-5411.12 | Standalone | DE0018023 | Patients requiring fracture fixation or orthopaedic corrective surgery
Orthopaedics | Trauma - Extramedullary fixation | Plate accessories | Non-locking screw | Medartis | 2.0 SpeedTip C Screw 13mm, HD6 | A-5411.13 | Standalone | DE0018023 | Patients requiring fracture fixation or orthopaedic corrective surgery
Orthopaedics | Trauma - Extramedullary fixation | Fixation screw | Twist-off screw | Medartis | 2.0 SpeedTip C-Snap Screw 10mm,HD6 | A-5417.10 | Standalone | DE0018023 | Patients requiring fracture fixation or orthopaedic corrective surgery
Orthopaedics | Trauma - Extramedullary fixation | Fixation screw | Twist-off screw | Medartis | 2.0 SpeedTip C-Snap Screw 11mm,HD6 | A-5417.11 | Standalone | DE0018023 | Patients requiring fracture fixation or orthopaedic corrective surgery
Orthopaedics | Trauma - Extramedullary fixation | Fixation screw | Twist-off screw | Medartis | 2.0 SpeedTip C-Snap Screw 12mm,HD6 | A-5417.12 | Standalone | DE0018023 | Patients requiring fracture fixation or orthopaedic corrective surgery
Orthopaedics | Trauma - Extramedullary fixation | Fixation screw | Twist-off screw | Medartis | 2.0 SpeedTip C-Snap Screw 13mm,HD6 | A-5417.13 | Standalone | DE0018023 | Patients requiring fracture fixation or orthopaedic corrective surgery
Orthopaedics | Trauma - Extramedullary fixation | Plate accessories | Non-locking screw | Medartis | 2.8 SpeedTip C Screw 16mm, HD7 | A-5811.16 | Standalone | DE0018023 | Patients requiring fracture fixation or orthopaedic corrective surgery
Orthopaedics | Trauma - Extramedullary fixation | Plate accessories | Non-locking screw | Medartis | 2.8 SpeedTip C Screw 18mm, HD7 | A-5811.18 | Standalone | DE0018023 | Patients requiring fracture fixation or orthopaedic corrective surgery
Orthopaedics | Trauma - Extramedullary fixation | Plate accessories | Non-locking screw | Medartis | 2.8 SpeedTip C Screw 20mm, HD7 | A-5811.20 | Standalone | DE0018023 | Patients requiring fracture fixation or orthopaedic corrective surgery
Orthopaedics | Trauma - Extramedullary fixation | Plate accessories | Non-locking screw | Medartis | 2.8 SpeedTip C Screw 22mm, HD7 | A-5811.22 | Standalone | DE0018023 | Patients requiring fracture fixation or orthopaedic corrective surgery
Orthopaedics | Trauma - Extramedullary fixation | Plate accessories | Non-locking screw | Medartis | 2.8 SpeedTip C Screw 24mm, HD7 | A-5811.24 | Standalone | DE0018023 | Patients requiring fracture fixation or orthopaedic corrective surgery
Orthopaedics | Trauma - Extramedullary fixation | Fixation screw | Other fixation screw accessories (e.g. nut, washer, etc) | Medartis | 2.2 Washer | A-4700.71/1S | Standalone | DE0016581 | Patients requiring fracture fixation or orthopaedic corrective surgery
Orthopaedics | Trauma - Extramedullary fixation | Fixation screw | Other fixation screw accessories (e.g. nut, washer, etc) | Medartis | 3.0 Washer | A-4800.70/1S | Standalone | DE0016581 | Patients requiring fracture fixation or orthopaedic corrective surgery
Orthopaedics | Trauma - Extramedullary fixation | Fixation screw | Other fixation screw accessories (e.g. nut, washer, etc) | Medartis | 4.0 Washer | A-8140.70/1S | Standalone | DE0016581 | Patients requiring fracture fixation or orthopaedic corrective surgery
Orthopaedics | Trauma - Extramedullary fixation | Fixation screw | Other fixation screw accessories (e.g. nut, washer, etc) | Medartis | 5.0 Washer | A-8240.70/1S | Standalone | DE0016581 | Patients requiring fracture fixation or orthopaedic corrective surgery
Orthopaedics | Trauma - Extramedullary fixation | Fixation screw | Other fixation screw accessories (e.g. nut, washer, etc) | Medartis | 7.0 Washer | A-8440.70/1S | Standalone | DE0016581 | Patients requiring fracture fixation or orthopaedic corrective surgery
Orthopaedics | Trauma - Extramedullary fixation | Fixation screw | Headless compression screw | Medartis | 1.7 CCS Long Thread 08/03mm | A-5281.08/1S | Standalone | DE0016581 | Patients requiring fracture fixation or orthopaedic corrective surgery
Orthopaedics | Trauma - Extramedullary fixation | Fixation screw | Headless compression screw | Medartis | 1.7 CCS Long Thread 09/04mm | A-5281.09/1S | Standalone | DE0016581 | Patients requiring fracture fixation or orthopaedic corrective surgery
Orthopaedics | Trauma - Extramedullary fixation | Fixation screw | Headless compression screw | Medartis | 1.7 CCS Long Thread 10/04mm | A-5281.10/1S | Standalone | DE0016581 | Patients requiring fracture fixation or orthopaedic corrective surgery
Orthopaedics | Trauma - Extramedullary fixation | Fixation screw | Headless compression screw | Medartis | 1.7 CCS Long Thread 11/05mm | A-5281.11/1S | Standalone | DE0016581 | Patients requiring fracture fixation or orthopaedic corrective surgery
Orthopaedics | Trauma - Extramedullary fixation | Fixation screw | Headless compression screw | Medartis | 1.7 CCS Long Thread 12/05mm | A-5281.12/1S | Standalone | DE0016581 | Patients requiring fracture fixation or orthopaedic corrective surgery
Orthopaedics | Trauma - Extramedullary fixation | Fixation screw | Headless compression screw | Medartis | 1.7 CCS Long Thread 13/05mm | A-5281.13/1S | Standalone | DE0016581 | Patients requiring fracture fixation or orthopaedic corrective surgery
Orthopaedics | Trauma - Extramedullary fixation | Fixation screw | Headless compression screw | Medartis | 1.7 CCS Long Thread 14/06mm | A-5281.14/1S | Standalone | DE0016581 | Patients requiring fracture fixation or orthopaedic corrective surgery
Orthopaedics | Trauma - Extramedullary fixation | Fixation screw | Headless compression screw | Medartis | 1.7 CCS Long Thread 15/06mm | A-5281.15/1S | Standalone | DE0016581 | Patients requiring fracture fixation or orthopaedic corrective surgery
Orthopaedics | Trauma - Extramedullary fixation | Fixation screw | Headless compression screw | Medartis | 1.7 CCS Long Thread 16/07mm | A-5281.16/1S | Standalone | DE0016581 | Patients requiring fracture fixation or orthopaedic corrective surgery
Orthopaedics | Trauma - Extramedullary fixation | Fixation screw | Headless compression screw | Medartis | 1.7 CCS Long Thread 18/07mm | A-5281.18/1S | Standalone | DE0016581 | Patients requiring fracture fixation or orthopaedic corrective surgery
Orthopaedics | Trauma - Extramedullary fixation | Fixation screw | Headless compression screw | Medartis | 1.7 CCS Long Thread 20/08mm | A-5281.20/1S | Standalone | DE0016581 | Patients requiring fracture fixation or orthopaedic corrective surgery
Orthopaedics | Trauma - Extramedullary fixation | Fixation screw | Headless compression screw | Medartis | 1.7 CCS Fully Threaded 06mm | A-5282.06/1S | Standalone | DE0016581 | Patients requiring fracture fixation or orthopaedic corrective surgery
Orthopaedics | Trauma - Extramedullary fixation | Fixation screw | Headless compression screw | Medartis | 1.7 CCS Fully Threaded 07mm | A-5282.07/1S | Standalone | DE0016581 | Patients requiring fracture fixation or orthopaedic corrective surgery
Orthopaedics | Trauma - Extramedullary fixation | Fixation screw | Headless compression screw | Medartis | 1.7 CCS Fully Threaded 08mm | A-5282.08/1S | Standalone | DE0016581 | Patients requiring fracture fixation or orthopaedic corrective surgery
Orthopaedics | Trauma - Extramedullary fixation | Fixation screw | Headless compression screw | Medartis | 1.7 CCS Fully Threaded 09mm | A-5282.09/1S | Standalone | DE0016581 | Patients requiring fracture fixation or orthopaedic corrective surgery
Orthopaedics | Trauma - Extramedullary fixation | Fixation screw | Headless compression screw | Medartis | 1.7 CCS Fully Threaded 10mm | A-5282.10/1S | Standalone | DE0016581 | Patients requiring fracture fixation or orthopaedic corrective surgery
Orthopaedics | Trauma - Extramedullary fixation | Fixation screw | Headless compression screw | Medartis | 1.7 CCS Fully Threaded 11mm | A-5282.11/1S | Standalone | DE0016581 | Patients requiring fracture fixation or orthopaedic corrective surgery
Orthopaedics | Trauma - Extramedullary fixation | Fixation screw | Headless compression screw | Medartis | 1.7 CCS Fully Threaded 12mm | A-5282.12/1S | Standalone | DE0016581 | Patients requiring fracture fixation or orthopaedic corrective surgery
Orthopaedics | Trauma - Extramedullary fixation | Fixation screw | Headless compression screw | Medartis | 1.7 CCS Fully Threaded 13mm | A-5282.13/1S | Standalone | DE0016581 | Patients requiring fracture fixation or orthopaedic corrective surgery
Orthopaedics | Trauma - Extramedullary fixation | Fixation screw | Headless compression screw | Medartis | 1.7 CCS Fully Threaded 14mm | A-5282.14/1S | Standalone | DE0016581 | Patients requiring fracture fixation or orthopaedic corrective surgery
Orthopaedics | Trauma - Extramedullary fixation | Fixation screw | Headless compression screw | Medartis | 1.7 CCS Fully Threaded 15mm | A-5282.15/1S | Standalone | DE0016581 | Patients requiring fracture fixation or orthopaedic corrective surgery
Orthopaedics | Trauma - Extramedullary fixation | Fixation screw | Headless compression screw | Medartis | 1.7 CCS Fully Threaded 16mm | A-5282.16/1S | Standalone | DE0016581 | Patients requiring fracture fixation or orthopaedic corrective surgery
Orthopaedics | Trauma - Extramedullary fixation | Fixation screw | Headless compression screw | Medartis | 2.2 Cannulated ComprScrew 10mm,HD7 | A-5780.10/1S | Standalone | DE0016581 | Patients requiring fracture fixation or orthopaedic corrective surgery
Orthopaedics | Trauma - Extramedullary fixation | Fixation screw | Headless compression screw | Medartis | 2.2 Cannulated ComprScrew 11mm,HD7 | A-5780.11/1S | Standalone | DE0016581 | Patients requiring fracture fixation or orthopaedic corrective surgery
Orthopaedics | Trauma - Extramedullary fixation | Fixation screw | Headless compression screw | Medartis | 2.2 Cannulated ComprScrew 12mm,HD7 | A-5780.12/1S | Standalone | DE0016581 | Patients requiring fracture fixation or orthopaedic corrective surgery
Orthopaedics | Trauma - Extramedullary fixation | Fixation screw | Headless compression screw | Medartis | 2.2 Cannulated ComprScrew 13mm,HD7 | A-5780.13/1S | Standalone | DE0016581 | Patients requiring fracture fixation or orthopaedic corrective surgery
Orthopaedics | Trauma - Extramedullary fixation | Fixation screw | Headless compression screw | Medartis | 2.2 Cannulated ComprScrew 14mm,HD7 | A-5780.14/1S | Standalone | DE0016581 | Patients requiring fracture fixation or orthopaedic corrective surgery
Orthopaedics | Trauma - Extramedullary fixation | Fixation screw | Headless compression screw | Medartis | 2.2 Cannulated ComprScrew 15mm,HD7 | A-5780.15/1S | Standalone | DE0016581 | Patients requiring fracture fixation or orthopaedic corrective surgery
Orthopaedics | Trauma - Extramedullary fixation | Fixation screw | Headless compression screw | Medartis | 2.2 Cannulated ComprScrew 16mm,HD7 | A-5780.16/1S | Standalone | DE0016581 | Patients requiring fracture fixation or orthopaedic corrective surgery
Orthopaedics | Trauma - Extramedullary fixation | Fixation screw | Headless compression screw | Medartis | 2.2 Cannulated ComprScrew 17mm,HD7 | A-5780.17/1S | Standalone | DE0016581 | Patients requiring fracture fixation or orthopaedic corrective surgery
Orthopaedics | Trauma - Extramedullary fixation | Fixation screw | Headless compression screw | Medartis | 2.2 Cannulated ComprScrew 18mm,HD7 | A-5780.18/1S | Standalone | DE0016581 | Patients requiring fracture fixation or orthopaedic corrective surgery
Orthopaedics | Trauma - Extramedullary fixation | Fixation screw | Headless compression screw | Medartis | 2.2 Cannulated ComprScrew 19mm,HD7 | A-5780.19/1S | Standalone | DE0016581 | Patients requiring fracture fixation or orthopaedic corrective surgery
Orthopaedics | Trauma - Extramedullary fixation | Fixation screw | Headless compression screw | Medartis | 2.2 Cannulated ComprScrew 20mm,HD7 | A-5780.20/1S | Standalone | DE0016581 | Patients requiring fracture fixation or orthopaedic corrective surgery
Orthopaedics | Trauma - Extramedullary fixation | Fixation screw | Headless compression screw | Medartis | 2.2 Cannulated ComprScrew 21mm,HD7 | A-5780.21/1S | Standalone | DE0016581 | Patients requiring fracture fixation or orthopaedic corrective surgery
Orthopaedics | Trauma - Extramedullary fixation | Fixation screw | Headless compression screw | Medartis | 2.2 Cannulated ComprScrew 22mm,HD7 | A-5780.22/1S | Standalone | DE0016581 | Patients requiring fracture fixation or orthopaedic corrective surgery
Orthopaedics | Trauma - Extramedullary fixation | Fixation screw | Headless compression screw | Medartis | 2.2 Cannulated ComprScrew 23mm,HD7 | A-5780.23/1S | Standalone | DE0016581 | Patients requiring fracture fixation or orthopaedic corrective surgery
Orthopaedics | Trauma - Extramedullary fixation | Fixation screw | Headless compression screw | Medartis | 2.2 Cannulated ComprScrew 24mm,HD7 | A-5780.24/1S | Standalone | DE0016581 | Patients requiring fracture fixation or orthopaedic corrective surgery
Orthopaedics | Trauma - Extramedullary fixation | Fixation screw | Headless compression screw | Medartis | 2.2 Cannulated ComprScrew 25mm,HD7 | A-5780.25/1S | Standalone | DE0016581 | Patients requiring fracture fixation or orthopaedic corrective surgery
Orthopaedics | Trauma - Extramedullary fixation | Fixation screw | Headless compression screw | Medartis | 2.2 Cannulated ComprScrew 26mm,HD7 | A-5780.26/1S | Standalone | DE0016581 | Patients requiring fracture fixation or orthopaedic corrective surgery
Orthopaedics | Trauma - Extramedullary fixation | Fixation screw | Headless compression screw | Medartis | 2.2 Cannulated ComprScrew 27mm,HD7 | A-5780.27/1S | Standalone | DE0016581 | Patients requiring fracture fixation or orthopaedic corrective surgery
Orthopaedics | Trauma - Extramedullary fixation | Fixation screw | Headless compression screw | Medartis | 2.2 Cannulated ComprScrew 28mm,HD7 | A-5780.28/1S | Standalone | DE0016581 | Patients requiring fracture fixation or orthopaedic corrective surgery
Orthopaedics | Trauma - Extramedullary fixation | Fixation screw | Headless compression screw | Medartis | 2.2 Cannulated ComprScrew 29mm,HD7 | A-5780.29/1S | Standalone | DE0016581 | Patients requiring fracture fixation or orthopaedic corrective surgery
Orthopaedics | Trauma - Extramedullary fixation | Fixation screw | Headless compression screw | Medartis | 2.2 Cannulated ComprScrew 30mm,HD7 | A-5780.30/1S | Standalone | DE0016581 | Patients requiring fracture fixation or orthopaedic corrective surgery
Orthopaedics | Trauma - Extramedullary fixation | Fixation screw | Headless compression screw | Medartis | 2.2 Cannulated ComprScrew 22mm,HD7 | A-5781.22/1S | Standalone | DE0016581 | Patients requiring fracture fixation or orthopaedic corrective surgery
Orthopaedics | Trauma - Extramedullary fixation | Fixation screw | Headless compression screw | Medartis | 2.2 Cannulated ComprScrew 24mm,HD7 | A-5781.24/1S | Standalone | DE0016581 | Patients requiring fracture fixation or orthopaedic corrective surgery
Orthopaedics | Trauma - Extramedullary fixation | Fixation screw | Headless compression screw | Medartis | 2.2 Cannulated ComprScrew 26mm,HD7 | A-5781.26/1S | Standalone | DE0016581 | Patients requiring fracture fixation or orthopaedic corrective surgery
Orthopaedics | Trauma - Extramedullary fixation | Fixation screw | Headless compression screw | Medartis | 2.2 Cannulated ComprScrew 28mm,HD7 | A-5781.28/1S | Standalone | DE0016581 | Patients requiring fracture fixation or orthopaedic corrective surgery
Orthopaedics | Trauma - Extramedullary fixation | Fixation screw | Headless compression screw | Medartis | 2.2 Cannulated ComprScrew 30mm,HD7 | A-5781.30/1S | Standalone | DE0016581 | Patients requiring fracture fixation or orthopaedic corrective surgery
Orthopaedics | Trauma - Extramedullary fixation | Fixation screw | Headless compression screw | Medartis | 2.2 Cannulated ComprScrew 32mm,HD7 | A-5781.32/1S | Standalone | DE0016581 | Patients requiring fracture fixation or orthopaedic corrective surgery
Orthopaedics | Trauma - Extramedullary fixation | Fixation screw | Headless compression screw | Medartis | 2.2 Cannulated ComprScrew 34mm,HD7 | A-5781.34/1S | Standalone | DE0016581 | Patients requiring fracture fixation or orthopaedic corrective surgery
Orthopaedics | Trauma - Extramedullary fixation | Fixation screw | Headless compression screw | Medartis | 2.2 Cannulated ComprScrew 36mm,HD7 | A-5781.36/1S | Standalone | DE0016581 | Patients requiring fracture fixation or orthopaedic corrective surgery
Orthopaedics | Trauma - Extramedullary fixation | Fixation screw | Headless compression screw | Medartis | 2.2 Cannulated ComprScrew 38mm,HD7 | A-5781.38/1S | Standalone | DE0016581 | Patients requiring fracture fixation or orthopaedic corrective surgery
Orthopaedics | Trauma - Extramedullary fixation | Fixation screw | Headless compression screw | Medartis | 2.2 Cannulated ComprScrew 40mm,HD7 | A-5781.40/1S | Standalone | DE0016581 | Patients requiring fracture fixation or orthopaedic corrective surgery
Orthopaedics | Trauma - Extramedullary fixation | Fixation screw | Headless compression screw | Medartis | 3.0 Cannulated ComprScrew10mm,HD10 | A-5880.10/1S | Standalone | DE0016581 | Patients requiring fracture fixation or orthopaedic corrective surgery
Orthopaedics | Trauma - Extramedullary fixation | Fixation screw | Headless compression screw | Medartis | 3.0 Cannulated ComprScrew11mm,HD10 | A-5880.11/1S | Standalone | DE0016581 | Patients requiring fracture fixation or orthopaedic corrective surgery
Orthopaedics | Trauma - Extramedullary fixation | Fixation screw | Headless compression screw | Medartis | 3.0 Cannulated ComprScrew12mm,HD10 | A-5880.12/1S | Standalone | DE0016581 | Patients requiring fracture fixation or orthopaedic corrective surgery
Orthopaedics | Trauma - Extramedullary fixation | Fixation screw | Headless compression screw | Medartis | 3.0 Cannulated ComprScrew13mm,HD10 | A-5880.13/1S | Standalone | DE0016581 | Patients requiring fracture fixation or orthopaedic corrective surgery
Orthopaedics | Trauma - Extramedullary fixation | Fixation screw | Headless compression screw | Medartis | 3.0 Cannulated ComprScrew14mm,HD10 | A-5880.14/1S | Standalone | DE0016581 | Patients requiring fracture fixation or orthopaedic corrective surgery
Orthopaedics | Trauma - Extramedullary fixation | Fixation screw | Headless compression screw | Medartis | 3.0 Cannulated ComprScrew15mm,HD10 | A-5880.15/1S | Standalone | DE0016581 | Patients requiring fracture fixation or orthopaedic corrective surgery
Orthopaedics | Trauma - Extramedullary fixation | Fixation screw | Headless compression screw | Medartis | 3.0 Cannulated ComprScrew16mm,HD10 | A-5880.16/1S | Standalone | DE0016581 | Patients requiring fracture fixation or orthopaedic corrective surgery
Orthopaedics | Trauma - Extramedullary fixation | Fixation screw | Headless compression screw | Medartis | 3.0 Cannulated ComprScrew17mm,HD10 | A-5880.17/1S | Standalone | DE0016581 | Patients requiring fracture fixation or orthopaedic corrective surgery
Orthopaedics | Trauma - Extramedullary fixation | Fixation screw | Headless compression screw | Medartis | 3.0 Cannulated ComprScrew18mm,HD10 | A-5880.18/1S | Standalone | DE0016581 | Patients requiring fracture fixation or orthopaedic corrective surgery
Orthopaedics | Trauma - Extramedullary fixation | Fixation screw | Headless compression screw | Medartis | 3.0 Cannulated ComprScrew19mm,HD10 | A-5880.19/1S | Standalone | DE0016581 | Patients requiring fracture fixation or orthopaedic corrective surgery
Orthopaedics | Trauma - Extramedullary fixation | Fixation screw | Headless compression screw | Medartis | 3.0 Cannulated ComprScrew20mm,HD10 | A-5880.20/1S | Standalone | DE0016581 | Patients requiring fracture fixation or orthopaedic corrective surgery
Orthopaedics | Trauma - Extramedullary fixation | Fixation screw | Headless compression screw | Medartis | 3.0 Cannulated ComprScrew21mm,HD10 | A-5880.21/1S | Standalone | DE0016581 | Patients requiring fracture fixation or orthopaedic corrective surgery
Orthopaedics | Trauma - Extramedullary fixation | Fixation screw | Headless compression screw | Medartis | 3.0 Cannulated ComprScrew22mm,HD10 | A-5880.22/1S | Standalone | DE0016581 | Patients requiring fracture fixation or orthopaedic corrective surgery
Orthopaedics | Trauma - Extramedullary fixation | Fixation screw | Headless compression screw | Medartis | 3.0 Cannulated ComprScrew23mm,HD10 | A-5880.23/1S | Standalone | DE0016581 | Patients requiring fracture fixation or orthopaedic corrective surgery
Orthopaedics | Trauma - Extramedullary fixation | Fixation screw | Headless compression screw | Medartis | 3.0 Cannulated ComprScrew24mm,HD10 | A-5880.24/1S | Standalone | DE0016581 | Patients requiring fracture fixation or orthopaedic corrective surgery
Orthopaedics | Trauma - Extramedullary fixation | Fixation screw | Headless compression screw | Medartis | 3.0 Cannulated ComprScrew25mm,HD10 | A-5880.25/1S | Standalone | DE0016581 | Patients requiring fracture fixation or orthopaedic corrective surgery
Orthopaedics | Trauma - Extramedullary fixation | Fixation screw | Headless compression screw | Medartis | 3.0 Cannulated ComprScrew26mm,HD10 | A-5880.26/1S | Standalone | DE0016581 | Patients requiring fracture fixation or orthopaedic corrective surgery
Orthopaedics | Trauma - Extramedullary fixation | Fixation screw | Headless compression screw | Medartis | 3.0 Cannulated ComprScrew27mm,HD10 | A-5880.27/1S | Standalone | DE0016581 | Patients requiring fracture fixation or orthopaedic corrective surgery
Orthopaedics | Trauma - Extramedullary fixation | Fixation screw | Headless compression screw | Medartis | 3.0 Cannulated ComprScrew28mm,HD10 | A-5880.28/1S | Standalone | DE0016581 | Patients requiring fracture fixation or orthopaedic corrective surgery
Orthopaedics | Trauma - Extramedullary fixation | Fixation screw | Headless compression screw | Medartis | 3.0 Cannulated ComprScrew29mm,HD10 | A-5880.29/1S | Standalone | DE0016581 | Patients requiring fracture fixation or orthopaedic corrective surgery
Orthopaedics | Trauma - Extramedullary fixation | Fixation screw | Headless compression screw | Medartis | 3.0 Cannulated ComprScrew30mm,HD10 | A-5880.30/1S | Standalone | DE0016581 | Patients requiring fracture fixation or orthopaedic corrective surgery
Orthopaedics | Trauma - Extramedullary fixation | Fixation screw | Headless compression screw | Medartis | 3.0 Cannulated ComprScrew32mm,HD10 | A-5880.32/1S | Standalone | DE0016581 | Patients requiring fracture fixation or orthopaedic corrective surgery
Orthopaedics | Trauma - Extramedullary fixation | Fixation screw | Headless compression screw | Medartis | 3.0 Cannulated ComprScrew34mm,HD10 | A-5880.34/1S | Standalone | DE0016581 | Patients requiring fracture fixation or orthopaedic corrective surgery
Orthopaedics | Trauma - Extramedullary fixation | Fixation screw | Headless compression screw | Medartis | 3.0 Cannulated ComprScrew36mm,HD10 | A-5880.36/1S | Standalone | DE0016581 | Patients requiring fracture fixation or orthopaedic corrective surgery
Orthopaedics | Trauma - Extramedullary fixation | Fixation screw | Headless compression screw | Medartis | 3.0 Cannulated ComprScrew38mm,HD10 | A-5880.38/1S | Standalone | DE0016581 | Patients requiring fracture fixation or orthopaedic corrective surgery
Orthopaedics | Trauma - Extramedullary fixation | Fixation screw | Headless compression screw | Medartis | 3.0 Cannulated ComprScrew40mm,HD10 | A-5880.40/1S | Standalone | DE0016581 | Patients requiring fracture fixation or orthopaedic corrective surgery
Orthopaedics | Trauma - Extramedullary fixation | Fixation screw | Headless compression screw | Medartis | 3.0 Cannulated ComprScrew26mm,HD10 | A-5881.26/1S | Standalone | DE0016581 | Patients requiring fracture fixation or orthopaedic corrective surgery
Orthopaedics | Trauma - Extramedullary fixation | Fixation screw | Headless compression screw | Medartis | 3.0 Cannulated ComprScrew28mm,HD10 | A-5881.28/1S | Standalone | DE0016581 | Patients requiring fracture fixation or orthopaedic corrective surgery
Orthopaedics | Trauma - Extramedullary fixation | Fixation screw | Headless compression screw | Medartis | 3.0 Cannulated ComprScrew30mm,HD10 | A-5881.30/1S | Standalone | DE0016581 | Patients requiring fracture fixation or orthopaedic corrective surgery
Orthopaedics | Trauma - Extramedullary fixation | Fixation screw | Headless compression screw | Medartis | 3.0 Cannulated ComprScrew32mm,HD10 | A-5881.32/1S | Standalone | DE0016581 | Patients requiring fracture fixation or orthopaedic corrective surgery
Orthopaedics | Trauma - Extramedullary fixation | Fixation screw | Headless compression screw | Medartis | 3.0 Cannulated ComprScrew34mm,HD10 | A-5881.34/1S | Standalone | DE0016581 | Patients requiring fracture fixation or orthopaedic corrective surgery
Orthopaedics | Trauma - Extramedullary fixation | Fixation screw | Headless compression screw | Medartis | 3.0 Cannulated ComprScrew36mm,HD10 | A-5881.36/1S | Standalone | DE0016581 | Patients requiring fracture fixation or orthopaedic corrective surgery
Orthopaedics | Trauma - Extramedullary fixation | Fixation screw | Headless compression screw | Medartis | 3.0 Cannulated ComprScrew38mm,HD10 | A-5881.38/1S | Standalone | DE0016581 | Patients requiring fracture fixation or orthopaedic corrective surgery
Orthopaedics | Trauma - Extramedullary fixation | Fixation screw | Headless compression screw | Medartis | 3.0 Cannulated ComprScrew40mm,HD10 | A-5881.40/1S | Standalone | DE0016581 | Patients requiring fracture fixation or orthopaedic corrective surgery
Orthopaedics | Trauma - Extramedullary fixation | Fixation screw | Headless compression screw | Medartis | 4.0 CCS Short Thread 16/04mm | A-8110.16/1S | Standalone | DE0016581 | Patients requiring fracture fixation or orthopaedic corrective surgery
Orthopaedics | Trauma - Extramedullary fixation | Fixation screw | Headless compression screw | Medartis | 4.0 CCS Short Thread 18/04mm | A-8110.18/1S | Standalone | DE0016581 | Patients requiring fracture fixation or orthopaedic corrective surgery
Orthopaedics | Trauma - Extramedullary fixation | Fixation screw | Headless compression screw | Medartis | 4.0 CCS Short Thread 20/04mm | A-8110.20/1S | Standalone | DE0016581 | Patients requiring fracture fixation or orthopaedic corrective surgery
Orthopaedics | Trauma - Extramedullary fixation | Fixation screw | Headless compression screw | Medartis | 4.0 CCS Short Thread 22/05mm | A-8110.22/1S | Standalone | DE0016581 | Patients requiring fracture fixation or orthopaedic corrective surgery
Orthopaedics | Trauma - Extramedullary fixation | Fixation screw | Headless compression screw | Medartis | 4.0 CCS Short Thread 24/05mm | A-8110.24/1S | Standalone | DE0016581 | Patients requiring fracture fixation or orthopaedic corrective surgery
Orthopaedics | Trauma - Extramedullary fixation | Fixation screw | Headless compression screw | Medartis | 4.0 CCS Short Thread 26/05mm | A-8110.26/1S | Standalone | DE0016581 | Patients requiring fracture fixation or orthopaedic corrective surgery
Orthopaedics | Trauma - Extramedullary fixation | Fixation screw | Headless compression screw | Medartis | 4.0 CCS Short Thread 28/06mm | A-8110.28/1S | Standalone | DE0016581 | Patients requiring fracture fixation or orthopaedic corrective surgery
Orthopaedics | Trauma - Extramedullary fixation | Fixation screw | Headless compression screw | Medartis | 4.0 CCS Short Thread 30/06mm | A-8110.30/1S | Standalone | DE0016581 | Patients requiring fracture fixation or orthopaedic corrective surgery
Orthopaedics | Trauma - Extramedullary fixation | Fixation screw | Headless compression screw | Medartis | 4.0 CCS Short Thread 32/07mm | A-8110.32/1S | Standalone | DE0016581 | Patients requiring fracture fixation or orthopaedic corrective surgery
Orthopaedics | Trauma - Extramedullary fixation | Fixation screw | Headless compression screw | Medartis | 4.0 CCS Short Thread 34/07mm | A-8110.34/1S | Standalone | DE0016581 | Patients requiring fracture fixation or orthopaedic corrective surgery
Orthopaedics | Trauma - Extramedullary fixation | Fixation screw | Headless compression screw | Medartis | 4.0 CCS Short Thread 36/07mm | A-8110.36/1S | Standalone | DE0016581 | Patients requiring fracture fixation or orthopaedic corrective surgery
Orthopaedics | Trauma - Extramedullary fixation | Fixation screw | Headless compression screw | Medartis | 4.0 CCS Short Thread 38/08mm | A-8110.38/1S | Standalone | DE0016581 | Patients requiring fracture fixation or orthopaedic corrective surgery
Orthopaedics | Trauma - Extramedullary fixation | Fixation screw | Headless compression screw | Medartis | 4.0 CCS Short Thread 40/08mm | A-8110.40/1S | Standalone | DE0016581 | Patients requiring fracture fixation or orthopaedic corrective surgery
Orthopaedics | Trauma - Extramedullary fixation | Fixation screw | Headless compression screw | Medartis | 4.0 CCS Short Thread 42/09mm | A-8110.42/1S | Standalone | DE0016581 | Patients requiring fracture fixation or orthopaedic corrective surgery
Orthopaedics | Trauma - Extramedullary fixation | Fixation screw | Headless compression screw | Medartis | 4.0 CCS Short Thread 44/09mm | A-8110.44/1S | Standalone | DE0016581 | Patients requiring fracture fixation or orthopaedic corrective surgery
Orthopaedics | Trauma - Extramedullary fixation | Fixation screw | Headless compression screw | Medartis | 4.0 CCS Short Thread 46/09mm | A-8110.46/1S | Standalone | DE0016581 | Patients requiring fracture fixation or orthopaedic corrective surgery
Orthopaedics | Trauma - Extramedullary fixation | Fixation screw | Headless compression screw | Medartis | 4.0 CCS Short Thread 48/10mm | A-8110.48/1S | Standalone | DE0016581 | Patients requiring fracture fixation or orthopaedic corrective surgery
Orthopaedics | Trauma - Extramedullary fixation | Fixation screw | Headless compression screw | Medartis | 4.0 CCS Short Thread 50/10mm | A-8110.50/1S | Standalone | DE0016581 | Patients requiring fracture fixation or orthopaedic corrective surgery
Orthopaedics | Trauma - Extramedullary fixation | Fixation screw | Headless compression screw | Medartis | 4.0 CCS Short Thread 55/11mm | A-8110.55/1S | Standalone | DE0016581 | Patients requiring fracture fixation or orthopaedic corrective surgery
Orthopaedics | Trauma - Extramedullary fixation | Fixation screw | Headless compression screw | Medartis | 4.0 CCS Short Thread 60/12mm | A-8110.60/1S | Standalone | DE0016581 | Patients requiring fracture fixation or orthopaedic corrective surgery
Orthopaedics | Trauma - Extramedullary fixation | Fixation screw | Headless compression screw | Medartis | 4.0 CCS Long Thread 20/08mm | A-8111.20/1S | Standalone | DE0016581 | Patients requiring fracture fixation or orthopaedic corrective surgery
Orthopaedics | Trauma - Extramedullary fixation | Fixation screw | Headless compression screw | Medartis | 4.0 CCS Long Thread 22/09mm | A-8111.22/1S | Standalone | DE0016581 | Patients requiring fracture fixation or orthopaedic corrective surgery
Orthopaedics | Trauma - Extramedullary fixation | Fixation screw | Headless compression screw | Medartis | 4.0 CCS Long Thread 24/10mm | A-8111.24/1S | Standalone | DE0016581 | Patients requiring fracture fixation or orthopaedic corrective surgery
Orthopaedics | Trauma - Extramedullary fixation | Fixation screw | Headless compression screw | Medartis | 4.0 CCS Long Thread 26/11mm | A-8111.26/1S | Standalone | DE0016581 | Patients requiring fracture fixation or orthopaedic corrective surgery
Orthopaedics | Trauma - Extramedullary fixation | Fixation screw | Headless compression screw | Medartis | 4.0 CCS Long Thread 28/11mm | A-8111.28/1S | Standalone | DE0016581 | Patients requiring fracture fixation or orthopaedic corrective surgery
Orthopaedics | Trauma - Extramedullary fixation | Fixation screw | Headless compression screw | Medartis | 4.0 CCS Long Thread 30/12mm | A-8111.30/1S | Standalone | DE0016581 | Patients requiring fracture fixation or orthopaedic corrective surgery
Orthopaedics | Trauma - Extramedullary fixation | Fixation screw | Headless compression screw | Medartis | 4.0 CCS Long Thread 32/13mm | A-8111.32/1S | Standalone | DE0016581 | Patients requiring fracture fixation or orthopaedic corrective surgery
Orthopaedics | Trauma - Extramedullary fixation | Fixation screw | Headless compression screw | Medartis | 4.0 CCS Long Thread 34/14mm | A-8111.34/1S | Standalone | DE0016581 | Patients requiring fracture fixation or orthopaedic corrective surgery
Orthopaedics | Trauma - Extramedullary fixation | Fixation screw | Headless compression screw | Medartis | 4.0 CCS Long Thread 36/14mm | A-8111.36/1S | Standalone | DE0016581 | Patients requiring fracture fixation or orthopaedic corrective surgery
Orthopaedics | Trauma - Extramedullary fixation | Fixation screw | Headless compression screw | Medartis | 4.0 CCS Long Thread 38/15mm | A-8111.38/1S | Standalone | DE0016581 | Patients requiring fracture fixation or orthopaedic corrective surgery
Orthopaedics | Trauma - Extramedullary fixation | Fixation screw | Headless compression screw | Medartis | 4.0 CCS Long Thread 40/16mm | A-8111.40/1S | Standalone | DE0016581 | Patients requiring fracture fixation or orthopaedic corrective surgery
Orthopaedics | Trauma - Extramedullary fixation | Fixation screw | Headless compression screw | Medartis | 4.0 CCS Long Thread 42/17mm | A-8111.42/1S | Standalone | DE0016581 | Patients requiring fracture fixation or orthopaedic corrective surgery
Orthopaedics | Trauma - Extramedullary fixation | Fixation screw | Headless compression screw | Medartis | 4.0 CCS Long Thread 44/18mm | A-8111.44/1S | Standalone | DE0016581 | Patients requiring fracture fixation or orthopaedic corrective surgery
Orthopaedics | Trauma - Extramedullary fixation | Fixation screw | Headless compression screw | Medartis | 4.0 CCS Long Thread 46/19mm | A-8111.46/1S | Standalone | DE0016581 | Patients requiring fracture fixation or orthopaedic corrective surgery
Orthopaedics | Trauma - Extramedullary fixation | Fixation screw | Headless compression screw | Medartis | 4.0 CCS Long Thread 48/19mm | A-8111.48/1S | Standalone | DE0016581 | Patients requiring fracture fixation or orthopaedic corrective surgery
Orthopaedics | Trauma - Extramedullary fixation | Fixation screw | Headless compression screw | Medartis | 4.0 CCS Long Thread 50/20mm | A-8111.50/1S | Standalone | DE0016581 | Patients requiring fracture fixation or orthopaedic corrective surgery
Orthopaedics | Trauma - Extramedullary fixation | Fixation screw | Headless compression screw | Medartis | 4.0 CCS Long Thread 55/22mm | A-8111.55/1S | Standalone | DE0016581 | Patients requiring fracture fixation or orthopaedic corrective surgery
Orthopaedics | Trauma - Extramedullary fixation | Fixation screw | Headless compression screw | Medartis | 4.0 CCS Long Thread 60/24mm | A-8111.60/1S | Standalone | DE0016581 | Patients requiring fracture fixation or orthopaedic corrective surgery
Orthopaedics | Trauma - Extramedullary fixation | Fixation screw | Headless compression screw | Medartis | 4.0 CCS Fully Threaded 16mm | A-8112.16/1S | Standalone | DE0016581 | Patients requiring fracture fixation or orthopaedic corrective surgery
Orthopaedics | Trauma - Extramedullary fixation | Fixation screw | Headless compression screw | Medartis | 4.0 CCS Fully Threaded 18mm | A-8112.18/1S | Standalone | DE0016581 | Patients requiring fracture fixation or orthopaedic corrective surgery
Orthopaedics | Trauma - Extramedullary fixation | Fixation screw | Headless compression screw | Medartis | 4.0 CCS Fully Threaded 20mm | A-8112.20/1S | Standalone | DE0016581 | Patients requiring fracture fixation or orthopaedic corrective surgery
Orthopaedics | Trauma - Extramedullary fixation | Fixation screw | Headless compression screw | Medartis | 4.0 CCS Fully Threaded 22mm | A-8112.22/1S | Standalone | DE0016581 | Patients requiring fracture fixation or orthopaedic corrective surgery
Orthopaedics | Trauma - Extramedullary fixation | Fixation screw | Headless compression screw | Medartis | 4.0 CCS Fully Threaded 24mm | A-8112.24/1S | Standalone | DE0016581 | Patients requiring fracture fixation or orthopaedic corrective surgery
Orthopaedics | Trauma - Extramedullary fixation | Fixation screw | Headless compression screw | Medartis | 4.0 CCS Fully Threaded 26mm | A-8112.26/1S | Standalone | DE0016581 | Patients requiring fracture fixation or orthopaedic corrective surgery
Orthopaedics | Trauma - Extramedullary fixation | Fixation screw | Headless compression screw | Medartis | 4.0 CCS Fully Threaded 28mm | A-8112.28/1S | Standalone | DE0016581 | Patients requiring fracture fixation or orthopaedic corrective surgery
Orthopaedics | Trauma - Extramedullary fixation | Fixation screw | Headless compression screw | Medartis | 4.0 CCS Fully Threaded 30mm | A-8112.30/1S | Standalone | DE0016581 | Patients requiring fracture fixation or orthopaedic corrective surgery
Orthopaedics | Trauma - Extramedullary fixation | Fixation screw | Headless compression screw | Medartis | 4.0 CCS Fully Threaded 32mm | A-8112.32/1S | Standalone | DE0016581 | Patients requiring fracture fixation or orthopaedic corrective surgery
Orthopaedics | Trauma - Extramedullary fixation | Fixation screw | Headless compression screw | Medartis | 4.0 CCS Fully Threaded 34mm | A-8112.34/1S | Standalone | DE0016581 | Patients requiring fracture fixation or orthopaedic corrective surgery
Orthopaedics | Trauma - Extramedullary fixation | Fixation screw | Headless compression screw | Medartis | 4.0 CCS Fully Threaded 36mm | A-8112.36/1S | Standalone | DE0016581 | Patients requiring fracture fixation or orthopaedic corrective surgery
Orthopaedics | Trauma - Extramedullary fixation | Fixation screw | Headless compression screw | Medartis | 4.0 CCS Fully Threaded 38mm | A-8112.38/1S | Standalone | DE0016581 | Patients requiring fracture fixation or orthopaedic corrective surgery
Orthopaedics | Trauma - Extramedullary fixation | Fixation screw | Headless compression screw | Medartis | 4.0 CCS Fully Threaded 40mm | A-8112.40/1S | Standalone | DE0016581 | Patients requiring fracture fixation or orthopaedic corrective surgery
Orthopaedics | Trauma - Extramedullary fixation | Fixation screw | Headless compression screw | Medartis | 4.0 CCS Fully Threaded 42mm | A-8112.42/1S | Standalone | DE0016581 | Patients requiring fracture fixation or orthopaedic corrective surgery
Orthopaedics | Trauma - Extramedullary fixation | Fixation screw | Headless compression screw | Medartis | 4.0 CCS Fully Threaded 44mm | A-8112.44/1S | Standalone | DE0016581 | Patients requiring fracture fixation or orthopaedic corrective surgery
Orthopaedics | Trauma - Extramedullary fixation | Fixation screw | Headless compression screw | Medartis | 4.0 CCS Fully Threaded 46mm | A-8112.46/1S | Standalone | DE0016581 | Patients requiring fracture fixation or orthopaedic corrective surgery
Orthopaedics | Trauma - Extramedullary fixation | Fixation screw | Headless compression screw | Medartis | 4.0 CCS Fully Threaded 48mm | A-8112.48/1S | Standalone | DE0016581 | Patients requiring fracture fixation or orthopaedic corrective surgery
Orthopaedics | Trauma - Extramedullary fixation | Fixation screw | Headless compression screw | Medartis | 4.0 CCS Fully Threaded 50mm | A-8112.50/1S | Standalone | DE0016581 | Patients requiring fracture fixation or orthopaedic corrective surgery
Orthopaedics | Trauma - Extramedullary fixation | Fixation screw | Headless compression screw | Medartis | 4.0 CCS Fully Threaded 55mm | A-8112.55/1S | Standalone | DE0016581 | Patients requiring fracture fixation or orthopaedic corrective surgery
Orthopaedics | Trauma - Extramedullary fixation | Fixation screw | Headless compression screw | Medartis | 4.0 CCS Fully Threaded 60mm | A-8112.60/1S | Standalone | DE0016581 | Patients requiring fracture fixation or orthopaedic corrective surgery
Orthopaedics | Trauma - Extramedullary fixation | Fixation screw | Headless compression screw | Medartis | 5.0 CCS Screw 24mm, HD15 | A-8210.24/1S | Standalone | DE0016581 | Patients requiring fracture fixation or orthopaedic corrective surgery
Orthopaedics | Trauma - Extramedullary fixation | Fixation screw | Headless compression screw | Medartis | 5.0 CCS Screw 26mm, HD15 | A-8210.26/1S | Standalone | DE0016581 | Patients requiring fracture fixation or orthopaedic corrective surgery
Orthopaedics | Trauma - Extramedullary fixation | Fixation screw | Headless compression screw | Medartis | 5.0 CCS Screw 28mm, HD15 | A-8210.28/1S | Standalone | DE0016581 | Patients requiring fracture fixation or orthopaedic corrective surgery
Orthopaedics | Trauma - Extramedullary fixation | Fixation screw | Headless compression screw | Medartis | 5.0 CCS Screw 30mm, HD15 | A-8210.30/1S | Standalone | DE0016581 | Patients requiring fracture fixation or orthopaedic corrective surgery
Orthopaedics | Trauma - Extramedullary fixation | Fixation screw | Headless compression screw | Medartis | 5.0 CCS Screw 32mm, HD15 | A-8210.32/1S | Standalone | DE0016581 | Patients requiring fracture fixation or orthopaedic corrective surgery
Orthopaedics | Trauma - Extramedullary fixation | Fixation screw | Headless compression screw | Medartis | 5.0 CCS Screw 34mm, HD15 | A-8210.34/1S | Standalone | DE0016581 | Patients requiring fracture fixation or orthopaedic corrective surgery
Orthopaedics | Trauma - Extramedullary fixation | Fixation screw | Headless compression screw | Medartis | 5.0 CCS Screw 36mm, HD15 | A-8210.36/1S | Standalone | DE0016581 | Patients requiring fracture fixation or orthopaedic corrective surgery
Orthopaedics | Trauma - Extramedullary fixation | Fixation screw | Headless compression screw | Medartis | 5.0 CCS Screw 38mm, HD15 | A-8210.38/1S | Standalone | DE0016581 | Patients requiring fracture fixation or orthopaedic corrective surgery
Orthopaedics | Trauma - Extramedullary fixation | Fixation screw | Headless compression screw | Medartis | 5.0 CCS Screw 40mm, HD15 | A-8210.40/1S | Standalone | DE0016581 | Patients requiring fracture fixation or orthopaedic corrective surgery
Orthopaedics | Trauma - Extramedullary fixation | Fixation screw | Headless compression screw | Medartis | 5.0 CCS Screw 45mm, HD15 | A-8210.45/1S | Standalone | DE0016581 | Patients requiring fracture fixation or orthopaedic corrective surgery
Orthopaedics | Trauma - Extramedullary fixation | Fixation screw | Headless compression screw | Medartis | 5.0 CCS Screw 50mm, HD15 | A-8210.50/1S | Standalone | DE0016581 | Patients requiring fracture fixation or orthopaedic corrective surgery
Orthopaedics | Trauma - Extramedullary fixation | Fixation screw | Headless compression screw | Medartis | 5.0 CCS Screw 55mm, HD15 | A-8210.55/1S | Standalone | DE0016581 | Patients requiring fracture fixation or orthopaedic corrective surgery
Orthopaedics | Trauma - Extramedullary fixation | Fixation screw | Headless compression screw | Medartis | 5.0 CCS Screw 60mm, HD15 | A-8210.60/1S | Standalone | DE0016581 | Patients requiring fracture fixation or orthopaedic corrective surgery
Orthopaedics | Trauma - Extramedullary fixation | Fixation screw | Headless compression screw | Medartis | 5.0 CCS Screw 65mm, HD15 | A-8210.65/1S | Standalone | DE0016581 | Patients requiring fracture fixation or orthopaedic corrective surgery
Orthopaedics | Trauma - Extramedullary fixation | Fixation screw | Headless compression screw | Medartis | 5.0 CCS Screw 70mm, HD15 | A-8210.70/1S | Standalone | DE0016581 | Patients requiring fracture fixation or orthopaedic corrective surgery
Orthopaedics | Trauma - Extramedullary fixation | Fixation screw | Headless compression screw | Medartis | 5.0 CCS Screw 30mm, HD15 | A-8211.30/1S | Standalone | DE0016581 | Patients requiring fracture fixation or orthopaedic corrective surgery
Orthopaedics | Trauma - Extramedullary fixation | Fixation screw | Headless compression screw | Medartis | 5.0 CCS Screw 32mm, HD15 | A-8211.32/1S | Standalone | DE0016581 | Patients requiring fracture fixation or orthopaedic corrective surgery
Orthopaedics | Trauma - Extramedullary fixation | Fixation screw | Headless compression screw | Medartis | 5.0 CCS Screw 34mm, HD15 | A-8211.34/1S | Standalone | DE0016581 | Patients requiring fracture fixation or orthopaedic corrective surgery
Orthopaedics | Trauma - Extramedullary fixation | Fixation screw | Headless compression screw | Medartis | 5.0 CCS Screw 36mm, HD15 | A-8211.36/1S | Standalone | DE0016581 | Patients requiring fracture fixation or orthopaedic corrective surgery
Orthopaedics | Trauma - Extramedullary fixation | Fixation screw | Headless compression screw | Medartis | 5.0 CCS Screw 38mm, HD15 | A-8211.38/1S | Standalone | DE0016581 | Patients requiring fracture fixation or orthopaedic corrective surgery
Orthopaedics | Trauma - Extramedullary fixation | Fixation screw | Headless compression screw | Medartis | 5.0 CCS Screw 40mm, HD15 | A-8211.40/1S | Standalone | DE0016581 | Patients requiring fracture fixation or orthopaedic corrective surgery
Orthopaedics | Trauma - Extramedullary fixation | Fixation screw | Headless compression screw | Medartis | 5.0 CCS Screw 45mm, HD15 | A-8211.45/1S | Standalone | DE0016581 | Patients requiring fracture fixation or orthopaedic corrective surgery
Orthopaedics | Trauma - Extramedullary fixation | Fixation screw | Headless compression screw | Medartis | 5.0 CCS Screw 50mm, HD15 | A-8211.50/1S | Standalone | DE0016581 | Patients requiring fracture fixation or orthopaedic corrective surgery
Orthopaedics | Trauma - Extramedullary fixation | Fixation screw | Headless compression screw | Medartis | 5.0 CCS Screw 55mm, HD15 | A-8211.55/1S | Standalone | DE0016581 | Patients requiring fracture fixation or orthopaedic corrective surgery
Orthopaedics | Trauma - Extramedullary fixation | Fixation screw | Headless compression screw | Medartis | 5.0 CCS Screw 60mm, HD15 | A-8211.60/1S | Standalone | DE0016581 | Patients requiring fracture fixation or orthopaedic corrective surgery
Orthopaedics | Trauma - Extramedullary fixation | Fixation screw | Headless compression screw | Medartis | 5.0 CCS Screw 65mm, HD15 | A-8211.65/1S | Standalone | DE0016581 | Patients requiring fracture fixation or orthopaedic corrective surgery
Orthopaedics | Trauma - Extramedullary fixation | Fixation screw | Headless compression screw | Medartis | 5.0 CCS Screw 70mm, HD15 | A-8211.70/1S | Standalone | DE0016581 | Patients requiring fracture fixation or orthopaedic corrective surgery
Orthopaedics | Trauma - Extramedullary fixation | Fixation screw | Headless compression screw | Medartis | 5.0 CCS Screw 24mm, HD15 | A-8212.24/1S | Standalone | DE0016581 | Patients requiring fracture fixation or orthopaedic corrective surgery
Orthopaedics | Trauma - Extramedullary fixation | Fixation screw | Headless compression screw | Medartis | 5.0 CCS Screw 26mm, HD15 | A-8212.26/1S | Standalone | DE0016581 | Patients requiring fracture fixation or orthopaedic corrective surgery
Orthopaedics | Trauma - Extramedullary fixation | Fixation screw | Headless compression screw | Medartis | 5.0 CCS Screw 28mm, HD15 | A-8212.28/1S | Standalone | DE0016581 | Patients requiring fracture fixation or orthopaedic corrective surgery
Orthopaedics | Trauma - Extramedullary fixation | Fixation screw | Headless compression screw | Medartis | 5.0 CCS Screw 30mm, HD15 | A-8212.30/1S | Standalone | DE0016581 | Patients requiring fracture fixation or orthopaedic corrective surgery
Orthopaedics | Trauma - Extramedullary fixation | Fixation screw | Headless compression screw | Medartis | 5.0 CCS Screw 32mm, HD15 | A-8212.32/1S | Standalone | DE0016581 | Patients requiring fracture fixation or orthopaedic corrective surgery
Orthopaedics | Trauma - Extramedullary fixation | Fixation screw | Headless compression screw | Medartis | 5.0 CCS Screw 34mm, HD15 | A-8212.34/1S | Standalone | DE0016581 | Patients requiring fracture fixation or orthopaedic corrective surgery
Orthopaedics | Trauma - Extramedullary fixation | Fixation screw | Headless compression screw | Medartis | 5.0 CCS Screw 36mm, HD15 | A-8212.36/1S | Standalone | DE0016581 | Patients requiring fracture fixation or orthopaedic corrective surgery
Orthopaedics | Trauma - Extramedullary fixation | Fixation screw | Headless compression screw | Medartis | 5.0 CCS Screw 38mm, HD15 | A-8212.38/1S | Standalone | DE0016581 | Patients requiring fracture fixation or orthopaedic corrective surgery
Orthopaedics | Trauma - Extramedullary fixation | Fixation screw | Headless compression screw | Medartis | 5.0 CCS Screw 40mm, HD15 | A-8212.40/1S | Standalone | DE0016581 | Patients requiring fracture fixation or orthopaedic corrective surgery
Orthopaedics | Trauma - Extramedullary fixation | Fixation screw | Headless compression screw | Medartis | 5.0 CCS Screw 45mm, HD15 | A-8212.45/1S | Standalone | DE0016581 | Patients requiring fracture fixation or orthopaedic corrective surgery
Orthopaedics | Trauma - Extramedullary fixation | Fixation screw | Headless compression screw | Medartis | 5.0 CCS Screw 50mm, HD15 | A-8212.50/1S | Standalone | DE0016581 | Patients requiring fracture fixation or orthopaedic corrective surgery
Orthopaedics | Trauma - Extramedullary fixation | Fixation screw | Headless compression screw | Medartis | 5.0 CCS Screw 55mm, HD15 | A-8212.55/1S | Standalone | DE0016581 | Patients requiring fracture fixation or orthopaedic corrective surgery
Orthopaedics | Trauma - Extramedullary fixation | Fixation screw | Headless compression screw | Medartis | 5.0 CCS Screw 60mm, HD15 | A-8212.60/1S | Standalone | DE0016581 | Patients requiring fracture fixation or orthopaedic corrective surgery
Orthopaedics | Trauma - Extramedullary fixation | Fixation screw | Headless compression screw | Medartis | 5.0 CCS Screw 65mm, HD15 | A-8212.65/1S | Standalone | DE0016581 | Patients requiring fracture fixation or orthopaedic corrective surgery
Orthopaedics | Trauma - Extramedullary fixation | Fixation screw | Headless compression screw | Medartis | 5.0 CCS Screw 70mm, HD15 | A-8212.70/1S | Standalone | DE0016581 | Patients requiring fracture fixation or orthopaedic corrective surgery
Orthopaedics | Trauma - Extramedullary fixation | Fixation screw | Headless compression screw | Medartis | 7.0 CCS Screw 30mm, HD25 | A-8410.30/1S | Standalone | DE0016581 | Patients requiring fracture fixation or orthopaedic corrective surgery
Orthopaedics | Trauma - Extramedullary fixation | Fixation screw | Headless compression screw | Medartis | 7.0 CCS Screw 35mm, HD25 | A-8410.35/1S | Standalone | DE0016581 | Patients requiring fracture fixation or orthopaedic corrective surgery
Orthopaedics | Trauma - Extramedullary fixation | Fixation screw | Headless compression screw | Medartis | 7.0 CCS Screw 40mm, HD25 | A-8410.40/1S | Standalone | DE0016581 | Patients requiring fracture fixation or orthopaedic corrective surgery
Orthopaedics | Trauma - Extramedullary fixation | Fixation screw | Headless compression screw | Medartis | 7.0 CCS Screw 45mm, HD25 | A-8410.45/1S | Standalone | DE0016581 | Patients requiring fracture fixation or orthopaedic corrective surgery
Orthopaedics | Trauma - Extramedullary fixation | Fixation screw | Headless compression screw | Medartis | 7.0 CCS Screw 50mm, HD25 | A-8410.50/1S | Standalone | DE0016581 | Patients requiring fracture fixation or orthopaedic corrective surgery
Orthopaedics | Trauma - Extramedullary fixation | Fixation screw | Headless compression screw | Medartis | 7.0 CCS Screw 55mm, HD25 | A-8410.55/1S | Standalone | DE0016581 | Patients requiring fracture fixation or orthopaedic corrective surgery
Orthopaedics | Trauma - Extramedullary fixation | Fixation screw | Headless compression screw | Medartis | 7.0 CCS Screw 60mm, HD25 | A-8410.60/1S | Standalone | DE0016581 | Patients requiring fracture fixation or orthopaedic corrective surgery
Orthopaedics | Trauma - Extramedullary fixation | Fixation screw | Headless compression screw | Medartis | 7.0 CCS Screw 65mm, HD25 | A-8410.65/1S | Standalone | DE0016581 | Patients requiring fracture fixation or orthopaedic corrective surgery
Orthopaedics | Trauma - Extramedullary fixation | Fixation screw | Headless compression screw | Medartis | 7.0 CCS Screw 70mm, HD25 | A-8410.70/1S | Standalone | DE0016581 | Patients requiring fracture fixation or orthopaedic corrective surgery
Orthopaedics | Trauma - Extramedullary fixation | Fixation screw | Headless compression screw | Medartis | 7.0 CCS Screw 75mm, HD25 | A-8410.75/1S | Standalone | DE0016581 | Patients requiring fracture fixation or orthopaedic corrective surgery
Orthopaedics | Trauma - Extramedullary fixation | Fixation screw | Headless compression screw | Medartis | 7.0 CCS Screw 80mm, HD25 | A-8410.80/1S | Standalone | DE0016581 | Patients requiring fracture fixation or orthopaedic corrective surgery
Orthopaedics | Trauma - Extramedullary fixation | Fixation screw | Headless compression screw | Medartis | 7.0 CCS Screw 85mm, HD25 | A-8410.85/1S | Standalone | DE0016581 | Patients requiring fracture fixation or orthopaedic corrective surgery
Orthopaedics | Trauma - Extramedullary fixation | Fixation screw | Headless compression screw | Medartis | 7.0 CCS Screw 90mm, HD25 | A-8410.90/1S | Standalone | DE0016581 | Patients requiring fracture fixation or orthopaedic corrective surgery
Orthopaedics | Trauma - Extramedullary fixation | Fixation screw | Headless compression screw | Medartis | 7.0 CCS Screw 95mm, HD25 | A-8410.95/1S | Standalone | DE0016581 | Patients requiring fracture fixation or orthopaedic corrective surgery
Orthopaedics | Trauma - Extramedullary fixation | Fixation screw | Headless compression screw | Medartis | 7.0 CCS Screw 100mm, HD25 | A-8410.100/1S | Standalone | DE0016581 | Patients requiring fracture fixation or orthopaedic corrective surgery
Orthopaedics | Trauma - Extramedullary fixation | Fixation screw | Headless compression screw | Medartis | 7.0 CCS Screw 105mm, HD25 | A-8410.105/1S | Standalone | DE0016581 | Patients requiring fracture fixation or orthopaedic corrective surgery
Orthopaedics | Trauma - Extramedullary fixation | Fixation screw | Headless compression screw | Medartis | 7.0 CCS Screw 110mm, HD25 | A-8410.110/1S | Standalone | DE0016581 | Patients requiring fracture fixation or orthopaedic corrective surgery
Orthopaedics | Trauma - Extramedullary fixation | Fixation screw | Headless compression screw | Medartis | 7.0 CCS Screw 120mm, HD25 | A-8410.120/1S | Standalone | DE0016581 | Patients requiring fracture fixation or orthopaedic corrective surgery
Orthopaedics | Trauma - Extramedullary fixation | Fixation screw | Headless compression screw | Medartis | 7.0 CCS Screw 130mm, HD25 | A-8410.130/1S | Standalone | DE0016581 | Patients requiring fracture fixation or orthopaedic corrective surgery
Orthopaedics | Trauma - Extramedullary fixation | Fixation screw | Headless compression screw | Medartis | 7.0 CCS Screw 140mm, HD25 | A-8410.140/1S | Standalone | DE0016581 | Patients requiring fracture fixation or orthopaedic corrective surgery
Orthopaedics | Trauma - Extramedullary fixation | Fixation screw | Headless compression screw | Medartis | 7.0 CCS Screw 35mm, HD25 | A-8411.35/1S | Standalone | DE0016581 | Patients requiring fracture fixation or orthopaedic corrective surgery
Orthopaedics | Trauma - Extramedullary fixation | Fixation screw | Headless compression screw | Medartis | 7.0 CCS Screw 40mm, HD25 | A-8411.40/1S | Standalone | DE0016581 | Patients requiring fracture fixation or orthopaedic corrective surgery
Orthopaedics | Trauma - Extramedullary fixation | Fixation screw | Headless compression screw | Medartis | 7.0 CCS Screw 45mm, HD25 | A-8411.45/1S | Standalone | DE0016581 | Patients requiring fracture fixation or orthopaedic corrective surgery
Orthopaedics | Trauma - Extramedullary fixation | Fixation screw | Headless compression screw | Medartis | 7.0 CCS Screw 50mm, HD25 | A-8411.50/1S | Standalone | DE0016581 | Patients requiring fracture fixation or orthopaedic corrective surgery
Orthopaedics | Trauma - Extramedullary fixation | Fixation screw | Headless compression screw | Medartis | 7.0 CCS Screw 55mm, HD25 | A-8411.55/1S | Standalone | DE0016581 | Patients requiring fracture fixation or orthopaedic corrective surgery
Orthopaedics | Trauma - Extramedullary fixation | Fixation screw | Headless compression screw | Medartis | 7.0 CCS Screw 60mm, HD25 | A-8411.60/1S | Standalone | DE0016581 | Patients requiring fracture fixation or orthopaedic corrective surgery
Orthopaedics | Trauma - Extramedullary fixation | Fixation screw | Headless compression screw | Medartis | 7.0 CCS Screw 65mm, HD25 | A-8411.65/1S | Standalone | DE0016581 | Patients requiring fracture fixation or orthopaedic corrective surgery
Orthopaedics | Trauma - Extramedullary fixation | Fixation screw | Headless compression screw | Medartis | 7.0 CCS Screw 70mm, HD25 | A-8411.70/1S | Standalone | DE0016581 | Patients requiring fracture fixation or orthopaedic corrective surgery
Orthopaedics | Trauma - Extramedullary fixation | Fixation screw | Headless compression screw | Medartis | 7.0 CCS Screw 75mm, HD25 | A-8411.75/1S | Standalone | DE0016581 | Patients requiring fracture fixation or orthopaedic corrective surgery
Orthopaedics | Trauma - Extramedullary fixation | Fixation screw | Headless compression screw | Medartis | 7.0 CCS Screw 80mm, HD25 | A-8411.80/1S | Standalone | DE0016581 | Patients requiring fracture fixation or orthopaedic corrective surgery
Orthopaedics | Trauma - Extramedullary fixation | Fixation screw | Headless compression screw | Medartis | 7.0 CCS Screw 85mm, HD25 | A-8411.85/1S | Standalone | DE0016581 | Patients requiring fracture fixation or orthopaedic corrective surgery
Orthopaedics | Trauma - Extramedullary fixation | Fixation screw | Headless compression screw | Medartis | 7.0 CCS Screw 90mm, HD25 | A-8411.90/1S | Standalone | DE0016581 | Patients requiring fracture fixation or orthopaedic corrective surgery
Orthopaedics | Trauma - Extramedullary fixation | Fixation screw | Headless compression screw | Medartis | 7.0 CCS Screw 95mm, HD25 | A-8411.95/1S | Standalone | DE0016581 | Patients requiring fracture fixation or orthopaedic corrective surgery
Orthopaedics | Trauma - Extramedullary fixation | Fixation screw | Headless compression screw | Medartis | 7.0 CCS Screw 100mm, HD25 | A-8411.100/1S | Standalone | DE0016581 | Patients requiring fracture fixation or orthopaedic corrective surgery
Orthopaedics | Trauma - Extramedullary fixation | Fixation screw | Headless compression screw | Medartis | 7.0 CCS Screw 105mm, HD25 | A-8411.105/1S | Standalone | DE0016581 | Patients requiring fracture fixation or orthopaedic corrective surgery
Orthopaedics | Trauma - Extramedullary fixation | Fixation screw | Headless compression screw | Medartis | 7.0 CCS Screw 110mm, HD25 | A-8411.110/1S | Standalone | DE0016581 | Patients requiring fracture fixation or orthopaedic corrective surgery
Orthopaedics | Trauma - Extramedullary fixation | Fixation screw | Headless compression screw | Medartis | 7.0 CCS Screw 120mm, HD25 | A-8411.120/1S | Standalone | DE0016581 | Patients requiring fracture fixation or orthopaedic corrective surgery
Orthopaedics | Trauma - Extramedullary fixation | Fixation screw | Headless compression screw | Medartis | 7.0 CCS Screw 130mm, HD25 | A-8411.130/1S | Standalone | DE0016581 | Patients requiring fracture fixation or orthopaedic corrective surgery
Orthopaedics | Trauma - Extramedullary fixation | Fixation screw | Headless compression screw | Medartis | 7.0 CCS Screw 140mm, HD25 | A-8411.140/1S | Standalone | DE0016581 | Patients requiring fracture fixation or orthopaedic corrective surgery
Orthopaedics | Trauma - Extramedullary fixation | Fixation screw | Headless compression screw | Medartis | 7.0 CCS Screw 30mm, HD25 | A-8412.30/1S | Standalone | DE0016581 | Patients requiring fracture fixation or orthopaedic corrective surgery
Orthopaedics | Trauma - Extramedullary fixation | Fixation screw | Headless compression screw | Medartis | 7.0 CCS Screw 35mm, HD25 | A-8412.35/1S | Standalone | DE0016581 | Patients requiring fracture fixation or orthopaedic corrective surgery
Orthopaedics | Trauma - Extramedullary fixation | Fixation screw | Headless compression screw | Medartis | 7.0 CCS Screw 40mm, HD25 | A-8412.40/1S | Standalone | DE0016581 | Patients requiring fracture fixation or orthopaedic corrective surgery
Orthopaedics | Trauma - Extramedullary fixation | Fixation screw | Headless compression screw | Medartis | 7.0 CCS Screw 45mm, HD25 | A-8412.45/1S | Standalone | DE0016581 | Patients requiring fracture fixation or orthopaedic corrective surgery
Orthopaedics | Trauma - Extramedullary fixation | Fixation screw | Headless compression screw | Medartis | 7.0 CCS Screw 50mm, HD25 | A-8412.50/1S | Standalone | DE0016581 | Patients requiring fracture fixation or orthopaedic corrective surgery
Orthopaedics | Trauma - Extramedullary fixation | Fixation screw | Headless compression screw | Medartis | 7.0 CCS Screw 55mm, HD25 | A-8412.55/1S | Standalone | DE0016581 | Patients requiring fracture fixation or orthopaedic corrective surgery
Orthopaedics | Trauma - Extramedullary fixation | Fixation screw | Headless compression screw | Medartis | 7.0 CCS Screw 60mm, HD25 | A-8412.60/1S | Standalone | DE0016581 | Patients requiring fracture fixation or orthopaedic corrective surgery
Orthopaedics | Trauma - Extramedullary fixation | Fixation screw | Headless compression screw | Medartis | 7.0 CCS Screw 65mm, HD25 | A-8412.65/1S | Standalone | DE0016581 | Patients requiring fracture fixation or orthopaedic corrective surgery
Orthopaedics | Trauma - Extramedullary fixation | Fixation screw | Headless compression screw | Medartis | 7.0 CCS Screw 70mm, HD25 | A-8412.70/1S | Standalone | DE0016581 | Patients requiring fracture fixation or orthopaedic corrective surgery
Orthopaedics | Trauma - Extramedullary fixation | Fixation screw | Headless compression screw | Medartis | 7.0 CCS Screw 75mm, HD25 | A-8412.75/1S | Standalone | DE0016581 | Patients requiring fracture fixation or orthopaedic corrective surgery
Orthopaedics | Trauma - Extramedullary fixation | Fixation screw | Headless compression screw | Medartis | 7.0 CCS Screw 80mm, HD25 | A-8412.80/1S | Standalone | DE0016581 | Patients requiring fracture fixation or orthopaedic corrective surgery
Orthopaedics | Trauma - Extramedullary fixation | Fixation screw | Headless compression screw | Medartis | 7.0 CCS Screw 85mm, HD25 | A-8412.85/1S | Standalone | DE0016581 | Patients requiring fracture fixation or orthopaedic corrective surgery
Orthopaedics | Trauma - Extramedullary fixation | Fixation screw | Headless compression screw | Medartis | 7.0 CCS Screw 90mm, HD25 | A-8412.90/1S | Standalone | DE0016581 | Patients requiring fracture fixation or orthopaedic corrective surgery
Orthopaedics | Trauma - Extramedullary fixation | Fixation screw | Headless compression screw | Medartis | 7.0 CCS Screw 95mm, HD25 | A-8412.95/1S | Standalone | DE0016581 | Patients requiring fracture fixation or orthopaedic corrective surgery
Orthopaedics | Trauma - Extramedullary fixation | Fixation screw | Headless compression screw | Medartis | 7.0 CCS Screw 100mm, HD25 | A-8412.100/1S | Standalone | DE0016581 | Patients requiring fracture fixation or orthopaedic corrective surgery
Orthopaedics | Trauma - Extramedullary fixation | Fixation screw | Headless compression screw | Medartis | 7.0 CCS Screw 105mm, HD25 | A-8412.105/1S | Standalone | DE0016581 | Patients requiring fracture fixation or orthopaedic corrective surgery
Orthopaedics | Trauma - Extramedullary fixation | Fixation screw | Headless compression screw | Medartis | 7.0 CCS Screw 110mm, HD25 | A-8412.110/1S | Standalone | DE0016581 | Patients requiring fracture fixation or orthopaedic corrective surgery
Orthopaedics | Trauma - Extramedullary fixation | Fixation screw | Headless compression screw | Medartis | 7.0 CCS Screw 120mm, HD25 | A-8412.120/1S | Standalone | DE0016581 | Patients requiring fracture fixation or orthopaedic corrective surgery
Orthopaedics | Trauma - Extramedullary fixation | Fixation screw | Headless compression screw | Medartis | 7.0 CCS Screw 130mm, HD25 | A-8412.130/1S | Standalone | DE0016581 | Patients requiring fracture fixation or orthopaedic corrective surgery
Orthopaedics | Trauma - Extramedullary fixation | Fixation screw | Headless compression screw | Medartis | 7.0 CCS Screw 140mm, HD25 | A-8412.140/1S | Standalone | DE0016581 | Patients requiring fracture fixation or orthopaedic corrective surgery
Orthopaedics | Trauma - Extramedullary fixation | Fixation screw | Other fixation screw accessories (e.g. nut, washer, etc) | Paragon28 | Mini-Monster, Washer, D2.0mm, Deep Well, TiA | P20-020-DW00 | Standalone | DE0503860 | Patients requiring fracture fixation or orthopaedic corrective surgery
Orthopaedics | Trauma - Extramedullary fixation | Fixation screw | Other fixation screw accessories (e.g. nut, washer, etc) | Paragon28 | Mini-Monster, Washer, D2.5mm, Deep Well, TiA | P20-025-DW00 | Standalone | DE0503860 | Patients requiring fracture fixation or orthopaedic corrective surgery
Orthopaedics | Trauma - Extramedullary fixation | Fixation screw | Other fixation screw accessories (e.g. nut, washer, etc) | Paragon28 | Mini-Monster, Washer, D2.7mm, Deep Well, TiA | P20-027-DW00 | Standalone | DE0503860 | Patients requiring fracture fixation or orthopaedic corrective surgery
Orthopaedics | Trauma - Extramedullary fixation | Fixation screw | Other fixation screw accessories (e.g. nut, washer, etc) | Paragon28 | Mini-Monster, Washer, D3.0mm, Deep Well, TiA | P20-030-DW00 | Standalone | DE0503860 | Patients requiring fracture fixation or orthopaedic corrective surgery
Orthopaedics | Trauma - Extramedullary fixation | Fixation screw | Other fixation screw accessories (e.g. nut, washer, etc) | Paragon28 | Mini-Monster, Washer, D3.5mm, Deep Well, TiA | P20-035-DW00 | Standalone | DE0503860 | Patients requiring fracture fixation or orthopaedic corrective surgery
Orthopaedics | Trauma - Extramedullary fixation | Fixation screw | Other fixation screw accessories (e.g. nut, washer, etc) | Paragon28 | Mini-Monster, Washer, D4.0mm, Deep Well, TiA | P20-040-DW00 | Standalone | DE0503860 | Patients requiring fracture fixation or orthopaedic corrective surgery
Orthopaedics | Trauma - Extramedullary fixation | Fixation screw | Other fixation screw accessories (e.g. nut, washer, etc) | Paragon28 | Monster, Washer, D4.5mm, Dome, TiA | P20-045-WD00 | Standalone | DE0503860 | Patients requiring fracture fixation or orthopaedic corrective surgery
Orthopaedics | Trauma - Extramedullary fixation | Fixation screw | Other fixation screw accessories (e.g. nut, washer, etc) | Paragon28 | Monster, Washer, D4.5mm, Flat, TiA | P20-045-WF00 | Standalone | DE0503860 | Patients requiring fracture fixation or orthopaedic corrective surgery
Orthopaedics | Trauma - Extramedullary fixation | Fixation screw | Other fixation screw accessories (e.g. nut, washer, etc) | Paragon28 | Monster, Washer, D5.5mm, Dome, TiA | P20-055-WD00 | Standalone | DE0503860 | Patients requiring fracture fixation or orthopaedic corrective surgery
Orthopaedics | Trauma - Extramedullary fixation | Fixation screw | Other fixation screw accessories (e.g. nut, washer, etc) | Paragon28 | Monster, Washer, D5.5mm, Flat, TiA | P20-055-WF00 | Standalone | DE0503860 | Patients requiring fracture fixation or orthopaedic corrective surgery
Orthopaedics | Trauma - Extramedullary fixation | Fixation screw | Other fixation screw accessories (e.g. nut, washer, etc) | Paragon28 | Monster, Washer, D6.0mm, Dome, TiA | P20-060-WD00 | Standalone | DE0503860 | Patients requiring fracture fixation or orthopaedic corrective surgery
Orthopaedics | Trauma - Extramedullary fixation | Fixation screw | Other fixation screw accessories (e.g. nut, washer, etc) | Paragon28 | Monster Screw Bowl Washer, 7.0mm | P20-070-WB00 | Standalone | DE0503860 | Patients requiring fracture fixation or orthopaedic corrective surgery
Orthopaedics | Trauma - Extramedullary fixation | Fixation screw | Other fixation screw accessories (e.g. nut, washer, etc) | Paragon28 | Monster, Washer, D7.0mm, Dome, TiA | P20-070-WD00 | Standalone | DE0503860 | Patients requiring fracture fixation or orthopaedic corrective surgery
Orthopaedics | Trauma - Extramedullary fixation | Fixation screw | Other fixation screw accessories (e.g. nut, washer, etc) | Paragon28 | Monster, Washer, D7.0mm, Flat, TiA | P20-070-WF00 | Standalone | DE0503860 | Patients requiring fracture fixation or orthopaedic corrective surgery
Orthopaedics | Trauma - Extramedullary fixation | Fixation screw | Other fixation screw accessories (e.g. nut, washer, etc) | Paragon28 | Monster, Washer, D6.0mm, Slotted, TiA | P20-070-WFS0 | Standalone | DE0503860 | Patients requiring fracture fixation or orthopaedic corrective surgery
Orthopaedics | Trauma - Extramedullary fixation | Fixation screw | Twist-off screw | Paragon28 | Monster BITE Screw, 2.0 x 8mm, Long Thread | P24-020-008L | Standalone | DE0503860 | Patients requiring fracture fixation or orthopaedic corrective surgery
Orthopaedics | Trauma - Extramedullary fixation | Fixation screw | Twist-off screw | Paragon28 | Monster BITE Screw, 2.0 x 8mm, Short Thread | P24-020-008S | Standalone | DE0503860 | Patients requiring fracture fixation or orthopaedic corrective surgery
Orthopaedics | Trauma - Extramedullary fixation | Fixation screw | Twist-off screw | Paragon28 | Monster BITE Screw, 2.0 x 9mm, Long Thread | P24-020-009L | Standalone | DE0503860 | Patients requiring fracture fixation or orthopaedic corrective surgery
Orthopaedics | Trauma - Extramedullary fixation | Fixation screw | Twist-off screw | Paragon28 | Monster BITE Screw, 2.0 x 9mm, Short Thread | P24-020-009S | Standalone | DE0503860 | Patients requiring fracture fixation or orthopaedic corrective surgery
Orthopaedics | Trauma - Extramedullary fixation | Fixation screw | Twist-off screw | Paragon28 | Monster BITE Screw, 2.0 x 10mm, Long Thread | P24-020-010L | Standalone | DE0503860 | Patients requiring fracture fixation or orthopaedic corrective surgery
Orthopaedics | Trauma - Extramedullary fixation | Fixation screw | Twist-off screw | Paragon28 | Monster BITE Screw, 2.0 x 10mm, Short Thread | P24-020-010S | Standalone | DE0503860 | Patients requiring fracture fixation or orthopaedic corrective surgery
Orthopaedics | Trauma - Extramedullary fixation | Fixation screw | Twist-off screw | Paragon28 | Monster BITE Screw, 2.0 x 11mm, Long Thread | P24-020-011L | Standalone | DE0503860 | Patients requiring fracture fixation or orthopaedic corrective surgery
Orthopaedics | Trauma - Extramedullary fixation | Fixation screw | Twist-off screw | Paragon28 | Monster BITE Screw, 2.0 x 11mm, Short Thread | P24-020-011S | Standalone | DE0503860 | Patients requiring fracture fixation or orthopaedic corrective surgery
Orthopaedics | Trauma - Extramedullary fixation | Fixation screw | Twist-off screw | Paragon28 | Monster BITE Screw, 2.0 x 12mm, Long Thread | P24-020-012L | Standalone | DE0503860 | Patients requiring fracture fixation or orthopaedic corrective surgery
Orthopaedics | Trauma - Extramedullary fixation | Fixation screw | Twist-off screw | Paragon28 | Monster BITE Screw, 2.0 x 12mm, Short Thread | P24-020-012S | Standalone | DE0503860 | Patients requiring fracture fixation or orthopaedic corrective surgery
Orthopaedics | Trauma - Extramedullary fixation | Fixation screw | Twist-off screw | Paragon28 | Monster BITE Screw, 2.0 x 13mm, Long Thread | P24-020-013L | Standalone | DE0503860 | Patients requiring fracture fixation or orthopaedic corrective surgery
Orthopaedics | Trauma - Extramedullary fixation | Fixation screw | Twist-off screw | Paragon28 | Monster BITE Screw, 2.0 x 13mm, Short Thread | P24-020-013S | Standalone | DE0503860 | Patients requiring fracture fixation or orthopaedic corrective surgery
Orthopaedics | Trauma - Extramedullary fixation | Fixation screw | Twist-off screw | Paragon28 | Monster BITE Screw, 2.0 x 14mm, Long Thread | P24-020-014L | Standalone | DE0503860 | Patients requiring fracture fixation or orthopaedic corrective surgery
Orthopaedics | Trauma - Extramedullary fixation | Fixation screw | Twist-off screw | Paragon28 | Monster BITE Screw, 2.0 x 14mm, Short Thread | P24-020-014S | Standalone | DE0503860 | Patients requiring fracture fixation or orthopaedic corrective surgery
Orthopaedics | Trauma - Extramedullary fixation | Fixation screw | Twist-off screw | Paragon28 | Monster BITE Screw, 2.0 x 15, Long Thread | P24-020-015L | Standalone | DE0503860 | Patients requiring fracture fixation or orthopaedic corrective surgery
Orthopaedics | Trauma - Extramedullary fixation | Fixation screw | Twist-off screw | Paragon28 | Monster BITE Screw, 2.0 x 15mm, Short Thread | P24-020-015S | Standalone | DE0503860 | Patients requiring fracture fixation or orthopaedic corrective surgery
Orthopaedics | Trauma - Extramedullary fixation | Fixation screw | Twist-off screw | Paragon28 | Monster BITE Screw, 2.0 x 16mm, Long Thread | P24-020-016L | Standalone | DE0503860 | Patients requiring fracture fixation or orthopaedic corrective surgery
Orthopaedics | Trauma - Extramedullary fixation | Fixation screw | Twist-off screw | Paragon28 | Monster BITE Screw, 2.0 x 16mm, Short Thread | P24-020-016S | Standalone | DE0503860 | Patients requiring fracture fixation or orthopaedic corrective surgery
Orthopaedics | Trauma - Extramedullary fixation | Fixation screw | Twist-off screw | Paragon28 | Monster BITE Screw, Long Thread, D2.0 x 17mm | P24-020-017L | Standalone | DE0503860 | Patients requiring fracture fixation or orthopaedic corrective surgery
Orthopaedics | Trauma - Extramedullary fixation | Fixation screw | Twist-off screw | Paragon28 | Monster BITE Screw, Short Thread, D2.0 x 17mm | P24-020-017S | Standalone | DE0503860 | Patients requiring fracture fixation or orthopaedic corrective surgery
Orthopaedics | Trauma - Extramedullary fixation | Fixation screw | Twist-off screw | Paragon28 | Monster BITE Screw, Long Thread, D2.0 x 18mm | P24-020-018L | Standalone | DE0503860 | Patients requiring fracture fixation or orthopaedic corrective surgery
Orthopaedics | Trauma - Extramedullary fixation | Fixation screw | Twist-off screw | Paragon28 | Monster BITE Screw, Short Thread, D2.0 x 18mm | P24-020-018S | Standalone | DE0503860 | Patients requiring fracture fixation or orthopaedic corrective surgery
Orthopaedics | Trauma - Extramedullary fixation | Fixation screw | Twist-off screw | Paragon28 | Monster BITE Screw, Long Thread, D2.0 x 19mm | P24-020-019L | Standalone | DE0503860 | Patients requiring fracture fixation or orthopaedic corrective surgery
Orthopaedics | Trauma - Extramedullary fixation | Fixation screw | Twist-off screw | Paragon28 | Monster BITE Screw, Short Thread, D2.0 x 19mm | P24-020-019S | Standalone | DE0503860 | Patients requiring fracture fixation or orthopaedic corrective surgery
Orthopaedics | Trauma - Extramedullary fixation | Fixation screw | Twist-off screw | Paragon28 | Monster BITE Screw, Long Thread, D2.0 x 20mm | P24-020-020L | Standalone | DE0503860 | Patients requiring fracture fixation or orthopaedic corrective surgery
Orthopaedics | Trauma - Extramedullary fixation | Fixation screw | Twist-off screw | Paragon28 | Monster BITE Screw, Short Thread, D2.0 x 20mm | P24-020-020S | Standalone | DE0503860 | Patients requiring fracture fixation or orthopaedic corrective surgery
Orthopaedics | Trauma - Extramedullary fixation | Fixation screw | Twist-off screw | Paragon28 | Monster BITE Screw, Long Thread, D2.0 x 21mm | P24-020-021L | Standalone | DE0503860 | Patients requiring fracture fixation or orthopaedic corrective surgery
Orthopaedics | Trauma - Extramedullary fixation | Fixation screw | Twist-off screw | Paragon28 | Monster BITE Screw, Short Thread, D2.0 x 21mm | P24-020-021S | Standalone | DE0503860 | Patients requiring fracture fixation or orthopaedic corrective surgery
Orthopaedics | Trauma - Extramedullary fixation | Fixation screw | Twist-off screw | Paragon28 | Monster BITE Screw, Long Thread, D2.0 x 22mm | P24-020-022L | Standalone | DE0503860 | Patients requiring fracture fixation or orthopaedic corrective surgery
Orthopaedics | Trauma - Extramedullary fixation | Fixation screw | Twist-off screw | Paragon28 | Monster BITE Screw, Short Thread, D2.0 x 22mm | P24-020-022S | Standalone | DE0503860 | Patients requiring fracture fixation or orthopaedic corrective surgery
Orthopaedics | Trauma - Extramedullary fixation | Fixation screw | Twist-off screw | Paragon28 | Monster BITE Screw, Long Thread, D2.0 x 23mm | P24-020-023L | Standalone | DE0503860 | Patients requiring fracture fixation or orthopaedic corrective surgery
Orthopaedics | Trauma - Extramedullary fixation | Fixation screw | Twist-off screw | Paragon28 | Monster BITE Screw, Short Thread, D2.0 x 23mm | P24-020-023S | Standalone | DE0503860 | Patients requiring fracture fixation or orthopaedic corrective surgery
Orthopaedics | Trauma - Extramedullary fixation | Fixation screw | Twist-off screw | Paragon28 | Monster BITE Screw, Long Thread, D2.0 x 24mm | P24-020-024L | Standalone | DE0503860 | Patients requiring fracture fixation or orthopaedic corrective surgery
Orthopaedics | Trauma - Extramedullary fixation | Fixation screw | Twist-off screw | Paragon28 | Monster BITE Screw, Short Thread, D2.0 x 24mm | P24-020-024S | Standalone | DE0503860 | Patients requiring fracture fixation or orthopaedic corrective surgery
Orthopaedics | Trauma - Extramedullary fixation | Fixation screw | Twist-off screw | Paragon28 | Monster BITE Screw, Long Thread, D2.7 x 8mm | P24-027-008L | Standalone | DE0503860 | Patients requiring fracture fixation or orthopaedic corrective surgery
Orthopaedics | Trauma - Extramedullary fixation | Fixation screw | Twist-off screw | Paragon28 | Monster BITE Screw, Short Thread, D2.7 x 8mm | P24-027-008S | Standalone | DE0503860 | Patients requiring fracture fixation or orthopaedic corrective surgery
Orthopaedics | Trauma - Extramedullary fixation | Fixation screw | Twist-off screw | Paragon28 | Monster BITE Screw, Long Thread, D2.7 x 9mm | P24-027-009L | Standalone | DE0503860 | Patients requiring fracture fixation or orthopaedic corrective surgery
Orthopaedics | Trauma - Extramedullary fixation | Fixation screw | Twist-off screw | Paragon28 | Monster BITE Screw, Long Thread, D2.7 x 9mm | P24-027-009S | Standalone | DE0503860 | Patients requiring fracture fixation or orthopaedic corrective surgery
Orthopaedics | Trauma - Extramedullary fixation | Fixation screw | Twist-off screw | Paragon28 | Monster BITE Screw, Long Thread, D2.7 x 10mm | P24-027-010L | Standalone | DE0503860 | Patients requiring fracture fixation or orthopaedic corrective surgery
Orthopaedics | Trauma - Extramedullary fixation | Fixation screw | Twist-off screw | Paragon28 | Monster BITE Screw, 2.7 x 10mm, Short Thread | P24-027-010S | Standalone | DE0503860 | Patients requiring fracture fixation or orthopaedic corrective surgery
Orthopaedics | Trauma - Extramedullary fixation | Fixation screw | Twist-off screw | Paragon28 | Monster BITE Screw, Long Thread, D2.7 x 11mm | P24-027-011L | Standalone | DE0503860 | Patients requiring fracture fixation or orthopaedic corrective surgery
Orthopaedics | Trauma - Extramedullary fixation | Fixation screw | Twist-off screw | Paragon28 | Monster BITE Screw, Short Thread, D2.7 x 11mm | P24-027-011S | Standalone | DE0503860 | Patients requiring fracture fixation or orthopaedic corrective surgery
Orthopaedics | Trauma - Extramedullary fixation | Fixation screw | Twist-off screw | Paragon28 | Monster BITE Screw, Long Thread, D2.7 x 12mm | P24-027-012L | Standalone | DE0503860 | Patients requiring fracture fixation or orthopaedic corrective surgery
Orthopaedics | Trauma - Extramedullary fixation | Fixation screw | Twist-off screw | Paragon28 | Monster BITE Screw, 2.7 x 12mm, Short Thread | P24-027-012S | Standalone | DE0503860 | Patients requiring fracture fixation or orthopaedic corrective surgery
Orthopaedics | Trauma - Extramedullary fixation | Fixation screw | Twist-off screw | Paragon28 | Monster BITE Screw, 2.7 x 13mm, Long Thread | P24-027-013L | Standalone | DE0503860 | Patients requiring fracture fixation or orthopaedic corrective surgery
Orthopaedics | Trauma - Extramedullary fixation | Fixation screw | Twist-off screw | Paragon28 | Monster BITE Screw, 2.7 x 13mm, Short Thread | P24-027-013S | Standalone | DE0503860 | Patients requiring fracture fixation or orthopaedic corrective surgery
Orthopaedics | Trauma - Extramedullary fixation | Fixation screw | Twist-off screw | Paragon28 | Monster BITE Screw, 2.7 x 14mm, Long Thread | P24-027-014L | Standalone | DE0503860 | Patients requiring fracture fixation or orthopaedic corrective surgery
Orthopaedics | Trauma - Extramedullary fixation | Fixation screw | Twist-off screw | Paragon28 | Monster BITE Screw, 2.7 x 14mm, Short Thread | P24-027-014S | Standalone | DE0503860 | Patients requiring fracture fixation or orthopaedic corrective surgery
Orthopaedics | Trauma - Extramedullary fixation | Fixation screw | Twist-off screw | Paragon28 | Monster BITE Screw, Long Thread, D2.7 x 15mm | P24-027-015L | Standalone | DE0503860 | Patients requiring fracture fixation or orthopaedic corrective surgery
Orthopaedics | Trauma - Extramedullary fixation | Fixation screw | Twist-off screw | Paragon28 | Monster BITE Screw, Short Thread, D2.7 x 15mm | P24-027-015S | Standalone | DE0503860 | Patients requiring fracture fixation or orthopaedic corrective surgery
Orthopaedics | Trauma - Extramedullary fixation | Fixation screw | Twist-off screw | Paragon28 | Monster BITE Screw, Long Thread, D2.7 x 16mm | P24-027-016L | Standalone | DE0503860 | Patients requiring fracture fixation or orthopaedic corrective surgery
Orthopaedics | Trauma - Extramedullary fixation | Fixation screw | Twist-off screw | Paragon28 | Monster BITE Screw, 2.7 x 16mm, Short Thread | P24-027-016S | Standalone | DE0503860 | Patients requiring fracture fixation or orthopaedic corrective surgery
Orthopaedics | Trauma - Extramedullary fixation | Fixation screw | Twist-off screw | Paragon28 | Monster BITE Screw, 2.7 x 17mm, Long Thread | P24-027-017L | Standalone | DE0503860 | Patients requiring fracture fixation or orthopaedic corrective surgery
Orthopaedics | Trauma - Extramedullary fixation | Fixation screw | Twist-off screw | Paragon28 | Monster BITE Screw, 2.7 x 17mm, Short Thread | P24-027-017S | Standalone | DE0503860 | Patients requiring fracture fixation or orthopaedic corrective surgery
Orthopaedics | Trauma - Extramedullary fixation | Fixation screw | Twist-off screw | Paragon28 | Monster BITE Screw, 2.7 x 18mm, Long Thread | P24-027-018L | Standalone | DE0503860 | Patients requiring fracture fixation or orthopaedic corrective surgery
Orthopaedics | Trauma - Extramedullary fixation | Fixation screw | Twist-off screw | Paragon28 | Monster BITE Screw, 2.7 x 18mm, Short Thread | P24-027-018S | Standalone | DE0503860 | Patients requiring fracture fixation or orthopaedic corrective surgery
Orthopaedics | Trauma - Extramedullary fixation | Fixation screw | Twist-off screw | Paragon28 | Monster BITE Screw, 2.7 x 19mm, Long Thread | P24-027-019L | Standalone | DE0503860 | Patients requiring fracture fixation or orthopaedic corrective surgery
Orthopaedics | Trauma - Extramedullary fixation | Fixation screw | Twist-off screw | Paragon28 | Monster BITE Screw, 2.7 x 19mm, Short Thread | P24-027-019S | Standalone | DE0503860 | Patients requiring fracture fixation or orthopaedic corrective surgery
Orthopaedics | Trauma - Extramedullary fixation | Fixation screw | Twist-off screw | Paragon28 | Monster BITE Screw, 2.7 x 20mm, Long Thread | P24-027-020L | Standalone | DE0503860 | Patients requiring fracture fixation or orthopaedic corrective surgery
Orthopaedics | Trauma - Extramedullary fixation | Fixation screw | Twist-off screw | Paragon28 | Monster BITE Screw, 2.7 x 20mm, Short Thread | P24-027-020S | Standalone | DE0503860 | Patients requiring fracture fixation or orthopaedic corrective surgery
Orthopaedics | Trauma - Extramedullary fixation | Fixation screw | Twist-off screw | Paragon28 | Monster BITE Screw, 2.7 x 21mm, Long Thread | P24-027-021L | Standalone | DE0503860 | Patients requiring fracture fixation or orthopaedic corrective surgery
Orthopaedics | Trauma - Extramedullary fixation | Fixation screw | Twist-off screw | Paragon28 | Monster BITE Screw, 2.7 x 21mm, Short Thread | P24-027-021S | Standalone | DE0503860 | Patients requiring fracture fixation or orthopaedic corrective surgery
Orthopaedics | Trauma - Extramedullary fixation | Fixation screw | Twist-off screw | Paragon28 | Monster BITE Screw, 2.7 x 22mm, Long Thread | P24-027-022L | Standalone | DE0503860 | Patients requiring fracture fixation or orthopaedic corrective surgery
Orthopaedics | Trauma - Extramedullary fixation | Fixation screw | Twist-off screw | Paragon28 | Monster BITE Screw, 2.7 x 22mm, Short Thread | P24-027-022S | Standalone | DE0503860 | Patients requiring fracture fixation or orthopaedic corrective surgery
Orthopaedics | Trauma - Extramedullary fixation | Fixation screw | Twist-off screw | Paragon28 | Monster BITE Screw, 2.7 x 23mm, Long Thread | P24-027-023L | Standalone | DE0503860 | Patients requiring fracture fixation or orthopaedic corrective surgery
Orthopaedics | Trauma - Extramedullary fixation | Fixation screw | Twist-off screw | Paragon28 | Monster BITE Screw, 2.7 x 23mm, Short Thread | P24-027-023S | Standalone | DE0503860 | Patients requiring fracture fixation or orthopaedic corrective surgery
Orthopaedics | Trauma - Extramedullary fixation | Fixation screw | Twist-off screw | Paragon28 | Monster BITE Screw, 2.7 x 24mm, Long Thread | P24-027-024L | Standalone | DE0503860 | Patients requiring fracture fixation or orthopaedic corrective surgery
Orthopaedics | Trauma - Extramedullary fixation | Fixation screw | Twist-off screw | Paragon28 | Monster BITE Screw, 2.7 x 24mm, Short Thread | P24-027-024S | Standalone | DE0503860 | Patients requiring fracture fixation or orthopaedic corrective surgery
Orthopaedics | Trauma - Extramedullary fixation | Fixation screw | Headless compression screw | Paragon28 | Mini-MonsterScrew, D2.0 x 8mm, Headless, Short Thread, TiA | P20-520-008S | Standalone | DE0503860 | Patients requiring fracture fixation or orthopaedic corrective surgery
Orthopaedics | Trauma - Extramedullary fixation | Fixation screw | Headless compression screw | Paragon28 | Mini-MonsterScrew, D2.0 x 9mm, Headless, Short Thread, TiA | P20-520-009S | Standalone | DE0503860 | Patients requiring fracture fixation or orthopaedic corrective surgery
Orthopaedics | Trauma - Extramedullary fixation | Fixation screw | Headless compression screw | Paragon28 | Mini-MonsterScrew, D2.0 x 10mm, Headless, Short Thread, TiA | P20-520-010S | Standalone | DE0503860 | Patients requiring fracture fixation or orthopaedic corrective surgery
Orthopaedics | Trauma - Extramedullary fixation | Fixation screw | Headless compression screw | Paragon28 | Mini-MonsterScrew, D2.0 x 11mm, Headless, Short Thread, TiA | P20-520-011S | Standalone | DE0503860 | Patients requiring fracture fixation or orthopaedic corrective surgery
Orthopaedics | Trauma - Extramedullary fixation | Fixation screw | Headless compression screw | Paragon28 | Mini-MonsterScrew, D2.0 x 12mm, Headless, Short Thread, TiA | P20-520-012S | Standalone | DE0503860 | Patients requiring fracture fixation or orthopaedic corrective surgery
Orthopaedics | Trauma - Extramedullary fixation | Fixation screw | Headless compression screw | Paragon28 | Mini-MonsterScrew, D2.0 x 13mm, Headless, Short Thread, TiA | P20-520-013S | Standalone | DE0503860 | Patients requiring fracture fixation or orthopaedic corrective surgery
Orthopaedics | Trauma - Extramedullary fixation | Fixation screw | Headless compression screw | Paragon28 | Mini-MonsterScrew, D2.0 x 14mm, Headless, Short Thread, TiA | P20-520-014S | Standalone | DE0503860 | Patients requiring fracture fixation or orthopaedic corrective surgery
Orthopaedics | Trauma - Extramedullary fixation | Fixation screw | Headless compression screw | Paragon28 | Mini-MonsterScrew, D2.0 x 15mm, Headless, Short Thread, TiA | P20-520-015S | Standalone | DE0503860 | Patients requiring fracture fixation or orthopaedic corrective surgery
Orthopaedics | Trauma - Extramedullary fixation | Fixation screw | Headless compression screw | Paragon28 | Mini-MonsterScrew, D2.0 x 16mm, Headless, Long Thread, TiA | P20-520-016L | Standalone | DE0503860 | Patients requiring fracture fixation or orthopaedic corrective surgery
Orthopaedics | Trauma - Extramedullary fixation | Fixation screw | Headless compression screw | Paragon28 | Mini-MonsterScrew, D2.0 x 16mm, Headless, Short Thread, TiA | P20-520-016S | Standalone | DE0503860 | Patients requiring fracture fixation or orthopaedic corrective surgery
Orthopaedics | Trauma - Extramedullary fixation | Fixation screw | Headless compression screw | Paragon28 | Mini-MonsterScrew, D2.0 x 17mm, Headless, Short Thread, TiA | P20-520-017S | Standalone | DE0503860 | Patients requiring fracture fixation or orthopaedic corrective surgery
Orthopaedics | Trauma - Extramedullary fixation | Fixation screw | Headless compression screw | Paragon28 | Mini-MonsterScrew, D2.0 x 18mm, Headless, Long Thread, TiA | P20-520-018L | Standalone | DE0503860 | Patients requiring fracture fixation or orthopaedic corrective surgery
Orthopaedics | Trauma - Extramedullary fixation | Fixation screw | Headless compression screw | Paragon28 | Mini-MonsterScrew, D2.0 x 18mm, Headless, Short Thread, TiA | P20-520-018S | Standalone | DE0503860 | Patients requiring fracture fixation or orthopaedic corrective surgery
Orthopaedics | Trauma - Extramedullary fixation | Fixation screw | Headless compression screw | Paragon28 | Mini-MonsterScrew, D2.0 x 19mm, Headless, Short Thread, TiA | P20-520-019S | Standalone | DE0503860 | Patients requiring fracture fixation or orthopaedic corrective surgery
Orthopaedics | Trauma - Extramedullary fixation | Fixation screw | Headless compression screw | Paragon28 | Mini-MonsterScrew, D2.0 x 20mm, Headless, Long Thread, TiA | P20-520-020L | Standalone | DE0503860 | Patients requiring fracture fixation or orthopaedic corrective surgery
Orthopaedics | Trauma - Extramedullary fixation | Fixation screw | Headless compression screw | Paragon28 | Mini-MonsterScrew, D2.0 x 20mm, Headless, Short Thread, TiA | P20-520-020S | Standalone | DE0503860 | Patients requiring fracture fixation or orthopaedic corrective surgery
Orthopaedics | Trauma - Extramedullary fixation | Fixation screw | Headless compression screw | Paragon28 | Mini-MonsterScrew, D2.0 x 22mm, Headless, Long Thread, TiA | P20-520-022L | Standalone | DE0503860 | Patients requiring fracture fixation or orthopaedic corrective surgery
Orthopaedics | Trauma - Extramedullary fixation | Fixation screw | Headless compression screw | Paragon28 | Mini-MonsterScrew, D2.0 x 22mm, Headless, Short Thread, TiA | P20-520-022S | Standalone | DE0503860 | Patients requiring fracture fixation or orthopaedic corrective surgery
Orthopaedics | Trauma - Extramedullary fixation | Fixation screw | Headless compression screw | Paragon28 | Mini-MonsterScrew, D2.0 x 24mm, Headless, Long Thread, TiA | P20-520-024L | Standalone | DE0503860 | Patients requiring fracture fixation or orthopaedic corrective surgery
Orthopaedics | Trauma - Extramedullary fixation | Fixation screw | Headless compression screw | Paragon28 | Mini-MonsterScrew, D2.0 x 24mm, Headless, Short Thread, TiA | P20-520-024S | Standalone | DE0503860 | Patients requiring fracture fixation or orthopaedic corrective surgery
Orthopaedics | Trauma - Extramedullary fixation | Fixation screw | Headless compression screw | Paragon28 | Mini-MonsterScrew, D2.0 x 26mm, Headless, Long Thread, TiA | P20-520-026L | Standalone | DE0503860 | Patients requiring fracture fixation or orthopaedic corrective surgery
Orthopaedics | Trauma - Extramedullary fixation | Fixation screw | Headless compression screw | Paragon28 | Mini-MonsterScrew, D2.0 x 26mm, Headless, Short Thread, TiA | P20-520-026S | Standalone | DE0503860 | Patients requiring fracture fixation or orthopaedic corrective surgery
Orthopaedics | Trauma - Extramedullary fixation | Fixation screw | Headless compression screw | Paragon28 | Mini-MonsterScrew, D2.0 x 28mm, Headless, Long Thread, TiA | P20-520-028L | Standalone | DE0503860 | Patients requiring fracture fixation or orthopaedic corrective surgery
Orthopaedics | Trauma - Extramedullary fixation | Fixation screw | Headless compression screw | Paragon28 | Mini-MonsterScrew, D2.0 x 28mm, Headless, Short Thread, TiA | P20-520-028S | Standalone | DE0503860 | Patients requiring fracture fixation or orthopaedic corrective surgery
Orthopaedics | Trauma - Extramedullary fixation | Fixation screw | Headless compression screw | Paragon28 | Mini-MonsterScrew, D2.0 x 30mm, Headless, Long Thread, TiA | P20-520-030L | Standalone | DE0503860 | Patients requiring fracture fixation or orthopaedic corrective surgery
Orthopaedics | Trauma - Extramedullary fixation | Fixation screw | Headless compression screw | Paragon28 | Mini-MonsterScrew, D2.0 x 30mm, Headless, Short Thread, TiA | P20-520-030S | Standalone | DE0503860 | Patients requiring fracture fixation or orthopaedic corrective surgery
Orthopaedics | Trauma - Extramedullary fixation | Fixation screw | Headless compression screw | Paragon28 | Mini-MonsterScrew, D2.0 x 32mm, Headless, Long Thread, TiA | P20-520-032L | Standalone | DE0503860 | Patients requiring fracture fixation or orthopaedic corrective surgery
Orthopaedics | Trauma - Extramedullary fixation | Fixation screw | Headless compression screw | Paragon28 | Mini-MonsterScrew, D2.0 x 32mm, Headless, Short Thread, TiA | P20-520-032S | Standalone | DE0503860 | Patients requiring fracture fixation or orthopaedic corrective surgery
Orthopaedics | Trauma - Extramedullary fixation | Fixation screw | Headless compression screw | Paragon28 | Mini-MonsterScrew, D2.0 x 34mm, Headless, Long Thread, TiA | P20-520-034L | Standalone | DE0503860 | Patients requiring fracture fixation or orthopaedic corrective surgery
Orthopaedics | Trauma - Extramedullary fixation | Fixation screw | Headless compression screw | Paragon28 | Mini-MonsterScrew, D2.0 x 34mm, Headless, Short Thread, TiA | P20-520-034S | Standalone | DE0503860 | Patients requiring fracture fixation or orthopaedic corrective surgery
Orthopaedics | Trauma - Extramedullary fixation | Fixation screw | Headless compression screw | Paragon28 | Mini-MonsterScrew, D2.0 x 36mm, Headless, Long Thread, TiA | P20-520-036L | Standalone | DE0503860 | Patients requiring fracture fixation or orthopaedic corrective surgery
Orthopaedics | Trauma - Extramedullary fixation | Fixation screw | Headless compression screw | Paragon28 | Mini-MonsterScrew, D2.0 x 36mm, Headless, Short Thread, TiA | P20-520-036S | Standalone | DE0503860 | Patients requiring fracture fixation or orthopaedic corrective surgery
Orthopaedics | Trauma - Extramedullary fixation | Fixation screw | Headless compression screw | Paragon28 | Mini-MonsterScrew, D2.0 x 38mm, Headless, Long Thread, TiA | P20-520-038L | Standalone | DE0503860 | Patients requiring fracture fixation or orthopaedic corrective surgery
Orthopaedics | Trauma - Extramedullary fixation | Fixation screw | Headless compression screw | Paragon28 | Mini-MonsterScrew, D2.0 x 38mm, Headless, Short Thread, TiA | P20-520-038S | Standalone | DE0503860 | Patients requiring fracture fixation or orthopaedic corrective surgery
Orthopaedics | Trauma - Extramedullary fixation | Fixation screw | Headless compression screw | Paragon28 | Mini-MonsterScrew, D2.0 x 40mm, Headless, Long Thread, TiA | P20-520-040L | Standalone | DE0503860 | Patients requiring fracture fixation or orthopaedic corrective surgery
Orthopaedics | Trauma - Extramedullary fixation | Fixation screw | Headless compression screw | Paragon28 | Mini-MonsterScrew, D2.0 x 40mm, Headless, Short Thread, TiA | P20-520-040S | Standalone | DE0503860 | Patients requiring fracture fixation or orthopaedic corrective surgery
Orthopaedics | Trauma - Extramedullary fixation | Fixation screw | Headless compression screw | Paragon28 | Mini-MonsterScrew, D2.0 x 42mm, Headless, Long Thread, TiA | P20-520-042L | Standalone | DE0503860 | Patients requiring fracture fixation or orthopaedic corrective surgery
Orthopaedics | Trauma - Extramedullary fixation | Fixation screw | Headless compression screw | Paragon28 | Mini-MonsterScrew, D2.0 x 42mm, Headless, Short Thread, TiA | P20-520-042S | Standalone | DE0503860 | Patients requiring fracture fixation or orthopaedic corrective surgery
Orthopaedics | Trauma - Extramedullary fixation | Fixation screw | Headless compression screw | Paragon28 | Mini-MonsterScrew, D2.0 x 44mm, Headless, Long Thread, TiA | P20-520-044L | Standalone | DE0503860 | Patients requiring fracture fixation or orthopaedic corrective surgery
Orthopaedics | Trauma - Extramedullary fixation | Fixation screw | Headless compression screw | Paragon28 | Mini-MonsterScrew, D2.0 x 44mm, Headless, Short Thread, TiA | P20-520-044S | Standalone | DE0503860 | Patients requiring fracture fixation or orthopaedic corrective surgery
Orthopaedics | Trauma - Extramedullary fixation | Fixation screw | Headless compression screw | Paragon28 | Mini-MonsterScrew, D2.0 x 46mm, Headless, Long Thread, TiA | P20-520-046L | Standalone | DE0503860 | Patients requiring fracture fixation or orthopaedic corrective surgery
Orthopaedics | Trauma - Extramedullary fixation | Fixation screw | Headless compression screw | Paragon28 | Mini-MonsterScrew, D2.0 x 46mm, Headless, Short Thread, TiA | P20-520-046S | Standalone | DE0503860 | Patients requiring fracture fixation or orthopaedic corrective surgery
Orthopaedics | Trauma - Extramedullary fixation | Fixation screw | Headless compression screw | Paragon28 | Mini-MonsterScrew, D2.0 x 48mm, Headless, Long Thread, TiA | P20-520-048L | Standalone | DE0503860 | Patients requiring fracture fixation or orthopaedic corrective surgery
Orthopaedics | Trauma - Extramedullary fixation | Fixation screw | Headless compression screw | Paragon28 | Mini-MonsterScrew, D2.0 x 48mm, Headless, Short Thread, TiA | P20-520-048S | Standalone | DE0503860 | Patients requiring fracture fixation or orthopaedic corrective surgery
Orthopaedics | Trauma - Extramedullary fixation | Fixation screw | Headless compression screw | Paragon28 | Mini-MonsterScrew, D2.0 x 50mm, Headless, Long Thread, TiA | P20-520-050L | Standalone | DE0503860 | Patients requiring fracture fixation or orthopaedic corrective surgery
Orthopaedics | Trauma - Extramedullary fixation | Fixation screw | Headless compression screw | Paragon28 | Mini-MonsterScrew, D2.0 x 50mm, Headless, Short Thread, TiA | P20-520-050S | Standalone | DE0503860 | Patients requiring fracture fixation or orthopaedic corrective surgery
Orthopaedics | Trauma - Extramedullary fixation | Fixation screw | Headless compression screw | Paragon28 | Mini-MonsterScrew, D2.5 x 10mm, Headless, Short Thread, TiA | P20-525-010S | Standalone | DE0503860 | Patients requiring fracture fixation or orthopaedic corrective surgery
Orthopaedics | Trauma - Extramedullary fixation | Fixation screw | Headless compression screw | Paragon28 | Mini-MonsterScrew, D2.5 x 11mm, Headless, Short Thread, TiA | P20-525-011S | Standalone | DE0503860 | Patients requiring fracture fixation or orthopaedic corrective surgery
Orthopaedics | Trauma - Extramedullary fixation | Fixation screw | Headless compression screw | Paragon28 | Mini-MonsterScrew, D2.5 x 12mm, Headless, Short Thread, TiA | P20-525-012S | Standalone | DE0503860 | Patients requiring fracture fixation or orthopaedic corrective surgery
Orthopaedics | Trauma - Extramedullary fixation | Fixation screw | Headless compression screw | Paragon28 | Mini-MonsterScrew, D2.5 x 13mm, Headless, Short Thread, TiA | P20-525-013S | Standalone | DE0503860 | Patients requiring fracture fixation or orthopaedic corrective surgery
Orthopaedics | Trauma - Extramedullary fixation | Fixation screw | Headless compression screw | Paragon28 | Mini-MonsterScrew, D2.5 x 14mm, Headless, Short Thread, TiA | P20-525-014S | Standalone | DE0503860 | Patients requiring fracture fixation or orthopaedic corrective surgery
Orthopaedics | Trauma - Extramedullary fixation | Fixation screw | Headless compression screw | Paragon28 | Mini-MonsterScrew, D2.5 x 15mm, Headless, Short Thread, TiA | P20-525-015S | Standalone | DE0503860 | Patients requiring fracture fixation or orthopaedic corrective surgery
Orthopaedics | Trauma - Extramedullary fixation | Fixation screw | Headless compression screw | Paragon28 | Mini-MonsterScrew, D2.5 x 16mm, Headless, Long Thread, TiA | P20-525-016L | Standalone | DE0503860 | Patients requiring fracture fixation or orthopaedic corrective surgery
Orthopaedics | Trauma - Extramedullary fixation | Fixation screw | Headless compression screw | Paragon28 | Mini-MonsterScrew, D2.5 x 16mm, Headless, Short Thread, TiA | P20-525-016S | Standalone | DE0503860 | Patients requiring fracture fixation or orthopaedic corrective surgery
Orthopaedics | Trauma - Extramedullary fixation | Fixation screw | Headless compression screw | Paragon28 | Mini-MonsterScrew, D2.5 x 17mm, Headless, Short Thread, TiA | P20-525-017S | Standalone | DE0503860 | Patients requiring fracture fixation or orthopaedic corrective surgery
Orthopaedics | Trauma - Extramedullary fixation | Fixation screw | Headless compression screw | Paragon28 | Mini-MonsterScrew, D2.5 x 18mm, Headless, Long Thread, TiA | P20-525-018L | Standalone | DE0503860 | Patients requiring fracture fixation or orthopaedic corrective surgery
Orthopaedics | Trauma - Extramedullary fixation | Fixation screw | Headless compression screw | Paragon28 | Mini-MonsterScrew, D2.5 x 18mm, Headless, Short Thread, TiA | P20-525-018S | Standalone | DE0503860 | Patients requiring fracture fixation or orthopaedic corrective surgery
Orthopaedics | Trauma - Extramedullary fixation | Fixation screw | Headless compression screw | Paragon28 | Mini-MonsterScrew, D2.5 x 19mm, Headless, Short Thread, TiA | P20-525-019S | Standalone | DE0503860 | Patients requiring fracture fixation or orthopaedic corrective surgery
Orthopaedics | Trauma - Extramedullary fixation | Fixation screw | Headless compression screw | Paragon28 | Mini-MonsterScrew, D2.5 x 20mm, Headless, Long Thread, TiA | P20-525-020L | Standalone | DE0503860 | Patients requiring fracture fixation or orthopaedic corrective surgery
Orthopaedics | Trauma - Extramedullary fixation | Fixation screw | Headless compression screw | Paragon28 | Mini-MonsterScrew, D2.5 x 20mm, Headless, Short Thread, TiA | P20-525-020S | Standalone | DE0503860 | Patients requiring fracture fixation or orthopaedic corrective surgery
Orthopaedics | Trauma - Extramedullary fixation | Fixation screw | Headless compression screw | Paragon28 | Mini-MonsterScrew, D2.5 x 22mm, Headless, Long Thread, TiA | P20-525-022L | Standalone | DE0503860 | Patients requiring fracture fixation or orthopaedic corrective surgery
Orthopaedics | Trauma - Extramedullary fixation | Fixation screw | Headless compression screw | Paragon28 | Mini-MonsterScrew, D2.5 x 22mm, Headless, Short Thread, TiA | P20-525-022S | Standalone | DE0503860 | Patients requiring fracture fixation or orthopaedic corrective surgery
Orthopaedics | Trauma - Extramedullary fixation | Fixation screw | Headless compression screw | Paragon28 | Mini-MonsterScrew, D2.5 x 24mm, Headless, Long Thread, TiA | P20-525-024L | Standalone | DE0503860 | Patients requiring fracture fixation or orthopaedic corrective surgery
Orthopaedics | Trauma - Extramedullary fixation | Fixation screw | Headless compression screw | Paragon28 | Mini-MonsterScrew, D2.5 x 24mm, Headless, Short Thread, TiA | P20-525-024S | Standalone | DE0503860 | Patients requiring fracture fixation or orthopaedic corrective surgery
Orthopaedics | Trauma - Extramedullary fixation | Fixation screw | Headless compression screw | Paragon28 | Mini-MonsterScrew, D2.5 x 26mm, Headless, Long Thread, TiA | P20-525-026L | Standalone | DE0503860 | Patients requiring fracture fixation or orthopaedic corrective surgery
Orthopaedics | Trauma - Extramedullary fixation | Fixation screw | Headless compression screw | Paragon28 | Mini-MonsterScrew, D2.5 x 26mm, Headless, Short Thread, TiA | P20-525-026S | Standalone | DE0503860 | Patients requiring fracture fixation or orthopaedic corrective surgery
Orthopaedics | Trauma - Extramedullary fixation | Fixation screw | Headless compression screw | Paragon28 | Mini-MonsterScrew, D2.5 x 28mm, Headless, Long Thread, TiA | P20-525-028L | Standalone | DE0503860 | Patients requiring fracture fixation or orthopaedic corrective surgery
Orthopaedics | Trauma - Extramedullary fixation | Fixation screw | Headless compression screw | Paragon28 | Mini-MonsterScrew, D2.5 x 28mm, Headless, Short Thread, TiA | P20-525-028S | Standalone | DE0503860 | Patients requiring fracture fixation or orthopaedic corrective surgery
Orthopaedics | Trauma - Extramedullary fixation | Fixation screw | Headless compression screw | Paragon28 | Mini-MonsterScrew, D2.5 x 30mm, Headless, Long Thread, TiA | P20-525-030L | Standalone | DE0503860 | Patients requiring fracture fixation or orthopaedic corrective surgery
Orthopaedics | Trauma - Extramedullary fixation | Fixation screw | Headless compression screw | Paragon28 | Mini-MonsterScrew, D2.5 x 30mm, Headless, Short Thread, TiA | P20-525-030S | Standalone | DE0503860 | Patients requiring fracture fixation or orthopaedic corrective surgery
Orthopaedics | Trauma - Extramedullary fixation | Fixation screw | Headless compression screw | Paragon28 | Mini-MonsterScrew, D2.5 x 32mm, Headless, Long Thread, TiA | P20-525-032L | Standalone | DE0503860 | Patients requiring fracture fixation or orthopaedic corrective surgery
Orthopaedics | Trauma - Extramedullary fixation | Fixation screw | Headless compression screw | Paragon28 | Mini-MonsterScrew, D2.5 x 32mm, Headless, Short Thread, TiA | P20-525-032S | Standalone | DE0503860 | Patients requiring fracture fixation or orthopaedic corrective surgery
Orthopaedics | Trauma - Extramedullary fixation | Fixation screw | Headless compression screw | Paragon28 | Mini-MonsterScrew, D2.5 x 34mm, Headless, Long Thread, TiA | P20-525-034L | Standalone | DE0503860 | Patients requiring fracture fixation or orthopaedic corrective surgery
Orthopaedics | Trauma - Extramedullary fixation | Fixation screw | Headless compression screw | Paragon28 | Mini-MonsterScrew, D2.5 x 34mm, Headless, Short Thread, TiA | P20-525-034S | Standalone | DE0503860 | Patients requiring fracture fixation or orthopaedic corrective surgery
Orthopaedics | Trauma - Extramedullary fixation | Fixation screw | Headless compression screw | Paragon28 | Mini-MonsterScrew, D2.5 x 36mm, Headless, Long Thread, TiA | P20-525-036L | Standalone | DE0503860 | Patients requiring fracture fixation or orthopaedic corrective surgery
Orthopaedics | Trauma - Extramedullary fixation | Fixation screw | Headless compression screw | Paragon28 | Mini-MonsterScrew, D2.5 x 36mm, Headless, Short Thread, TiA | P20-525-036S | Standalone | DE0503860 | Patients requiring fracture fixation or orthopaedic corrective surgery
Orthopaedics | Trauma - Extramedullary fixation | Fixation screw | Headless compression screw | Paragon28 | Mini-MonsterScrew, D2.5 x 38mm, Headless, Long Thread, TiA | P20-525-038L | Standalone | DE0503860 | Patients requiring fracture fixation or orthopaedic corrective surgery
Orthopaedics | Trauma - Extramedullary fixation | Fixation screw | Headless compression screw | Paragon28 | Mini-MonsterScrew, D2.5 x 38mm, Headless, Short Thread, TiA | P20-525-038S | Standalone | DE0503860 | Patients requiring fracture fixation or orthopaedic corrective surgery
Orthopaedics | Trauma - Extramedullary fixation | Fixation screw | Headless compression screw | Paragon28 | Mini-MonsterScrew, D2.5 x 40mm, Headless, Long Thread, TiA | P20-525-040L | Standalone | DE0503860 | Patients requiring fracture fixation or orthopaedic corrective surgery
Orthopaedics | Trauma - Extramedullary fixation | Fixation screw | Headless compression screw | Paragon28 | Mini-MonsterScrew, D2.5 x 40mm, Headless, Short Thread, TiA | P20-525-040S | Standalone | DE0503860 | Patients requiring fracture fixation or orthopaedic corrective surgery
Orthopaedics | Trauma - Extramedullary fixation | Fixation screw | Headless compression screw | Paragon28 | Mini-MonsterScrew, D2.5 x 42mm, Headless, Long Thread, TiA | P20-525-042L | Standalone | DE0503860 | Patients requiring fracture fixation or orthopaedic corrective surgery
Orthopaedics | Trauma - Extramedullary fixation | Fixation screw | Headless compression screw | Paragon28 | Mini-MonsterScrew, D2.5 x 42mm, Headless, Short Thread, TiA | P20-525-042S | Standalone | DE0503860 | Patients requiring fracture fixation or orthopaedic corrective surgery
Orthopaedics | Trauma - Extramedullary fixation | Fixation screw | Headless compression screw | Paragon28 | Mini-MonsterScrew, D2.5 x 44mm, Headless, Long Thread, TiA | P20-525-044L | Standalone | DE0503860 | Patients requiring fracture fixation or orthopaedic corrective surgery
Orthopaedics | Trauma - Extramedullary fixation | Fixation screw | Headless compression screw | Paragon28 | Mini-MonsterScrew, D2.5 x 44mm, Headless, Short Thread, TiA | P20-525-044S | Standalone | DE0503860 | Patients requiring fracture fixation or orthopaedic corrective surgery
Orthopaedics | Trauma - Extramedullary fixation | Fixation screw | Headless compression screw | Paragon28 | Mini-MonsterScrew, D2.5 x 46mm, Headless, Long Thread, TiA | P20-525-046L | Standalone | DE0503860 | Patients requiring fracture fixation or orthopaedic corrective surgery
Orthopaedics | Trauma - Extramedullary fixation | Fixation screw | Headless compression screw | Paragon28 | Mini-MonsterScrew, D2.5 x 46mm, Headless, Short Thread, TiA | P20-525-046S | Standalone | DE0503860 | Patients requiring fracture fixation or orthopaedic corrective surgery
Orthopaedics | Trauma - Extramedullary fixation | Fixation screw | Headless compression screw | Paragon28 | Mini-MonsterScrew, D2.5 x 48mm, Headless, Long Thread, TiA | P20-525-048L | Standalone | DE0503860 | Patients requiring fracture fixation or orthopaedic corrective surgery
Orthopaedics | Trauma - Extramedullary fixation | Fixation screw | Headless compression screw | Paragon28 | Mini-MonsterScrew, D2.5 x 48mm, Headless, Short Thread, TiA | P20-525-048S | Standalone | DE0503860 | Patients requiring fracture fixation or orthopaedic corrective surgery
Orthopaedics | Trauma - Extramedullary fixation | Fixation screw | Headless compression screw | Paragon28 | Mini-MonsterScrew, D2.5 x 50mm, Headless, Long Thread, TiA | P20-525-050L | Standalone | DE0503860 | Patients requiring fracture fixation or orthopaedic corrective surgery
Orthopaedics | Trauma - Extramedullary fixation | Fixation screw | Headless compression screw | Paragon28 | Mini-MonsterScrew, D2.5 x 50mm, Headless, Short Thread, TiA | P20-525-050S | Standalone | DE0503860 | Patients requiring fracture fixation or orthopaedic corrective surgery
Orthopaedics | Trauma - Extramedullary fixation | Fixation screw | Headless compression screw | Paragon28 | Mini-MonsterScrew, D3.0 x 10mm, Headless, Short Thread, TiA | P20-530-010S | Standalone | DE0503860 | Patients requiring fracture fixation or orthopaedic corrective surgery
Orthopaedics | Trauma - Extramedullary fixation | Fixation screw | Headless compression screw | Paragon28 | Mini-MonsterScrew, D3.0 x 11mm, Headless, Short Thread, TiA | P20-530-011S | Standalone | DE0503860 | Patients requiring fracture fixation or orthopaedic corrective surgery
Orthopaedics | Trauma - Extramedullary fixation | Fixation screw | Headless compression screw | Paragon28 | Mini-MonsterScrew, D3.0 x 12mm, Headless, Short Thread, TiA | P20-530-012S | Standalone | DE0503860 | Patients requiring fracture fixation or orthopaedic corrective surgery
Orthopaedics | Trauma - Extramedullary fixation | Fixation screw | Headless compression screw | Paragon28 | Mini-MonsterScrew, D3.0 x 14mm, Headless, Short Thread, TiA | P20-530-013S | Standalone | DE0503860 | Patients requiring fracture fixation or orthopaedic corrective surgery
Orthopaedics | Trauma - Extramedullary fixation | Fixation screw | Headless compression screw | Paragon28 | Mini-MonsterScrew, D3.0 x 14mm, Headless, Short Thread, TiA | P20-530-014S | Standalone | DE0503860 | Patients requiring fracture fixation or orthopaedic corrective surgery
Orthopaedics | Trauma - Extramedullary fixation | Fixation screw | Headless compression screw | Paragon28 | Mini-MonsterScrew, D3.0 x 15mm, Headless, Short Thread, TiA | P20-530-015S | Standalone | DE0503860 | Patients requiring fracture fixation or orthopaedic corrective surgery
Orthopaedics | Trauma - Extramedullary fixation | Fixation screw | Headless compression screw | Paragon28 | Mini-MonsterScrew, D3.0 x 16mm, Headless, Long Thread, TiA | P20-530-016L | Standalone | DE0503860 | Patients requiring fracture fixation or orthopaedic corrective surgery
Orthopaedics | Trauma - Extramedullary fixation | Fixation screw | Headless compression screw | Paragon28 | Mini-MonsterScrew, D3.0 x 16mm, Headless, Short Thread, TiA | P20-530-016S | Standalone | DE0503860 | Patients requiring fracture fixation or orthopaedic corrective surgery
Orthopaedics | Trauma - Extramedullary fixation | Fixation screw | Headless compression screw | Paragon28 | Mini-MonsterScrew, D3.0 x 17mm, Headless, Long Thread, TiA | P20-530-017L | Standalone | DE0503860 | Patients requiring fracture fixation or orthopaedic corrective surgery
Orthopaedics | Trauma - Extramedullary fixation | Fixation screw | Headless compression screw | Paragon28 | Mini-MonsterScrew, D3.0 x 17mm, Headless, Short Thread, TiA | P20-530-017S | Standalone | DE0503860 | Patients requiring fracture fixation or orthopaedic corrective surgery
Orthopaedics | Trauma - Extramedullary fixation | Fixation screw | Headless compression screw | Paragon28 | Mini-MonsterScrew, D3.0 x 18mm, Headless, Long Thread, TiA | P20-530-018L | Standalone | DE0503860 | Patients requiring fracture fixation or orthopaedic corrective surgery
Orthopaedics | Trauma - Extramedullary fixation | Fixation screw | Headless compression screw | Paragon28 | Mini-MonsterScrew, D3.0 x 18mm, Headless, Short Thread, TiA | P20-530-018S | Standalone | DE0503860 | Patients requiring fracture fixation or orthopaedic corrective surgery
Orthopaedics | Trauma - Extramedullary fixation | Fixation screw | Headless compression screw | Paragon28 | Mini-MonsterScrew, D3.0 x 19mm, Headless, Long Thread, TiA | P20-530-019L | Standalone | DE0503860 | Patients requiring fracture fixation or orthopaedic corrective surgery
Orthopaedics | Trauma - Extramedullary fixation | Fixation screw | Headless compression screw | Paragon28 | Mini-MonsterScrew, D3.0 x 19mm, Headless, Short Thread, TiA | P20-530-019S | Standalone | DE0503860 | Patients requiring fracture fixation or orthopaedic corrective surgery
Orthopaedics | Trauma - Extramedullary fixation | Fixation screw | Headless compression screw | Paragon28 | Mini-MonsterScrew, D3.0 x 20mm, Headless, Long Thread, TiA | P20-530-020L | Standalone | DE0503860 | Patients requiring fracture fixation or orthopaedic corrective surgery
Orthopaedics | Trauma - Extramedullary fixation | Fixation screw | Headless compression screw | Paragon28 | Mini-MonsterScrew, D3.0 x 20mm, Headless, Short Thread, TiA | P20-530-020S | Standalone | DE0503860 | Patients requiring fracture fixation or orthopaedic corrective surgery
Orthopaedics | Trauma - Extramedullary fixation | Fixation screw | Headless compression screw | Paragon28 | Mini-MonsterScrew, D3.0 x 22mm, Headless, Long Thread, TiA | P20-530-022L | Standalone | DE0503860 | Patients requiring fracture fixation or orthopaedic corrective surgery
Orthopaedics | Trauma - Extramedullary fixation | Fixation screw | Headless compression screw | Paragon28 | Mini-MonsterScrew, D3.0 x 22mm, Headless, Short Thread, TiA | P20-530-022S | Standalone | DE0503860 | Patients requiring fracture fixation or orthopaedic corrective surgery
Orthopaedics | Trauma - Extramedullary fixation | Fixation screw | Headless compression screw | Paragon28 | Mini-MonsterScrew, D3.0 x 24mm, Headless, Long Thread, TiA | P20-530-024L | Standalone | DE0503860 | Patients requiring fracture fixation or orthopaedic corrective surgery
Orthopaedics | Trauma - Extramedullary fixation | Fixation screw | Headless compression screw | Paragon28 | Mini-MonsterScrew, D3.0 x 24mm, Headless, Short Thread, TiA | P20-530-024S | Standalone | DE0503860 | Patients requiring fracture fixation or orthopaedic corrective surgery
Orthopaedics | Trauma - Extramedullary fixation | Fixation screw | Headless compression screw | Paragon28 | Mini-MonsterScrew, D3.0 x 26mm, Headless, Long Thread, TiA | P20-530-026L | Standalone | DE0503860 | Patients requiring fracture fixation or orthopaedic corrective surgery
Orthopaedics | Trauma - Extramedullary fixation | Fixation screw | Headless compression screw | Paragon28 | Mini-MonsterScrew, D3.0 x 26mm, Headless, Short Thread, TiA | P20-530-026S | Standalone | DE0503860 | Patients requiring fracture fixation or orthopaedic corrective surgery
Orthopaedics | Trauma - Extramedullary fixation | Fixation screw | Headless compression screw | Paragon28 | Mini-MonsterScrew, D3.0 x 28mm, Headless, Long Thread, TiA | P20-530-028L | Standalone | DE0503860 | Patients requiring fracture fixation or orthopaedic corrective surgery
Orthopaedics | Trauma - Extramedullary fixation | Fixation screw | Headless compression screw | Paragon28 | Mini-MonsterScrew, D3.0 x 28mm, Headless, Short Thread, TiA | P20-530-028S | Standalone | DE0503860 | Patients requiring fracture fixation or orthopaedic corrective surgery
Orthopaedics | Trauma - Extramedullary fixation | Fixation screw | Headless compression screw | Paragon28 | Mini-MonsterScrew, D3.0 x 30mm, Headless, Long Thread, TiA | P20-530-030L | Standalone | DE0503860 | Patients requiring fracture fixation or orthopaedic corrective surgery
Orthopaedics | Trauma - Extramedullary fixation | Fixation screw | Headless compression screw | Paragon28 | Mini-MonsterScrew, D3.0 x 30mm, Headless, Short Thread, TiA | P20-530-030S | Standalone | DE0503860 | Patients requiring fracture fixation or orthopaedic corrective surgery
Orthopaedics | Trauma - Extramedullary fixation | Fixation screw | Headless compression screw | Paragon28 | Mini-MonsterScrew, D3.0 x 32mm, Headless, Long Thread, TiA | P20-530-032L | Standalone | DE0503860 | Patients requiring fracture fixation or orthopaedic corrective surgery
Orthopaedics | Trauma - Extramedullary fixation | Fixation screw | Headless compression screw | Paragon28 | Mini-MonsterScrew, D3.0 x 32mm, Headless, Short Thread, TiA | P20-530-032S | Standalone | DE0503860 | Patients requiring fracture fixation or orthopaedic corrective surgery
Orthopaedics | Trauma - Extramedullary fixation | Fixation screw | Headless compression screw | Paragon28 | Mini-MonsterScrew, D3.0 x 34mm, Headless, Long Thread, TiA | P20-530-034L | Standalone | DE0503860 | Patients requiring fracture fixation or orthopaedic corrective surgery
Orthopaedics | Trauma - Extramedullary fixation | Fixation screw | Headless compression screw | Paragon28 | Mini-MonsterScrew, D3.0 x 34mm, Headless, Short Thread, TiA | P20-530-034S | Standalone | DE0503860 | Patients requiring fracture fixation or orthopaedic corrective surgery
Orthopaedics | Trauma - Extramedullary fixation | Fixation screw | Headless compression screw | Paragon28 | Mini-MonsterScrew, D3.0 x 36mm, Headless, Long Thread, TiA | P20-530-036L | Standalone | DE0503860 | Patients requiring fracture fixation or orthopaedic corrective surgery
Orthopaedics | Trauma - Extramedullary fixation | Fixation screw | Headless compression screw | Paragon28 | Mini-MonsterScrew, D3.0 x 36mm, Headless, Short Thread, TiA | P20-530-036S | Standalone | DE0503860 | Patients requiring fracture fixation or orthopaedic corrective surgery
Orthopaedics | Trauma - Extramedullary fixation | Fixation screw | Headless compression screw | Paragon28 | Mini-MonsterScrew, D3.0 x 38mm, Headless, Long Thread, TiA | P20-530-038L | Standalone | DE0503860 | Patients requiring fracture fixation or orthopaedic corrective surgery
Orthopaedics | Trauma - Extramedullary fixation | Fixation screw | Headless compression screw | Paragon28 | Mini-MonsterScrew, D3.0 x 38mm, Headless, Short Thread, TiA | P20-530-038S | Standalone | DE0503860 | Patients requiring fracture fixation or orthopaedic corrective surgery
Orthopaedics | Trauma - Extramedullary fixation | Fixation screw | Headless compression screw | Paragon28 | Mini-MonsterScrew, D3.0 x 40mm, Headless, Long Thread, TiA | P20-530-040L | Standalone | DE0503860 | Patients requiring fracture fixation or orthopaedic corrective surgery
Orthopaedics | Trauma - Extramedullary fixation | Fixation screw | Headless compression screw | Paragon28 | Mini-MonsterScrew, D3.0 x 40mm, Headless, Short Thread, TiA | P20-530-040S | Standalone | DE0503860 | Patients requiring fracture fixation or orthopaedic corrective surgery
Orthopaedics | Trauma - Extramedullary fixation | Fixation screw | Headless compression screw | Paragon28 | Mini-MonsterScrew, D3.0 x 42mm, Headless, Long Thread, TiA | P20-530-042L | Standalone | DE0503860 | Patients requiring fracture fixation or orthopaedic corrective surgery
Orthopaedics | Trauma - Extramedullary fixation | Fixation screw | Headless compression screw | Paragon28 | Mini-MonsterScrew, D3.0 x 42mm, Headless, Short Thread, TiA | P20-530-042S | Standalone | DE0503860 | Patients requiring fracture fixation or orthopaedic corrective surgery
Orthopaedics | Trauma - Extramedullary fixation | Fixation screw | Headless compression screw | Paragon28 | Mini-MonsterScrew, D3.0 x 44mm, Headless, Long Thread, TiA | P20-530-044L | Standalone | DE0503860 | Patients requiring fracture fixation or orthopaedic corrective surgery
Orthopaedics | Trauma - Extramedullary fixation | Fixation screw | Headless compression screw | Paragon28 | Mini-MonsterScrew, D3.0 x 44mm, Headless, Short Thread, TiA | P20-530-044S | Standalone | DE0503860 | Patients requiring fracture fixation or orthopaedic corrective surgery
Orthopaedics | Trauma - Extramedullary fixation | Fixation screw | Headless compression screw | Paragon28 | Mini-MonsterScrew, D3.0 x 46mm, Headless, Long Thread, TiA | P20-530-046L | Standalone | DE0503860 | Patients requiring fracture fixation or orthopaedic corrective surgery
Orthopaedics | Trauma - Extramedullary fixation | Fixation screw | Headless compression screw | Paragon28 | Mini-MonsterScrew, D3.0 x 46mm, Headless, Short Thread, TiA | P20-530-046S | Standalone | DE0503860 | Patients requiring fracture fixation or orthopaedic corrective surgery
Orthopaedics | Trauma - Extramedullary fixation | Fixation screw | Headless compression screw | Paragon28 | Mini-MonsterScrew, D3.0 x 48mm, Headless, Long Thread, TiA | P20-530-048L | Standalone | DE0503860 | Patients requiring fracture fixation or orthopaedic corrective surgery
Orthopaedics | Trauma - Extramedullary fixation | Fixation screw | Headless compression screw | Paragon28 | Mini-MonsterScrew, D3.0 x 48mm, Headless, Short Thread, TiA | P20-530-048S | Standalone | DE0503860 | Patients requiring fracture fixation or orthopaedic corrective surgery
Orthopaedics | Trauma - Extramedullary fixation | Fixation screw | Headless compression screw | Paragon28 | Mini-MonsterScrew, D3.0 x 50mm, Headless, Long Thread, TiA | P20-530-050L | Standalone | DE0503860 | Patients requiring fracture fixation or orthopaedic corrective surgery
Orthopaedics | Trauma - Extramedullary fixation | Fixation screw | Headless compression screw | Paragon28 | Mini-MonsterScrew, D3.0 x 50mm, Headless, Short Thread, TiA | P20-530-050S | Standalone | DE0503860 | Patients requiring fracture fixation or orthopaedic corrective surgery
Orthopaedics | Trauma - Extramedullary fixation | Fixation screw | Headless compression screw | Paragon28 | Mini-MonsterScrew, D3.5 x 12mm, Headless, Short Thread, TiA | P20-535-012S | Standalone | DE0503860 | Patients requiring fracture fixation or orthopaedic corrective surgery
Orthopaedics | Trauma - Extramedullary fixation | Fixation screw | Headless compression screw | Paragon28 | Mini-MonsterScrew, D3.5 x 14mm, Headless, Short Thread, TiA | P20-535-014S | Standalone | DE0503860 | Patients requiring fracture fixation or orthopaedic corrective surgery
Orthopaedics | Trauma - Extramedullary fixation | Fixation screw | Headless compression screw | Paragon28 | Mini-MonsterScrew, D3.5 x 16mm, Headless, Short Thread, TiA | P20-535-016S | Standalone | DE0503860 | Patients requiring fracture fixation or orthopaedic corrective surgery
Orthopaedics | Trauma - Extramedullary fixation | Fixation screw | Headless compression screw | Paragon28 | Mini-MonsterScrew, D3.5 x 18mm, Headless, Long Thread, TiA | P20-535-018L | Standalone | DE0503860 | Patients requiring fracture fixation or orthopaedic corrective surgery
Orthopaedics | Trauma - Extramedullary fixation | Fixation screw | Headless compression screw | Paragon28 | Mini-MonsterScrew, D3.5 x 18mm, Headless, Short Thread, TiA | P20-535-018S | Standalone | DE0503860 | Patients requiring fracture fixation or orthopaedic corrective surgery
Orthopaedics | Trauma - Extramedullary fixation | Fixation screw | Headless compression screw | Paragon28 | Mini-MonsterScrew, D3.5 x 20mm, Headless, Long Thread, TiA | P20-535-020L | Standalone | DE0503860 | Patients requiring fracture fixation or orthopaedic corrective surgery
Orthopaedics | Trauma - Extramedullary fixation | Fixation screw | Headless compression screw | Paragon28 | Mini-MonsterScrew, D3.5 x 20mm, Headless, Short Thread, TiA | P20-535-020S | Standalone | DE0503860 | Patients requiring fracture fixation or orthopaedic corrective surgery
Orthopaedics | Trauma - Extramedullary fixation | Fixation screw | Headless compression screw | Paragon28 | Mini-MonsterScrew, D3.5 x 22mm, Headless, Long Thread, TiA | P20-535-022L | Standalone | DE0503860 | Patients requiring fracture fixation or orthopaedic corrective surgery
Orthopaedics | Trauma - Extramedullary fixation | Fixation screw | Headless compression screw | Paragon28 | Mini-MonsterScrew, D3.5 x 22mm, Headless, Short Thread, TiA | P20-535-022S | Standalone | DE0503860 | Patients requiring fracture fixation or orthopaedic corrective surgery
Orthopaedics | Trauma - Extramedullary fixation | Fixation screw | Headless compression screw | Paragon28 | Mini-MonsterScrew, D3.5 x 24mm, Headless, Long Thread, TiA | P20-535-024L | Standalone | DE0503860 | Patients requiring fracture fixation or orthopaedic corrective surgery
Orthopaedics | Trauma - Extramedullary fixation | Fixation screw | Headless compression screw | Paragon28 | Mini-MonsterScrew, D3.5 x 24mm, Headless, Short Thread, TiA | P20-535-024S | Standalone | DE0503860 | Patients requiring fracture fixation or orthopaedic corrective surgery
Orthopaedics | Trauma - Extramedullary fixation | Fixation screw | Headless compression screw | Paragon28 | Mini-MonsterScrew, D3.5 x 26mm, Headless, Long Thread, TiA | P20-535-026L | Standalone | DE0503860 | Patients requiring fracture fixation or orthopaedic corrective surgery
Orthopaedics | Trauma - Extramedullary fixation | Fixation screw | Headless compression screw | Paragon28 | Mini-MonsterScrew, D3.5 x 26mm, Headless, Short Thread, TiA | P20-535-026S | Standalone | DE0503860 | Patients requiring fracture fixation or orthopaedic corrective surgery
Orthopaedics | Trauma - Extramedullary fixation | Fixation screw | Headless compression screw | Paragon28 | Mini-MonsterScrew, D3.5 x 28mm, Headless, Long Thread, TiA | P20-535-028L | Standalone | DE0503860 | Patients requiring fracture fixation or orthopaedic corrective surgery
Orthopaedics | Trauma - Extramedullary fixation | Fixation screw | Headless compression screw | Paragon28 | Mini-MonsterScrew, D3.5 x 28mm, Headless, Short Thread, TiA | P20-535-028S | Standalone | DE0503860 | Patients requiring fracture fixation or orthopaedic corrective surgery
Orthopaedics | Trauma - Extramedullary fixation | Fixation screw | Headless compression screw | Paragon28 | Mini-MonsterScrew, D3.5 x 30mm, Headless, Long Thread, TiA | P20-535-030L | Standalone | DE0503860 | Patients requiring fracture fixation or orthopaedic corrective surgery
Orthopaedics | Trauma - Extramedullary fixation | Fixation screw | Headless compression screw | Paragon28 | Mini-MonsterScrew, D3.5 x 30mm, Headless, Short Thread, TiA | P20-535-030S | Standalone | DE0503860 | Patients requiring fracture fixation or orthopaedic corrective surgery
Orthopaedics | Trauma - Extramedullary fixation | Fixation screw | Headless compression screw | Paragon28 | Mini-MonsterScrew, D3.5 x 32mm, Headless, Long Thread, TiA | P20-535-032L | Standalone | DE0503860 | Patients requiring fracture fixation or orthopaedic corrective surgery
Orthopaedics | Trauma - Extramedullary fixation | Fixation screw | Headless compression screw | Paragon28 | Mini-MonsterScrew, D3.5 x 32mm, Headless, Short Thread, TiA | P20-535-032S | Standalone | DE0503860 | Patients requiring fracture fixation or orthopaedic corrective surgery
Orthopaedics | Trauma - Extramedullary fixation | Fixation screw | Headless compression screw | Paragon28 | Mini-MonsterScrew, D3.5 x 34mm, Headless, Long Thread, TiA | P20-535-034L | Standalone | DE0503860 | Patients requiring fracture fixation or orthopaedic corrective surgery
Orthopaedics | Trauma - Extramedullary fixation | Fixation screw | Headless compression screw | Paragon28 | Mini-MonsterScrew, D3.5 x 34mm, Headless, Short Thread, TiA | P20-535-034S | Standalone | DE0503860 | Patients requiring fracture fixation or orthopaedic corrective surgery
Orthopaedics | Trauma - Extramedullary fixation | Fixation screw | Headless compression screw | Paragon28 | Mini-MonsterScrew, D3.5 x 36mm, Headless, Long Thread, TiA | P20-535-036L | Standalone | DE0503860 | Patients requiring fracture fixation or orthopaedic corrective surgery
Orthopaedics | Trauma - Extramedullary fixation | Fixation screw | Headless compression screw | Paragon28 | Mini-MonsterScrew, D3.5 x 36mm, Headless, Short Thread, TiA | P20-535-036S | Standalone | DE0503860 | Patients requiring fracture fixation or orthopaedic corrective surgery
Orthopaedics | Trauma - Extramedullary fixation | Fixation screw | Headless compression screw | Paragon28 | Mini-MonsterScrew, D3.5 x 38mm, Headless, Long Thread, TiA | P20-535-038L | Standalone | DE0503860 | Patients requiring fracture fixation or orthopaedic corrective surgery
Orthopaedics | Trauma - Extramedullary fixation | Fixation screw | Headless compression screw | Paragon28 | Mini-MonsterScrew, D3.5 x 38mm, Headless, Short Thread, TiA | P20-535-038S | Standalone | DE0503860 | Patients requiring fracture fixation or orthopaedic corrective surgery
Orthopaedics | Trauma - Extramedullary fixation | Fixation screw | Headless compression screw | Paragon28 | Mini-MonsterScrew, D3.5 x 40mm, Headless, Long Thread, TiA | P20-535-040L | Standalone | DE0503860 | Patients requiring fracture fixation or orthopaedic corrective surgery
Orthopaedics | Trauma - Extramedullary fixation | Fixation screw | Headless compression screw | Paragon28 | Mini-MonsterScrew, D3.5 x 40mm, Headless, Short Thread, TiA | P20-535-040S | Standalone | DE0503860 | Patients requiring fracture fixation or orthopaedic corrective surgery
Orthopaedics | Trauma - Extramedullary fixation | Fixation screw | Headless compression screw | Paragon28 | Mini-MonsterScrew, D3.5 x 42mm, Headless, Long Thread, TiA | P20-535-042L | Standalone | DE0503860 | Patients requiring fracture fixation or orthopaedic corrective surgery
Orthopaedics | Trauma - Extramedullary fixation | Fixation screw | Headless compression screw | Paragon28 | Mini-MonsterScrew, D3.5 x 42mm, Headless, Short Thread, TiA | P20-535-042S | Standalone | DE0503860 | Patients requiring fracture fixation or orthopaedic corrective surgery
Orthopaedics | Trauma - Extramedullary fixation | Fixation screw | Headless compression screw | Paragon28 | Mini-MonsterScrew, D3.5 x 44mm, Headless, Long Thread, TiA | P20-535-044L | Standalone | DE0503860 | Patients requiring fracture fixation or orthopaedic corrective surgery
Orthopaedics | Trauma - Extramedullary fixation | Fixation screw | Headless compression screw | Paragon28 | Mini-MonsterScrew, D3.5 x 44mm, Headless, Short Thread, TiA | P20-535-044S | Standalone | DE0503860 | Patients requiring fracture fixation or orthopaedic corrective surgery
Orthopaedics | Trauma - Extramedullary fixation | Fixation screw | Headless compression screw | Paragon28 | Mini-MonsterScrew, D3.5 x 46mm, Headless, Long Thread, TiA | P20-535-046L | Standalone | DE0503860 | Patients requiring fracture fixation or orthopaedic corrective surgery
Orthopaedics | Trauma - Extramedullary fixation | Fixation screw | Headless compression screw | Paragon28 | Mini-MonsterScrew, D3.5 x 46mm, Headless, Short Thread, TiA | P20-535-046S | Standalone | DE0503860 | Patients requiring fracture fixation or orthopaedic corrective surgery
Orthopaedics | Trauma - Extramedullary fixation | Fixation screw | Headless compression screw | Paragon28 | Mini-MonsterScrew, D3.5 x 48mm, Headless, Long Thread, TiA | P20-535-048L | Standalone | DE0503860 | Patients requiring fracture fixation or orthopaedic corrective surgery
Orthopaedics | Trauma - Extramedullary fixation | Fixation screw | Headless compression screw | Paragon28 | Mini-MonsterScrew, D3.5 x 48mm, Headless, Short Thread, TiA | P20-535-048S | Standalone | DE0503860 | Patients requiring fracture fixation or orthopaedic corrective surgery
Orthopaedics | Trauma - Extramedullary fixation | Fixation screw | Headless compression screw | Paragon28 | Mini-MonsterScrew, D3.5 x 50mm, Headless, Long Thread, TiA | P20-535-050L | Standalone | DE0503860 | Patients requiring fracture fixation or orthopaedic corrective surgery
Orthopaedics | Trauma - Extramedullary fixation | Fixation screw | Headless compression screw | Paragon28 | Mini-MonsterScrew, D3.5 x 50mm, Headless, Short Thread, TiA | P20-535-050S | Standalone | DE0503860 | Patients requiring fracture fixation or orthopaedic corrective surgery
Orthopaedics | Trauma - Extramedullary fixation | Fixation screw | Headless compression screw | Paragon28 | Mini-MonsterScrew, D4.0 x 14mm, Headless, Short Thread, TiA | P20-540-014S | Standalone | DE0503860 | Patients requiring fracture fixation or orthopaedic corrective surgery
Orthopaedics | Trauma - Extramedullary fixation | Fixation screw | Headless compression screw | Paragon28 | Mini-MonsterScrew, D4.0 x 16mm, Headless, Short Thread, TiA | P20-540-016S | Standalone | DE0503860 | Patients requiring fracture fixation or orthopaedic corrective surgery
Orthopaedics | Trauma - Extramedullary fixation | Fixation screw | Headless compression screw | Paragon28 | Mini-MonsterScrew, D4.0 x 18mm, Headless, Short Thread, TiA | P20-540-018S | Standalone | DE0503860 | Patients requiring fracture fixation or orthopaedic corrective surgery
Orthopaedics | Trauma - Extramedullary fixation | Fixation screw | Headless compression screw | Paragon28 | Mini-MonsterScrew, D4.0 x 20mm, Headless, Long Thread, TiA | P20-540-020L | Standalone | DE0503860 | Patients requiring fracture fixation or orthopaedic corrective surgery
Orthopaedics | Trauma - Extramedullary fixation | Fixation screw | Headless compression screw | Paragon28 | Mini-MonsterScrew, D4.0 x 20mm, Headless, Short Thread, TiA | P20-540-020S | Standalone | DE0503860 | Patients requiring fracture fixation or orthopaedic corrective surgery
Orthopaedics | Trauma - Extramedullary fixation | Fixation screw | Headless compression screw | Paragon28 | Mini-MonsterScrew, D4.0 x 22mm, Headless, Long Thread, TiA | P20-540-022L | Standalone | DE0503860 | Patients requiring fracture fixation or orthopaedic corrective surgery
Orthopaedics | Trauma - Extramedullary fixation | Fixation screw | Headless compression screw | Paragon28 | Mini-MonsterScrew, D4.0 x 22mm, Headless, Short Thread, TiA | P20-540-022S | Standalone | DE0503860 | Patients requiring fracture fixation or orthopaedic corrective surgery
Orthopaedics | Trauma - Extramedullary fixation | Fixation screw | Headless compression screw | Paragon28 | Mini-MonsterScrew, D4.0 x 24mm, Headless, Long Thread, TiA | P20-540-024L | Standalone | DE0503860 | Patients requiring fracture fixation or orthopaedic corrective surgery
Orthopaedics | Trauma - Extramedullary fixation | Fixation screw | Headless compression screw | Paragon28 | Mini-MonsterScrew, D4.0 x 24mm, Headless, Short Thread, TiA | P20-540-024S | Standalone | DE0503860 | Patients requiring fracture fixation or orthopaedic corrective surgery
Orthopaedics | Trauma - Extramedullary fixation | Fixation screw | Headless compression screw | Paragon28 | Mini-MonsterScrew, D4.0 x 26mm, Headless, Long Thread, TiA | P20-540-026L | Standalone | DE0503860 | Patients requiring fracture fixation or orthopaedic corrective surgery
Orthopaedics | Trauma - Extramedullary fixation | Fixation screw | Headless compression screw | Paragon28 | Mini-MonsterScrew, D4.0 x 26mm, Headless, Short Thread, TiA | P20-540-026S | Standalone | DE0503860 | Patients requiring fracture fixation or orthopaedic corrective surgery
Orthopaedics | Trauma - Extramedullary fixation | Fixation screw | Headless compression screw | Paragon28 | Mini-MonsterScrew, D4.0 x 28mm, Headless, Long Thread, TiA | P20-540-028L | Standalone | DE0503860 | Patients requiring fracture fixation or orthopaedic corrective surgery
Orthopaedics | Trauma - Extramedullary fixation | Fixation screw | Headless compression screw | Paragon28 | Mini-MonsterScrew, D4.0 x 28mm, Headless, Short Thread, TiA | P20-540-028S | Standalone | DE0503860 | Patients requiring fracture fixation or orthopaedic corrective surgery
Orthopaedics | Trauma - Extramedullary fixation | Fixation screw | Headless compression screw | Paragon28 | Mini-MonsterScrew, D4.0 x 30mm, Headless, Long Thread, TiA | P20-540-030L | Standalone | DE0503860 | Patients requiring fracture fixation or orthopaedic corrective surgery
Orthopaedics | Trauma - Extramedullary fixation | Fixation screw | Headless compression screw | Paragon28 | Mini-MonsterScrew, D4.0 x 30mm, Headless, Short Thread, TiA | P20-540-030S | Standalone | DE0503860 | Patients requiring fracture fixation or orthopaedic corrective surgery
Orthopaedics | Trauma - Extramedullary fixation | Fixation screw | Headless compression screw | Paragon28 | Mini-MonsterScrew, D4.0 x 32mm, Headless, Long Thread, TiA | P20-540-032L | Standalone | DE0503860 | Patients requiring fracture fixation or orthopaedic corrective surgery
Orthopaedics | Trauma - Extramedullary fixation | Fixation screw | Headless compression screw | Paragon28 | Mini-MonsterScrew, D4.0 x 32mm, Headless, Short Thread, TiA | P20-540-032S | Standalone | DE0503860 | Patients requiring fracture fixation or orthopaedic corrective surgery
Orthopaedics | Trauma - Extramedullary fixation | Fixation screw | Headless compression screw | Paragon28 | Mini-MonsterScrew, D4.0 x 34mm, Headless, Long Thread, TiA | P20-540-034L | Standalone | DE0503860 | Patients requiring fracture fixation or orthopaedic corrective surgery
Orthopaedics | Trauma - Extramedullary fixation | Fixation screw | Headless compression screw | Paragon28 | Mini-MonsterScrew, D4.0 x 34mm, Headless, Short Thread, TiA | P20-540-034S | Standalone | DE0503860 | Patients requiring fracture fixation or orthopaedic corrective surgery
Orthopaedics | Trauma - Extramedullary fixation | Fixation screw | Headless compression screw | Paragon28 | Mini-MonsterScrew, D4.0 x 36mm, Headless, Long Thread, TiA | P20-540-036L | Standalone | DE0503860 | Patients requiring fracture fixation or orthopaedic corrective surgery
Orthopaedics | Trauma - Extramedullary fixation | Fixation screw | Headless compression screw | Paragon28 | Mini-MonsterScrew, D4.0 x 36mm, Headless, Short Thread, TiA | P20-540-036S | Standalone | DE0503860 | Patients requiring fracture fixation or orthopaedic corrective surgery
Orthopaedics | Trauma - Extramedullary fixation | Fixation screw | Headless compression screw | Paragon28 | Mini-MonsterScrew, D4.0 x 38mm, Headless, Long Thread, TiA | P20-540-038L | Standalone | DE0503860 | Patients requiring fracture fixation or orthopaedic corrective surgery
Orthopaedics | Trauma - Extramedullary fixation | Fixation screw | Headless compression screw | Paragon28 | Mini-MonsterScrew, D4.0 x 38mm, Headless, Short Thread, TiA | P20-540-038S | Standalone | DE0503860 | Patients requiring fracture fixation or orthopaedic corrective surgery
Orthopaedics | Trauma - Extramedullary fixation | Fixation screw | Headless compression screw | Paragon28 | Mini-MonsterScrew, D4.0 x 40mm, Headless, Long Thread, TiA | P20-540-040L | Standalone | DE0503860 | Patients requiring fracture fixation or orthopaedic corrective surgery
Orthopaedics | Trauma - Extramedullary fixation | Fixation screw | Headless compression screw | Paragon28 | Mini-MonsterScrew, D4.0 x 40mm, Headless, Short Thread, TiA | P20-540-040S | Standalone | DE0503860 | Patients requiring fracture fixation or orthopaedic corrective surgery
Orthopaedics | Trauma - Extramedullary fixation | Fixation screw | Headless compression screw | Paragon28 | Mini-MonsterScrew, D4.0 x 42mm, Headless, Long Thread, TiA | P20-540-042L | Standalone | DE0503860 | Patients requiring fracture fixation or orthopaedic corrective surgery
Orthopaedics | Trauma - Extramedullary fixation | Fixation screw | Headless compression screw | Paragon28 | Mini-MonsterScrew, D4.0 x 42mm, Headless, Short Thread, TiA | P20-540-042S | Standalone | DE0503860 | Patients requiring fracture fixation or orthopaedic corrective surgery
Orthopaedics | Trauma - Extramedullary fixation | Fixation screw | Headless compression screw | Paragon28 | Mini-MonsterScrew, D4.0 x 44mm, Headless, Long Thread, TiA | P20-540-044L | Standalone | DE0503860 | Patients requiring fracture fixation or orthopaedic corrective surgery
Orthopaedics | Trauma - Extramedullary fixation | Fixation screw | Headless compression screw | Paragon28 | Mini-MonsterScrew, D4.0 x 44mm, Headless, Short Thread, TiA | P20-540-044S | Standalone | DE0503860 | Patients requiring fracture fixation or orthopaedic corrective surgery
Orthopaedics | Trauma - Extramedullary fixation | Fixation screw | Headless compression screw | Paragon28 | Mini-MonsterScrew, D4.0 x 46mm, Headless, Long Thread, TiA | P20-540-046L | Standalone | DE0503860 | Patients requiring fracture fixation or orthopaedic corrective surgery
Orthopaedics | Trauma - Extramedullary fixation | Fixation screw | Headless compression screw | Paragon28 | Mini-MonsterScrew, D4.0 x 46mm, Headless, Short Thread, TiA | P20-540-046S | Standalone | DE0503860 | Patients requiring fracture fixation or orthopaedic corrective surgery
Orthopaedics | Trauma - Extramedullary fixation | Fixation screw | Headless compression screw | Paragon28 | Mini-MonsterScrew, D4.0 x 48mm, Headless, Long Thread, TiA | P20-540-048L | Standalone | DE0503860 | Patients requiring fracture fixation or orthopaedic corrective surgery
Orthopaedics | Trauma - Extramedullary fixation | Fixation screw | Headless compression screw | Paragon28 | Mini-MonsterScrew, D4.0 x 48mm, Headless, Short Thread, TiA | P20-540-048S | Standalone | DE0503860 | Patients requiring fracture fixation or orthopaedic corrective surgery
Orthopaedics | Trauma - Extramedullary fixation | Fixation screw | Headless compression screw | Paragon28 | Mini-MonsterScrew, D4.0 x 50mm, Headless, Long Thread, TiA | P20-540-050L | Standalone | DE0503860 | Patients requiring fracture fixation or orthopaedic corrective surgery
Orthopaedics | Trauma - Extramedullary fixation | Fixation screw | Headless compression screw | Paragon28 | Mini-MonsterScrew, D4.0 x 50mm, Headless, Short Thread, TiA | P20-540-050S | Standalone | DE0503860 | Patients requiring fracture fixation or orthopaedic corrective surgery
Orthopaedics | Trauma - Extramedullary fixation | Fixation screw | Headless compression screw | Paragon28 | Mini-MonsterScrew, D4.0 x 55mm, Headless, Long Thread, TiA | P20-540-055L | Standalone | DE0503860 | Patients requiring fracture fixation or orthopaedic corrective surgery
Orthopaedics | Trauma - Extramedullary fixation | Fixation screw | Headless compression screw | Paragon28 | Mini-MonsterScrew, D4.0 x 55mm, Headless, Short Thread, TiA | P20-540-055S | Standalone | DE0503860 | Patients requiring fracture fixation or orthopaedic corrective surgery
Orthopaedics | Trauma - Extramedullary fixation | Fixation screw | Headless compression screw | Paragon28 | Mini-MonsterScrew, D4.0 x 60mm, Headless, Long Thread, TiA | P20-540-060L | Standalone | DE0503860 | Patients requiring fracture fixation or orthopaedic corrective surgery
Orthopaedics | Trauma - Extramedullary fixation | Fixation screw | Headless compression screw | Paragon28 | Mini-MonsterScrew, D4.0 x 60mm, Headless, Short Thread, TiA | P20-540-060S | Standalone | DE0503860 | Patients requiring fracture fixation or orthopaedic corrective surgery
Orthopaedics | Trauma - Extramedullary fixation | Fixation screw | Headless compression screw | Paragon28 | Monster Screw, D4.5 x 18mm, Headless, Short Thread, TiA | P20-545-018S | Standalone | DE0503860 | Patients requiring fracture fixation or orthopaedic corrective surgery
Orthopaedics | Trauma - Extramedullary fixation | Fixation screw | Headless compression screw | Paragon28 | Monster Screw, D4.5 x 20mm, Headless, Long Thread, TiA | P20-545-020L | Standalone | DE0503860 | Patients requiring fracture fixation or orthopaedic corrective surgery
Orthopaedics | Trauma - Extramedullary fixation | Fixation screw | Headless compression screw | Paragon28 | Monster Screw, D4.5 x 20mm, Headless, Short Thread, TiA | P20-545-020S | Standalone | DE0503860 | Patients requiring fracture fixation or orthopaedic corrective surgery
Orthopaedics | Trauma - Extramedullary fixation | Fixation screw | Headless compression screw | Paragon28 | Monster Screw, D4.5 x 22mm, Headless, Long Thread, TiA | P20-545-022L | Standalone | DE0503860 | Patients requiring fracture fixation or orthopaedic corrective surgery
Orthopaedics | Trauma - Extramedullary fixation | Fixation screw | Headless compression screw | Paragon28 | Monster Screw, D4.5 x 22mm, Headless, Short Thread, TiA | P20-545-022S | Standalone | DE0503860 | Patients requiring fracture fixation or orthopaedic corrective surgery
Orthopaedics | Trauma - Extramedullary fixation | Fixation screw | Headless compression screw | Paragon28 | Monster Screw, D4.5 x 24mm, Headless, Long Thread, TiA | P20-545-024L | Standalone | DE0503860 | Patients requiring fracture fixation or orthopaedic corrective surgery
Orthopaedics | Trauma - Extramedullary fixation | Fixation screw | Headless compression screw | Paragon28 | Monster Screw, D4.5 x 24mm, Headless, Short Thread, TiA | P20-545-024S | Standalone | DE0503860 | Patients requiring fracture fixation or orthopaedic corrective surgery
Orthopaedics | Trauma - Extramedullary fixation | Fixation screw | Headless compression screw | Paragon28 | Monster Screw, D4.5 x 26mm, Headless, Long Thread, TiA | P20-545-026L | Standalone | DE0503860 | Patients requiring fracture fixation or orthopaedic corrective surgery
Orthopaedics | Trauma - Extramedullary fixation | Fixation screw | Headless compression screw | Paragon28 | Monster Screw, D4.5 x 26mm, Headless, Short Thread, TiA | P20-545-026S | Standalone | DE0503860 | Patients requiring fracture fixation or orthopaedic corrective surgery
Orthopaedics | Trauma - Extramedullary fixation | Fixation screw | Headless compression screw | Paragon28 | Monster Screw, D4.5 x 28mm, Headless, Long Thread, TiA | P20-545-028L | Standalone | DE0503860 | Patients requiring fracture fixation or orthopaedic corrective surgery
Orthopaedics | Trauma - Extramedullary fixation | Fixation screw | Headless compression screw | Paragon28 | Monster Screw, D4.5 x 28mm, Headless, Short Thread, TiA | P20-545-028S | Standalone | DE0503860 | Patients requiring fracture fixation or orthopaedic corrective surgery
Orthopaedics | Trauma - Extramedullary fixation | Fixation screw | Headless compression screw | Paragon28 | Monster Screw, D4.5 x 30mm, Headless, Long Thread, TiA | P20-545-030L | Standalone | DE0503860 | Patients requiring fracture fixation or orthopaedic corrective surgery
Orthopaedics | Trauma - Extramedullary fixation | Fixation screw | Headless compression screw | Paragon28 | Monster Screw, D4.5 x 30mm, Headless, Short Thread, TiA | P20-545-030S | Standalone | DE0503860 | Patients requiring fracture fixation or orthopaedic corrective surgery
Orthopaedics | Trauma - Extramedullary fixation | Fixation screw | Headless compression screw | Paragon28 | Monster Screw, D4.5 x 32mm, Headless, Long Thread, TiA | P20-545-032L | Standalone | DE0503860 | Patients requiring fracture fixation or orthopaedic corrective surgery
Orthopaedics | Trauma - Extramedullary fixation | Fixation screw | Headless compression screw | Paragon28 | Monster Screw, D4.5 x 32mm, Headless, Short Thread, TiA | P20-545-032S | Standalone | DE0503860 | Patients requiring fracture fixation or orthopaedic corrective surgery
Orthopaedics | Trauma - Extramedullary fixation | Fixation screw | Headless compression screw | Paragon28 | Monster Screw, D4.5 x 34mm, Headless, Long Thread, TiA | P20-545-034L | Standalone | DE0503860 | Patients requiring fracture fixation or orthopaedic corrective surgery
Orthopaedics | Trauma - Extramedullary fixation | Fixation screw | Headless compression screw | Paragon28 | Monster Screw, D4.5 x 34mm, Headless, Short Thread, TiA | P20-545-034S | Standalone | DE0503860 | Patients requiring fracture fixation or orthopaedic corrective surgery
Orthopaedics | Trauma - Extramedullary fixation | Fixation screw | Headless compression screw | Paragon28 | Monster Screw, D4.5 x 36mm, Headless, Long Thread, TiA | P20-545-036L | Standalone | DE0503860 | Patients requiring fracture fixation or orthopaedic corrective surgery
Orthopaedics | Trauma - Extramedullary fixation | Fixation screw | Headless compression screw | Paragon28 | Monster Screw, D4.5 x 36mm, Headless, Short Thread, TiA | P20-545-036S | Standalone | DE0503860 | Patients requiring fracture fixation or orthopaedic corrective surgery
Orthopaedics | Trauma - Extramedullary fixation | Fixation screw | Headless compression screw | Paragon28 | Monster Screw, D4.5 x 38mm, Headless, Long Thread, TiA | P20-545-038L | Standalone | DE0503860 | Patients requiring fracture fixation or orthopaedic corrective surgery
Orthopaedics | Trauma - Extramedullary fixation | Fixation screw | Headless compression screw | Paragon28 | Monster Screw, D4.5 x 38mm, Headless, Short Thread, TiA | P20-545-038S | Standalone | DE0503860 | Patients requiring fracture fixation or orthopaedic corrective surgery
Orthopaedics | Trauma - Extramedullary fixation | Fixation screw | Headless compression screw | Paragon28 | Monster Screw, D4.5 x 40mm, Headless, Long Thread, TiA | P20-545-040L | Standalone | DE0503860 | Patients requiring fracture fixation or orthopaedic corrective surgery
Orthopaedics | Trauma - Extramedullary fixation | Fixation screw | Headless compression screw | Paragon28 | Monster Screw, D4.5 x 40mm, Headless, Short Thread, TiA | P20-545-040S | Standalone | DE0503860 | Patients requiring fracture fixation or orthopaedic corrective surgery
Orthopaedics | Trauma - Extramedullary fixation | Fixation screw | Headless compression screw | Paragon28 | Monster Screw, D4.5 x 42mm, Headless, Long Thread, TiA | P20-545-042L | Standalone | DE0503860 | Patients requiring fracture fixation or orthopaedic corrective surgery
Orthopaedics | Trauma - Extramedullary fixation | Fixation screw | Headless compression screw | Paragon28 | Monster Screw, D4.5 x 42mm, Headless, Short Thread, TiA | P20-545-042S | Standalone | DE0503860 | Patients requiring fracture fixation or orthopaedic corrective surgery
Orthopaedics | Trauma - Extramedullary fixation | Fixation screw | Headless compression screw | Paragon28 | Monster Screw, D4.5 x 44mm, Headless, Long Thread, TiA | P20-545-044L | Standalone | DE0503860 | Patients requiring fracture fixation or orthopaedic corrective surgery
Orthopaedics | Trauma - Extramedullary fixation | Fixation screw | Headless compression screw | Paragon28 | Monster Screw, D4.5 x 44mm, Headless, Short Thread, TiA | P20-545-044S | Standalone | DE0503860 | Patients requiring fracture fixation or orthopaedic corrective surgery
Orthopaedics | Trauma - Extramedullary fixation | Fixation screw | Headless compression screw | Paragon28 | Monster Screw, D4.5 x 46mm, Headless, Long Thread, TiA | P20-545-046L | Standalone | DE0503860 | Patients requiring fracture fixation or orthopaedic corrective surgery
Orthopaedics | Trauma - Extramedullary fixation | Fixation screw | Headless compression screw | Paragon28 | Monster Screw, D4.5 x 46mm, Headless, Short Thread, TiA | P20-545-046S | Standalone | DE0503860 | Patients requiring fracture fixation or orthopaedic corrective surgery
Orthopaedics | Trauma - Extramedullary fixation | Fixation screw | Headless compression screw | Paragon28 | Monster Screw, D4.5 x 48mm, Headless, Long Thread, TiA | P20-545-048L | Standalone | DE0503860 | Patients requiring fracture fixation or orthopaedic corrective surgery
Orthopaedics | Trauma - Extramedullary fixation | Fixation screw | Headless compression screw | Paragon28 | Monster Screw, D4.5 x 48mm, Headless, Short Thread, TiA | P20-545-048S | Standalone | DE0503860 | Patients requiring fracture fixation or orthopaedic corrective surgery
Orthopaedics | Trauma - Extramedullary fixation | Fixation screw | Headless compression screw | Paragon28 | Monster Screw, D4.5 x 50mm, Headless, Long Thread, TiA | P20-545-050L | Standalone | DE0503860 | Patients requiring fracture fixation or orthopaedic corrective surgery
Orthopaedics | Trauma - Extramedullary fixation | Fixation screw | Headless compression screw | Paragon28 | Monster Screw, D4.5 x 50mm, Headless, Short Thread, TiA | P20-545-050S | Standalone | DE0503860 | Patients requiring fracture fixation or orthopaedic corrective surgery
Orthopaedics | Trauma - Extramedullary fixation | Fixation screw | Headless compression screw | Paragon28 | Monster Screw, D4.5 x 55mm, Headless, Long Thread, TiA | P20-545-055L | Standalone | DE0503860 | Patients requiring fracture fixation or orthopaedic corrective surgery
Orthopaedics | Trauma - Extramedullary fixation | Fixation screw | Headless compression screw | Paragon28 | Monster Screw, D4.5 x 55mm, Headless, Short Thread, TiA | P20-545-055S | Standalone | DE0503860 | Patients requiring fracture fixation or orthopaedic corrective surgery
Orthopaedics | Trauma - Extramedullary fixation | Fixation screw | Headless compression screw | Paragon28 | Monster Screw, D4.5 x 60mm, Headless, Long Thread, TiA | P20-545-060L | Standalone | DE0503860 | Patients requiring fracture fixation or orthopaedic corrective surgery
Orthopaedics | Trauma - Extramedullary fixation | Fixation screw | Headless compression screw | Paragon28 | Monster Screw, D4.5 x 60mm, Headless, Short Thread, TiA | P20-545-060S | Standalone | DE0503860 | Patients requiring fracture fixation or orthopaedic corrective surgery
Orthopaedics | Trauma - Extramedullary fixation | Fixation screw | Headless compression screw | Paragon28 | Monster Screw, D4.5 x 60mm, Headless, Long Thread, TiA | P20-545-065L | Standalone | DE0503860 | Patients requiring fracture fixation or orthopaedic corrective surgery
Orthopaedics | Trauma - Extramedullary fixation | Fixation screw | Headless compression screw | Paragon28 | Monster Screw, D4.5 x 65mm, Headless, Short Thread, TiA | P20-545-065S | Standalone | DE0503860 | Patients requiring fracture fixation or orthopaedic corrective surgery
Orthopaedics | Trauma - Extramedullary fixation | Fixation screw | Headless compression screw | Paragon28 | Monster Screw, D4.5 x 70mm, Headless, Long Thread, TiA | P20-545-070L | Standalone | DE0503860 | Patients requiring fracture fixation or orthopaedic corrective surgery
Orthopaedics | Trauma - Extramedullary fixation | Fixation screw | Headless compression screw | Paragon28 | Monster Screw, D4.5 x 70mm, Headless, Short Thread, TiA | P20-545-070S | Standalone | DE0503860 | Patients requiring fracture fixation or orthopaedic corrective surgery
Orthopaedics | Trauma - Extramedullary fixation | Fixation screw | Headless compression screw | Paragon28 | Monster Screw, D5.5 x 26mm, Headless, Long Thread, TiA | P20-555-026L | Standalone | DE0503860 | Patients requiring fracture fixation or orthopaedic corrective surgery
Orthopaedics | Trauma - Extramedullary fixation | Fixation screw | Headless compression screw | Paragon28 | Monster Screw, D5.5 x 26mm, Headless, Long Thread, TiA | P20-555-026S | Standalone | DE0503860 | Patients requiring fracture fixation or orthopaedic corrective surgery
Orthopaedics | Trauma - Extramedullary fixation | Fixation screw | Headless compression screw | Paragon28 | Monster Screw, D5.5 x 28mm, Headless, Long Thread, TiA | P20-555-028L | Standalone | DE0503860 | Patients requiring fracture fixation or orthopaedic corrective surgery
Orthopaedics | Trauma - Extramedullary fixation | Fixation screw | Headless compression screw | Paragon28 | Monster Screw, D5.5 x 28mm, Headless, Short Thread, TiA | P20-555-028S | Standalone | DE0503860 | Patients requiring fracture fixation or orthopaedic corrective surgery
Orthopaedics | Trauma - Extramedullary fixation | Fixation screw | Headless compression screw | Paragon28 | Monster Screw, D5.5 x 30mm, Headless, Long Thread, TiA | P20-555-030L | Standalone | DE0503860 | Patients requiring fracture fixation or orthopaedic corrective surgery
Orthopaedics | Trauma - Extramedullary fixation | Fixation screw | Headless compression screw | Paragon28 | Monster Screw, D5.5 x 30mm, Headless, Short Thread, TiA | P20-555-030S | Standalone | DE0503860 | Patients requiring fracture fixation or orthopaedic corrective surgery
Orthopaedics | Trauma - Extramedullary fixation | Fixation screw | Headless compression screw | Paragon28 | Monster Screw, D5.5 x 32mm, Headless, Long Thread, TiA | P20-555-032L | Standalone | DE0503860 | Patients requiring fracture fixation or orthopaedic corrective surgery
Orthopaedics | Trauma - Extramedullary fixation | Fixation screw | Headless compression screw | Paragon28 | Monster Screw, D5.5 x 32mm, Headless, Short Thread, TiA | P20-555-032S | Standalone | DE0503860 | Patients requiring fracture fixation or orthopaedic corrective surgery
Orthopaedics | Trauma - Extramedullary fixation | Fixation screw | Headless compression screw | Paragon28 | Monster Screw, D5.5 x 34mm, Headless, Long Thread, TiA | P20-555-034L | Standalone | DE0503860 | Patients requiring fracture fixation or orthopaedic corrective surgery
Orthopaedics | Trauma - Extramedullary fixation | Fixation screw | Headless compression screw | Paragon28 | Monster Screw, D5.5 x 34mm, Headless, Short Thread, TiA | P20-555-034S | Standalone | DE0503860 | Patients requiring fracture fixation or orthopaedic corrective surgery
Orthopaedics | Trauma - Extramedullary fixation | Fixation screw | Headless compression screw | Paragon28 | Monster Screw, D5.5 x 36mm, Headless, Long Thread, TiA | P20-555-036L | Standalone | DE0503860 | Patients requiring fracture fixation or orthopaedic corrective surgery
Orthopaedics | Trauma - Extramedullary fixation | Fixation screw | Headless compression screw | Paragon28 | Monster Screw, D5.5 x 36mm, Headless, Short Thread, TiA | P20-555-036S | Standalone | DE0503860 | Patients requiring fracture fixation or orthopaedic corrective surgery
Orthopaedics | Trauma - Extramedullary fixation | Fixation screw | Headless compression screw | Paragon28 | Monster Screw, D5.5 x 38mm, Headless, Long Thread, TiA | P20-555-038L | Standalone | DE0503860 | Patients requiring fracture fixation or orthopaedic corrective surgery
Orthopaedics | Trauma - Extramedullary fixation | Fixation screw | Headless compression screw | Paragon28 | Monster Screw, D5.5 x 38mm, Headless, Short Thread, TiA | P20-555-038S | Standalone | DE0503860 | Patients requiring fracture fixation or orthopaedic corrective surgery
Orthopaedics | Trauma - Extramedullary fixation | Fixation screw | Headless compression screw | Paragon28 | Monster Screw, D5.5 x 40mm, Headless, Long Thread, TiA | P20-555-040L | Standalone | DE0503860 | Patients requiring fracture fixation or orthopaedic corrective surgery
Orthopaedics | Trauma - Extramedullary fixation | Fixation screw | Headless compression screw | Paragon28 | Monster Screw, D5.5 x 40mm, Headless, Short Thread, TiA | P20-555-040S | Standalone | DE0503860 | Patients requiring fracture fixation or orthopaedic corrective surgery
Orthopaedics | Trauma - Extramedullary fixation | Fixation screw | Headless compression screw | Paragon28 | Monster Screw, D5.5 x 42mm, Headless, Long Thread, TiA | P20-555-042L | Standalone | DE0503860 | Patients requiring fracture fixation or orthopaedic corrective surgery
Orthopaedics | Trauma - Extramedullary fixation | Fixation screw | Headless compression screw | Paragon28 | Monster Screw, D5.5 x 42mm, Headless, Short Thread, TiA | P20-555-042S | Standalone | DE0503860 | Patients requiring fracture fixation or orthopaedic corrective surgery
Orthopaedics | Trauma - Extramedullary fixation | Fixation screw | Headless compression screw | Paragon28 | Monster Screw, D5.5 x 44mm, Headless, Long Thread, TiA | P20-555-044L | Standalone | DE0503860 | Patients requiring fracture fixation or orthopaedic corrective surgery
Orthopaedics | Trauma - Extramedullary fixation | Fixation screw | Headless compression screw | Paragon28 | Monster Screw, D5.5 x 44mm, Headless, Short Thread, TiA | P20-555-044S | Standalone | DE0503860 | Patients requiring fracture fixation or orthopaedic corrective surgery
Orthopaedics | Trauma - Extramedullary fixation | Fixation screw | Headless compression screw | Paragon28 | Monster Screw, D5.5 x 46mm, Headless, Long Thread, TiA | P20-555-046L | Standalone | DE0503860 | Patients requiring fracture fixation or orthopaedic corrective surgery
Orthopaedics | Trauma - Extramedullary fixation | Fixation screw | Headless compression screw | Paragon28 | Monster Screw, D5.5 x 46mm, Headless, Short Thread, TiA | P20-555-046S | Standalone | DE0503860 | Patients requiring fracture fixation or orthopaedic corrective surgery
Orthopaedics | Trauma - Extramedullary fixation | Fixation screw | Headless compression screw | Paragon28 | Monster Screw, D5.5 x 48mm, Headless, Long Thread, TiA | P20-555-048L | Standalone | DE0503860 | Patients requiring fracture fixation or orthopaedic corrective surgery
Orthopaedics | Trauma - Extramedullary fixation | Fixation screw | Headless compression screw | Paragon28 | Monster Screw, D5.5 x 48mm, Headless, Short Thread, TiA | P20-555-048S | Standalone | DE0503860 | Patients requiring fracture fixation or orthopaedic corrective surgery
Orthopaedics | Trauma - Extramedullary fixation | Fixation screw | Headless compression screw | Paragon28 | Monster Screw, D5.5 x 50mm, Headless, Long Thread, TiA | P20-555-050L | Standalone | DE0503860 | Patients requiring fracture fixation or orthopaedic corrective surgery
Orthopaedics | Trauma - Extramedullary fixation | Fixation screw | Headless compression screw | Paragon28 | Monster Screw, D5.5 x 50mm, Headless, Short Thread, TiA | P20-555-050S | Standalone | DE0503860 | Patients requiring fracture fixation or orthopaedic corrective surgery
Orthopaedics | Trauma - Extramedullary fixation | Fixation screw | Headless compression screw | Paragon28 | Monster Screw, D5.5 x 52mm, Headless, Long Thread, TiA | P20-555-052L | Standalone | DE0503860 | Patients requiring fracture fixation or orthopaedic corrective surgery
Orthopaedics | Trauma - Extramedullary fixation | Fixation screw | Headless compression screw | Paragon28 | Monster Screw, D5.5 x 52mm, Headless, Short Thread, TiA | P20-555-052S | Standalone | DE0503860 | Patients requiring fracture fixation or orthopaedic corrective surgery
Orthopaedics | Trauma - Extramedullary fixation | Fixation screw | Headless compression screw | Paragon28 | Monster Screw, D5.5 x 54mm, Headless, Long Thread, TiA | P20-555-054L | Standalone | DE0503860 | Patients requiring fracture fixation or orthopaedic corrective surgery
Orthopaedics | Trauma - Extramedullary fixation | Fixation screw | Headless compression screw | Paragon28 | Monster Screw, D5.5 x 54mm, Headless, Short Thread, TiA | P20-555-054S | Standalone | DE0503860 | Patients requiring fracture fixation or orthopaedic corrective surgery
Orthopaedics | Trauma - Extramedullary fixation | Fixation screw | Headless compression screw | Paragon28 | Monster Screw, D5.5 x 56mm, Headless, Long Thread, TiA | P20-555-056L | Standalone | DE0503860 | Patients requiring fracture fixation or orthopaedic corrective surgery
Orthopaedics | Trauma - Extramedullary fixation | Fixation screw | Headless compression screw | Paragon28 | Monster Screw, D5.5 x 56mm, Headless, Short Thread, TiA | P20-555-056S | Standalone | DE0503860 | Patients requiring fracture fixation or orthopaedic corrective surgery
Orthopaedics | Trauma - Extramedullary fixation | Fixation screw | Headless compression screw | Paragon28 | Monster Screw, D5.5 x 58mm, Headless, Long Thread, TiA | P20-555-058L | Standalone | DE0503860 | Patients requiring fracture fixation or orthopaedic corrective surgery
Orthopaedics | Trauma - Extramedullary fixation | Fixation screw | Headless compression screw | Paragon28 | Monster Screw, D5.5 x 58mm, Headless, Short Thread, TiA | P20-555-058S | Standalone | DE0503860 | Patients requiring fracture fixation or orthopaedic corrective surgery
Orthopaedics | Trauma - Extramedullary fixation | Fixation screw | Headless compression screw | Paragon28 | Monster Screw, D5.5 x 60mm, Headless, Long Thread, TiA | P20-555-060L | Standalone | DE0503860 | Patients requiring fracture fixation or orthopaedic corrective surgery
Orthopaedics | Trauma - Extramedullary fixation | Fixation screw | Headless compression screw | Paragon28 | Monster Screw, D5.5 x 60mm, Headless, Short Thread, TiA | P20-555-060S | Standalone | DE0503860 | Patients requiring fracture fixation or orthopaedic corrective surgery
Orthopaedics | Trauma - Extramedullary fixation | Fixation screw | Headless compression screw | Paragon28 | Monster Screw, D5.5 x 62mm, Headless, Long Thread, TiA | P20-555-062L | Standalone | DE0503860 | Patients requiring fracture fixation or orthopaedic corrective surgery
Orthopaedics | Trauma - Extramedullary fixation | Fixation screw | Headless compression screw | Paragon28 | Monster Screw, D5.5 x 62mm, Headless, Short Thread, TiA | P20-555-062S | Standalone | DE0503860 | Patients requiring fracture fixation or orthopaedic corrective surgery
Orthopaedics | Trauma - Extramedullary fixation | Fixation screw | Headless compression screw | Paragon28 | Monster Screw, D5.5 x 64mm, Headless, Long Thread, TiA | P20-555-064L | Standalone | DE0503860 | Patients requiring fracture fixation or orthopaedic corrective surgery
Orthopaedics | Trauma - Extramedullary fixation | Fixation screw | Headless compression screw | Paragon28 | Monster Screw, D5.5 x 64mm, Headless, Short Thread, TiA | P20-555-064S | Standalone | DE0503860 | Patients requiring fracture fixation or orthopaedic corrective surgery
Orthopaedics | Trauma - Extramedullary fixation | Fixation screw | Headless compression screw | Paragon28 | Monster Screw, D5.5 x 65mm, Headless, Long Thread, TiA | P20-555-065L | Standalone | DE0503860 | Patients requiring fracture fixation or orthopaedic corrective surgery
Orthopaedics | Trauma - Extramedullary fixation | Fixation screw | Headless compression screw | Paragon28 | Monster Screw, D5.5 x 65mm, Headless, Short Thread, TiA | P20-555-065S | Standalone | DE0503860 | Patients requiring fracture fixation or orthopaedic corrective surgery
Orthopaedics | Trauma - Extramedullary fixation | Fixation screw | Headless compression screw | Paragon28 | Monster Screw, D5.5 x 66mm, Headless, Long Thread, TiA | P20-555-066L | Standalone | DE0503860 | Patients requiring fracture fixation or orthopaedic corrective surgery
Orthopaedics | Trauma - Extramedullary fixation | Fixation screw | Headless compression screw | Paragon28 | Monster Screw, D5.5 x 66mm, Headless, Short Thread, TiA | P20-555-066S | Standalone | DE0503860 | Patients requiring fracture fixation or orthopaedic corrective surgery
Orthopaedics | Trauma - Extramedullary fixation | Fixation screw | Headless compression screw | Paragon28 | Monster Screw, D5.5 x 68mm, Headless, Long Thread, TiA | P20-555-068L | Standalone | DE0503860 | Patients requiring fracture fixation or orthopaedic corrective surgery
Orthopaedics | Trauma - Extramedullary fixation | Fixation screw | Headless compression screw | Paragon28 | Monster Screw, D5.5 x 68mm, Headless, Short Thread, TiA | P20-555-068S | Standalone | DE0503860 | Patients requiring fracture fixation or orthopaedic corrective surgery
Orthopaedics | Trauma - Extramedullary fixation | Fixation screw | Headless compression screw | Paragon28 | Monster Screw, D5.5 x 70mm, Headless, Long Thread, TiA | P20-555-070L | Standalone | DE0503860 | Patients requiring fracture fixation or orthopaedic corrective surgery
Orthopaedics | Trauma - Extramedullary fixation | Fixation screw | Headless compression screw | Paragon28 | Monster Screw, D5.5 x 70mm, Headless, Short Thread, TiA | P20-555-070S | Standalone | DE0503860 | Patients requiring fracture fixation or orthopaedic corrective surgery
Orthopaedics | Trauma - Extramedullary fixation | Fixation screw | Headless compression screw | Paragon28 | Monster Screw, D5.5 x 75mm, Headless, Long Thread, TiA | P20-555-075L | Standalone | DE0503860 | Patients requiring fracture fixation or orthopaedic corrective surgery
Orthopaedics | Trauma - Extramedullary fixation | Fixation screw | Headless compression screw | Paragon28 | Monster Screw, D5.5 x 75mm, Headless, Short Thread, TiA | P20-555-075S | Standalone | DE0503860 | Patients requiring fracture fixation or orthopaedic corrective surgery
Orthopaedics | Trauma - Extramedullary fixation | Fixation screw | Headless compression screw | Paragon28 | Monster Screw, D5.5 x 80mm, Headless, Long Thread, TiA | P20-555-080L | Standalone | DE0503860 | Patients requiring fracture fixation or orthopaedic corrective surgery
Orthopaedics | Trauma - Extramedullary fixation | Fixation screw | Headless compression screw | Paragon28 | Monster Screw, D5.5 x 80mm, Headless, Short Thread, TiA | P20-555-080S | Standalone | DE0503860 | Patients requiring fracture fixation or orthopaedic corrective surgery
Orthopaedics | Trauma - Extramedullary fixation | Fixation screw | Headless compression screw | Paragon28 | Monster Screw, D5.5 x 85mm, Headless, Long Thread, TiA | P20-555-085L | Standalone | DE0503860 | Patients requiring fracture fixation or orthopaedic corrective surgery
Orthopaedics | Trauma - Extramedullary fixation | Fixation screw | Headless compression screw | Paragon28 | Monster Screw, D5.5 x 85mm, Headless, Short Thread, TiA | P20-555-085S | Standalone | DE0503860 | Patients requiring fracture fixation or orthopaedic corrective surgery
Orthopaedics | Trauma - Extramedullary fixation | Fixation screw | Headless compression screw | Paragon28 | Monster Screw, D5.5 x 90mm, Headless, Long Thread, TiA | P20-555-090L | Standalone | DE0503860 | Patients requiring fracture fixation or orthopaedic corrective surgery
Orthopaedics | Trauma - Extramedullary fixation | Fixation screw | Headless compression screw | Paragon28 | Monster Screw, D5.5 x 90mm, Headless, Short Thread, TiA | P20-555-090S | Standalone | DE0503860 | Patients requiring fracture fixation or orthopaedic corrective surgery
Orthopaedics | Trauma - Extramedullary fixation | Fixation screw | Headless compression screw | Paragon28 | Monster Screw, D7.0 x 30mm, Headless, Short Thread, TiA | P20-570-030S | Standalone | DE0503860 | Patients requiring fracture fixation or orthopaedic corrective surgery
Orthopaedics | Trauma - Extramedullary fixation | Fixation screw | Headless compression screw | Paragon28 | Monster Screw, D7.0 x 32mm, Headless, Short Thread, TiA | P20-570-032S | Standalone | DE0503860 | Patients requiring fracture fixation or orthopaedic corrective surgery
Orthopaedics | Trauma - Extramedullary fixation | Fixation screw | Headless compression screw | Paragon28 | Monster Screw, D7.0 x 34mm, Headless, Short Thread, TiA | P20-570-034S | Standalone | DE0503860 | Patients requiring fracture fixation or orthopaedic corrective surgery
Orthopaedics | Trauma - Extramedullary fixation | Fixation screw | Headless compression screw | Paragon28 | Monster Screw, D7.0 x 36mm, Headless, Short Thread, TiA | P20-570-036S | Standalone | DE0503860 | Patients requiring fracture fixation or orthopaedic corrective surgery
Orthopaedics | Trauma - Extramedullary fixation | Fixation screw | Headless compression screw | Paragon28 | Monster Screw, D7.0 x 38mm, Headless, Short Thread, TiA | P20-570-038S | Standalone | DE0503860 | Patients requiring fracture fixation or orthopaedic corrective surgery
Orthopaedics | Trauma - Extramedullary fixation | Fixation screw | Headless compression screw | Paragon28 | Monster Screw, D7.0 x 40mm, Headless, Med Thread, TiA | P20-570-040M | Standalone | DE0503860 | Patients requiring fracture fixation or orthopaedic corrective surgery
Orthopaedics | Trauma - Extramedullary fixation | Fixation screw | Headless compression screw | Paragon28 | Monster Screw, D7.0 x 40mm, Headless, Short Thread, TiA | P20-570-040S | Standalone | DE0503860 | Patients requiring fracture fixation or orthopaedic corrective surgery
Orthopaedics | Trauma - Extramedullary fixation | Fixation screw | Headless compression screw | Paragon28 | Monster Screw, D7.0 x 42mm, Headless, Med Thread, TiA | P20-570-042M | Standalone | DE0503860 | Patients requiring fracture fixation or orthopaedic corrective surgery
Orthopaedics | Trauma - Extramedullary fixation | Fixation screw | Headless compression screw | Paragon28 | Monster Screw, D7.0 x 42mm, Headless, Short Thread, TiA | P20-570-042S | Standalone | DE0503860 | Patients requiring fracture fixation or orthopaedic corrective surgery
Orthopaedics | Trauma - Extramedullary fixation | Fixation screw | Headless compression screw | Paragon28 | Monster Screw, D7.0 x 44mm, Headless, Med Thread, TiA | P20-570-044M | Standalone | DE0503860 | Patients requiring fracture fixation or orthopaedic corrective surgery
Orthopaedics | Trauma - Extramedullary fixation | Fixation screw | Headless compression screw | Paragon28 | Monster Screw, D7.0 x 44mm, Headless, Short Thread, TiA | P20-570-044S | Standalone | DE0503860 | Patients requiring fracture fixation or orthopaedic corrective surgery
Orthopaedics | Trauma - Extramedullary fixation | Fixation screw | Headless compression screw | Paragon28 | Monster Screw, D7.0 x 45mm, Headless, Long Thread, TiA | P20-570-045L | Standalone | DE0503860 | Patients requiring fracture fixation or orthopaedic corrective surgery
Orthopaedics | Trauma - Extramedullary fixation | Fixation screw | Headless compression screw | Paragon28 | Monster Screw, D7.0 x 46mm, Headless, Med Thread, TiA | P20-570-046M | Standalone | DE0503860 | Patients requiring fracture fixation or orthopaedic corrective surgery
Orthopaedics | Trauma - Extramedullary fixation | Fixation screw | Headless compression screw | Paragon28 | Monster Screw, D7.0 x 46mm, Headless, Short Thread, TiA | P20-570-046S | Standalone | DE0503860 | Patients requiring fracture fixation or orthopaedic corrective surgery
Orthopaedics | Trauma - Extramedullary fixation | Fixation screw | Headless compression screw | Paragon28 | Monster Screw, D7.0 x 48mm, Headless, Med Thread, TiA | P20-570-048M | Standalone | DE0503860 | Patients requiring fracture fixation or orthopaedic corrective surgery
Orthopaedics | Trauma - Extramedullary fixation | Fixation screw | Headless compression screw | Paragon28 | Monster Screw, D7.0 x 48mm, Headless, Short Thread, TiA | P20-570-048S | Standalone | DE0503860 | Patients requiring fracture fixation or orthopaedic corrective surgery
Orthopaedics | Trauma - Extramedullary fixation | Fixation screw | Headless compression screw | Paragon28 | Monster Screw, D7.0 x 50mm, Headless, Long Thread, TiA | P20-570-050L | Standalone | DE0503860 | Patients requiring fracture fixation or orthopaedic corrective surgery
Orthopaedics | Trauma - Extramedullary fixation | Fixation screw | Headless compression screw | Paragon28 | Monster Screw, D7.0 x 50mm, Headless, Med Thread, TiA | P20-570-050M | Standalone | DE0503860 | Patients requiring fracture fixation or orthopaedic corrective surgery
Orthopaedics | Trauma - Extramedullary fixation | Fixation screw | Headless compression screw | Paragon28 | Monster Screw, D7.0 x 50mm, Headless, Short Thread, TiA | P20-570-050S | Standalone | DE0503860 | Patients requiring fracture fixation or orthopaedic corrective surgery
Orthopaedics | Trauma - Extramedullary fixation | Fixation screw | Headless compression screw | Paragon28 | Monster Screw, D7.0 x 55mm, Headless, Long Thread, TiA | P20-570-055L | Standalone | DE0503860 | Patients requiring fracture fixation or orthopaedic corrective surgery
Orthopaedics | Trauma - Extramedullary fixation | Fixation screw | Headless compression screw | Paragon28 | Monster Screw, D7.0 x 55mm, Headless, Med Thread, TiA | P20-570-055M | Standalone | DE0503860 | Patients requiring fracture fixation or orthopaedic corrective surgery
Orthopaedics | Trauma - Extramedullary fixation | Fixation screw | Headless compression screw | Paragon28 | Monster Screw, D7.0 x 55mm, Headless, Short Thread, TiA | P20-570-055S | Standalone | DE0503860 | Patients requiring fracture fixation or orthopaedic corrective surgery
Orthopaedics | Trauma - Extramedullary fixation | Fixation screw | Headless compression screw | Paragon28 | Monster Screw, D7.0 x 60mm, Headless, Long Thread, TiA | P20-570-060L | Standalone | DE0503860 | Patients requiring fracture fixation or orthopaedic corrective surgery
Orthopaedics | Trauma - Extramedullary fixation | Fixation screw | Headless compression screw | Paragon28 | Monster Screw, D7.0 x 60mm, Headless, Med Thread, TiA | P20-570-060M | Standalone | DE0503860 | Patients requiring fracture fixation or orthopaedic corrective surgery
Orthopaedics | Trauma - Extramedullary fixation | Fixation screw | Headless compression screw | Paragon28 | Monster Screw, D7.0 x 60mm, Headless, Short Thread, TiA | P20-570-060S | Standalone | DE0503860 | Patients requiring fracture fixation or orthopaedic corrective surgery
Orthopaedics | Trauma - Extramedullary fixation | Fixation screw | Headless compression screw | Paragon28 | Monster Screw, D7.0 x 65mm, Headless, Long Thread, TiA | P20-570-065L | Standalone | DE0503860 | Patients requiring fracture fixation or orthopaedic corrective surgery
Orthopaedics | Trauma - Extramedullary fixation | Fixation screw | Headless compression screw | Paragon28 | Monster Screw, D7.0 x 65mm, Headless, Med Thread, TiA | P20-570-065M | Standalone | DE0503860 | Patients requiring fracture fixation or orthopaedic corrective surgery
Orthopaedics | Trauma - Extramedullary fixation | Fixation screw | Headless compression screw | Paragon28 | Monster Screw, D7.0 x 65mm, Headless, Short Thread, TiA | P20-570-065S | Standalone | DE0503860 | Patients requiring fracture fixation or orthopaedic corrective surgery
Orthopaedics | Trauma - Extramedullary fixation | Fixation screw | Headless compression screw | Paragon28 | Monster Screw, D7.0 x 70mm, Headless, Long Thread, TiA | P20-570-070L | Standalone | DE0503860 | Patients requiring fracture fixation or orthopaedic corrective surgery
Orthopaedics | Trauma - Extramedullary fixation | Fixation screw | Headless compression screw | Paragon28 | Monster Screw, D7.0 x 70mm, Headless, Med Thread, TiA | P20-570-070M | Standalone | DE0503860 | Patients requiring fracture fixation or orthopaedic corrective surgery
Orthopaedics | Trauma - Extramedullary fixation | Fixation screw | Headless compression screw | Paragon28 | Monster Screw, D7.0 x 70mm, Headless, Short Thread, TiA | P20-570-070S | Standalone | DE0503860 | Patients requiring fracture fixation or orthopaedic corrective surgery
Orthopaedics | Trauma - Extramedullary fixation | Fixation screw | Headless compression screw | Paragon28 | Monster Screw, D7.0 x 72mm, Headless, Long Thread, TiA | P20-570-072L | Standalone | DE0503860 | Patients requiring fracture fixation or orthopaedic corrective surgery
Orthopaedics | Trauma - Extramedullary fixation | Fixation screw | Headless compression screw | Paragon28 | Monster Screw, D7.0 x 72mm, Headless, Med Thread, TiA | P20-570-072M | Standalone | DE0503860 | Patients requiring fracture fixation or orthopaedic corrective surgery
Orthopaedics | Trauma - Extramedullary fixation | Fixation screw | Headless compression screw | Paragon28 | Monster Screw, D7.0 x 72mm, Headless, Short Thread, TiA | P20-570-072S | Standalone | DE0503860 | Patients requiring fracture fixation or orthopaedic corrective surgery
Orthopaedics | Trauma - Extramedullary fixation | Fixation screw | Headless compression screw | Paragon28 | Monster Screw, D7.0 x 74mm, Headless, Long Thread, TiA | P20-570-074L | Standalone | DE0503860 | Patients requiring fracture fixation or orthopaedic corrective surgery
Orthopaedics | Trauma - Extramedullary fixation | Fixation screw | Headless compression screw | Paragon28 | Monster Screw, D7.0 x 74mm, Headless, Med Thread, TiA | P20-570-074M | Standalone | DE0503860 | Patients requiring fracture fixation or orthopaedic corrective surgery
Orthopaedics | Trauma - Extramedullary fixation | Fixation screw | Headless compression screw | Paragon28 | Monster Screw, D7.0 x 74mm, Headless, Short Thread, TiA | P20-570-074S | Standalone | DE0503860 | Patients requiring fracture fixation or orthopaedic corrective surgery
Orthopaedics | Trauma - Extramedullary fixation | Fixation screw | Headless compression screw | Paragon28 | Monster Screw, D7.0 x 76mm, Headless, Long Thread, TiA | P20-570-076L | Standalone | DE0503860 | Patients requiring fracture fixation or orthopaedic corrective surgery
Orthopaedics | Trauma - Extramedullary fixation | Fixation screw | Headless compression screw | Paragon28 | Monster Screw, D7.0 x 76mm, Headless, Med Thread, TiA | P20-570-076M | Standalone | DE0503860 | Patients requiring fracture fixation or orthopaedic corrective surgery
Orthopaedics | Trauma - Extramedullary fixation | Fixation screw | Headless compression screw | Paragon28 | Monster Screw, D7.0 x 76mm, Headless, Short Thread, TiA | P20-570-076S | Standalone | DE0503860 | Patients requiring fracture fixation or orthopaedic corrective surgery
Orthopaedics | Trauma - Extramedullary fixation | Fixation screw | Headless compression screw | Paragon28 | Monster Screw, D7.0 x 78mm, Headless, Long Thread, TiA | P20-570-078L | Standalone | DE0503860 | Patients requiring fracture fixation or orthopaedic corrective surgery
Orthopaedics | Trauma - Extramedullary fixation | Fixation screw | Headless compression screw | Paragon28 | Monster Screw, D7.0 x 78mm, Headless, Med Thread, TiA | P20-570-078M | Standalone | DE0503860 | Patients requiring fracture fixation or orthopaedic corrective surgery
Orthopaedics | Trauma - Extramedullary fixation | Fixation screw | Headless compression screw | Paragon28 | Monster Screw, D7.0 x 78mm, Headless, Short Thread, TiA | P20-570-078S | Standalone | DE0503860 | Patients requiring fracture fixation or orthopaedic corrective surgery
Orthopaedics | Trauma - Extramedullary fixation | Fixation screw | Headless compression screw | Paragon28 | Monster Screw, D7.0 x 80mm, Headless, Long Thread, TiA | P20-570-080L | Standalone | DE0503860 | Patients requiring fracture fixation or orthopaedic corrective surgery
Orthopaedics | Trauma - Extramedullary fixation | Fixation screw | Headless compression screw | Paragon28 | Monster Screw, D7.0 x 80mm, Headless, Med Thread, TiA | P20-570-080M | Standalone | DE0503860 | Patients requiring fracture fixation or orthopaedic corrective surgery
Orthopaedics | Trauma - Extramedullary fixation | Fixation screw | Headless compression screw | Paragon28 | Monster Screw, D7.0 x 80mm, Headless, Short Thread, TiA | P20-570-080S | Standalone | DE0503860 | Patients requiring fracture fixation or orthopaedic corrective surgery
Orthopaedics | Trauma - Extramedullary fixation | Fixation screw | Headless compression screw | Paragon28 | Monster Screw, D7.0 x 82mm, Headless, Long Thread, TiA | P20-570-082L | Standalone | DE0503860 | Patients requiring fracture fixation or orthopaedic corrective surgery
Orthopaedics | Trauma - Extramedullary fixation | Fixation screw | Headless compression screw | Paragon28 | Monster Screw, D7.0 x 82mm, Headless, Med Thread, TiA | P20-570-082M | Standalone | DE0503860 | Patients requiring fracture fixation or orthopaedic corrective surgery
Orthopaedics | Trauma - Extramedullary fixation | Fixation screw | Headless compression screw | Paragon28 | Monster Screw, D7.0 x 82mm, Headless, Short Thread, TiA | P20-570-082S | Standalone | DE0503860 | Patients requiring fracture fixation or orthopaedic corrective surgery
Orthopaedics | Trauma - Extramedullary fixation | Fixation screw | Headless compression screw | Paragon28 | Monster Screw, D7.0 x 84mm, Headless, Long Thread, TiA | P20-570-084L | Standalone | DE0503860 | Patients requiring fracture fixation or orthopaedic corrective surgery
Orthopaedics | Trauma - Extramedullary fixation | Fixation screw | Headless compression screw | Paragon28 | Monster Screw, D7.0 x 84mm, Headless, Med Thread, TiA | P20-570-084M | Standalone | DE0503860 | Patients requiring fracture fixation or orthopaedic corrective surgery
Orthopaedics | Trauma - Extramedullary fixation | Fixation screw | Headless compression screw | Paragon28 | Monster Screw, D7.0 x 84mm, Headless, Short Thread, TiA | P20-570-084S | Standalone | DE0503860 | Patients requiring fracture fixation or orthopaedic corrective surgery
Orthopaedics | Trauma - Extramedullary fixation | Fixation screw | Headless compression screw | Paragon28 | Monster Screw, D7.0 x 86mm, Headless, Long Thread, TiA | P20-570-086L | Standalone | DE0503860 | Patients requiring fracture fixation or orthopaedic corrective surgery
Orthopaedics | Trauma - Extramedullary fixation | Fixation screw | Headless compression screw | Paragon28 | Monster Screw, D7.0 x 86mm, Headless, Med Thread, TiA | P20-570-086M | Standalone | DE0503860 | Patients requiring fracture fixation or orthopaedic corrective surgery
Orthopaedics | Trauma - Extramedullary fixation | Fixation screw | Headless compression screw | Paragon28 | Monster Screw, D7.0 x 86mm, Headless, Short Thread, TiA | P20-570-086S | Standalone | DE0503860 | Patients requiring fracture fixation or orthopaedic corrective surgery
Orthopaedics | Trauma - Extramedullary fixation | Fixation screw | Headless compression screw | Paragon28 | Monster Screw, D7.0 x 88mm, Headless, Long Thread, TiA | P20-570-088L | Standalone | DE0503860 | Patients requiring fracture fixation or orthopaedic corrective surgery
Orthopaedics | Trauma - Extramedullary fixation | Fixation screw | Headless compression screw | Paragon28 | Monster Screw, D7.0 x 88mm, Headless, Med Thread, TiA | P20-570-088M | Standalone | DE0503860 | Patients requiring fracture fixation or orthopaedic corrective surgery
Orthopaedics | Trauma - Extramedullary fixation | Fixation screw | Headless compression screw | Paragon28 | Monster Screw, D7.0 x 88mm, Headless, Short Thread, TiA | P20-570-088S | Standalone | DE0503860 | Patients requiring fracture fixation or orthopaedic corrective surgery
Orthopaedics | Trauma - Extramedullary fixation | Fixation screw | Headless compression screw | Paragon28 | Monster Screw, D7.0 x 90mm, Headless, Long Thread, TiA | P20-570-090L | Standalone | DE0503860 | Patients requiring fracture fixation or orthopaedic corrective surgery
Orthopaedics | Trauma - Extramedullary fixation | Fixation screw | Headless compression screw | Paragon28 | Monster Screw, D7.0 x 90mm, Headless, Med Thread, TiA | P20-570-090M | Standalone | DE0503860 | Patients requiring fracture fixation or orthopaedic corrective surgery
Orthopaedics | Trauma - Extramedullary fixation | Fixation screw | Headless compression screw | Paragon28 | Monster Screw, D7.0 x 90mm, Headless, Short Thread, TiA | P20-570-090S | Standalone | DE0503860 | Patients requiring fracture fixation or orthopaedic corrective surgery
Orthopaedics | Trauma - Extramedullary fixation | Fixation screw | Headless compression screw | Paragon28 | Monster Screw, D7.0 x 95mm, Headless, Long Thread, TiA | P20-570-095L | Standalone | DE0503860 | Patients requiring fracture fixation or orthopaedic corrective surgery
Orthopaedics | Trauma - Extramedullary fixation | Fixation screw | Headless compression screw | Paragon28 | Monster Screw, D7.0 x 95mm, Headless, Med Thread, TiA | P20-570-095M | Standalone | DE0503860 | Patients requiring fracture fixation or orthopaedic corrective surgery
Orthopaedics | Trauma - Extramedullary fixation | Fixation screw | Headless compression screw | Paragon28 | Monster Screw, D7.0 x 95mm, Headless, Short Thread, TiA | P20-570-095S | Standalone | DE0503860 | Patients requiring fracture fixation or orthopaedic corrective surgery
Orthopaedics | Trauma - Extramedullary fixation | Fixation screw | Headless compression screw | Paragon28 | Monster Screw, D7.0 x 100mm, Headless, Long Thread, TiA | P20-570-100L | Standalone | DE0503860 | Patients requiring fracture fixation or orthopaedic corrective surgery
Orthopaedics | Trauma - Extramedullary fixation | Fixation screw | Headless compression screw | Paragon28 | Monster Screw, D7.0 x 100mm, Headless, Med Thread, TiA | P20-570-100M | Standalone | DE0503860 | Patients requiring fracture fixation or orthopaedic corrective surgery
Orthopaedics | Trauma - Extramedullary fixation | Fixation screw | Headless compression screw | Paragon28 | Monster Screw, D7.0 x 100mm, Headless, Short Thread, TiA | P20-570-100S | Standalone | DE0503860 | Patients requiring fracture fixation or orthopaedic corrective surgery
Orthopaedics | Trauma - Extramedullary fixation | Fixation screw | Headless compression screw | Paragon28 | Monster Screw, D7.0 x 105mm, Headless, Long Thread, TiA | P20-570-105L | Standalone | DE0503860 | Patients requiring fracture fixation or orthopaedic corrective surgery
Orthopaedics | Trauma - Extramedullary fixation | Fixation screw | Headless compression screw | Paragon28 | Monster Screw, D7.0 x 105mm, Headless, Med Thread, TiA | P20-570-105M | Standalone | DE0503860 | Patients requiring fracture fixation or orthopaedic corrective surgery
Orthopaedics | Trauma - Extramedullary fixation | Fixation screw | Headless compression screw | Paragon28 | Monster Screw, D7.0 x 105mm, Headless, Short Thread, TiA | P20-570-105S | Standalone | DE0503860 | Patients requiring fracture fixation or orthopaedic corrective surgery
Orthopaedics | Trauma - Extramedullary fixation | Fixation screw | Headless compression screw | Paragon28 | Monster Screw, D7.0 x 110mm, Headless, Long Thread, TiA | P20-570-110L | Standalone | DE0503860 | Patients requiring fracture fixation or orthopaedic corrective surgery
Orthopaedics | Trauma - Extramedullary fixation | Fixation screw | Headless compression screw | Paragon28 | Monster Screw, D7.0 x 110mm, Headless, Med Thread, TiA | P20-570-110M | Standalone | DE0503860 | Patients requiring fracture fixation or orthopaedic corrective surgery
Orthopaedics | Trauma - Extramedullary fixation | Fixation screw | Headless compression screw | Paragon28 | Monster Screw, D7.0 x 110mm, Headless, Short Thread, TiA | P20-570-110S | Standalone | DE0503860 | Patients requiring fracture fixation or orthopaedic corrective surgery
Orthopaedics | Trauma - Extramedullary fixation | Fixation screw | Headless compression screw | Paragon28 | Monster Screw, D7.0 x 115mm, Headless, Long Thread, TiA | P20-570-115L | Standalone | DE0503860 | Patients requiring fracture fixation or orthopaedic corrective surgery
Orthopaedics | Trauma - Extramedullary fixation | Fixation screw | Headless compression screw | Paragon28 | Monster Screw, D7.0 x 115mm, Headless, Med Thread, TiA | P20-570-115M | Standalone | DE0503860 | Patients requiring fracture fixation or orthopaedic corrective surgery
Orthopaedics | Trauma - Extramedullary fixation | Fixation screw | Headless compression screw | Paragon28 | Monster Screw, D7.0 x 115mm, Headless, Short Thread, TiA | P20-570-115S | Standalone | DE0503860 | Patients requiring fracture fixation or orthopaedic corrective surgery
Orthopaedics | Trauma - Extramedullary fixation | Fixation screw | Headless compression screw | Paragon28 | Monster Screw, D7.0 x 120mm, Headless, Long Thread, TiA | P20-570-120L | Standalone | DE0503860 | Patients requiring fracture fixation or orthopaedic corrective surgery
Orthopaedics | Trauma - Extramedullary fixation | Fixation screw | Headless compression screw | Paragon28 | Monster Screw, D7.0 x 120mm, Headless, Med Thread, TiA | P20-570-120M | Standalone | DE0503860 | Patients requiring fracture fixation or orthopaedic corrective surgery
Orthopaedics | Trauma - Extramedullary fixation | Fixation screw | Headless compression screw | Paragon28 | Monster Screw, D7.0 x 120mm, Headless, Short Thread, TiA | P20-570-120S | Standalone | DE0503860 | Patients requiring fracture fixation or orthopaedic corrective surgery
Orthopaedics | Trauma - Extramedullary fixation | Fixation screw | Headless compression screw | Paragon28 | Monster Screw, D7.0 x 125mm, Headless, Long Thread, TiA | P20-570-125L | Standalone | DE0503860 | Patients requiring fracture fixation or orthopaedic corrective surgery
Orthopaedics | Trauma - Extramedullary fixation | Fixation screw | Headless compression screw | Paragon28 | Monster Screw, D7.0 x 125mm, Headless, Med Thread, TiA | P20-570-125M | Standalone | DE0503860 | Patients requiring fracture fixation or orthopaedic corrective surgery
Orthopaedics | Trauma - Extramedullary fixation | Fixation screw | Headless compression screw | Paragon28 | Monster Screw, D7.0 x 125mm, Headless, Short Thread, TiA | P20-570-125S | Standalone | DE0503860 | Patients requiring fracture fixation or orthopaedic corrective surgery
Orthopaedics | Trauma - Extramedullary fixation | Fixation screw | Headless compression screw | Paragon28 | Monster Screw, D7.0 x 130mm, Headless, Long Thread, TiA | P20-570-130L | Standalone | DE0503860 | Patients requiring fracture fixation or orthopaedic corrective surgery
Orthopaedics | Trauma - Extramedullary fixation | Fixation screw | Headless compression screw | Paragon28 | Monster Screw, D7.0 x 130mm, Headless, Med Thread, TiA | P20-570-130M | Standalone | DE0503860 | Patients requiring fracture fixation or orthopaedic corrective surgery
Orthopaedics | Trauma - Extramedullary fixation | Fixation screw | Headless compression screw | Paragon28 | Monster Screw, D7.0 x 130mm, Headless, Short Thread, TiA | P20-570-130S | Standalone | DE0503860 | Patients requiring fracture fixation or orthopaedic corrective surgery
Orthopaedics | Trauma - Extramedullary fixation | Fixation screw | Headless compression screw | Paragon28 | Monster Beam, Headless, Full Thread 5.0 x 50mm | P26-550-050F | Standalone | DE0503860 | Patients requiring fracture fixation or orthopaedic corrective surgery
Orthopaedics | Trauma - Extramedullary fixation | Fixation screw | Headless compression screw | Paragon28 | Monster Screw, D5.0 x 50mm, Headless, Medium Thread, Sharp Tip, TIA | P26-550-050M | Standalone | DE0503860 | Patients requiring fracture fixation or orthopaedic corrective surgery
Orthopaedics | Trauma - Extramedullary fixation | Fixation screw | Headless compression screw | Paragon28 | Monster Beam, Headless, Full Thread 5.0 x 55mm | P26-550-055F | Standalone | DE0503860 | Patients requiring fracture fixation or orthopaedic corrective surgery
Orthopaedics | Trauma - Extramedullary fixation | Fixation screw | Headless compression screw | Paragon28 | Monster Screw, D5.0 x 55mm, Headless, Medium Thread, Sharp Tip, TIA | P26-550-055M | Standalone | DE0503860 | Patients requiring fracture fixation or orthopaedic corrective surgery
Orthopaedics | Trauma - Extramedullary fixation | Fixation screw | Headless compression screw | Paragon28 | Monster Beam, Headless, Full Thread 5.0 x 60mm | P26-550-060F | Standalone | DE0503860 | Patients requiring fracture fixation or orthopaedic corrective surgery
Orthopaedics | Trauma - Extramedullary fixation | Fixation screw | Headless compression screw | Paragon28 | Monster Screw, D5.0 x 60mm, Headless, Medium Thread, Sharp Tip, TIA | P26-550-060M | Standalone | DE0503860 | Patients requiring fracture fixation or orthopaedic corrective surgery
Orthopaedics | Trauma - Extramedullary fixation | Fixation screw | Headless compression screw | Paragon28 | Monster Beam, Headless, Full Thread 5.0 x 65mm | P26-550-065F | Standalone | DE0503860 | Patients requiring fracture fixation or orthopaedic corrective surgery
Orthopaedics | Trauma - Extramedullary fixation | Fixation screw | Headless compression screw | Paragon28 | Monster Screw, D5.0 x 65mm, Headless, Medium Thread, Sharp Tip, TIA | P26-550-065M | Standalone | DE0503860 | Patients requiring fracture fixation or orthopaedic corrective surgery
Orthopaedics | Trauma - Extramedullary fixation | Fixation screw | Headless compression screw | Paragon28 | Monster Beam, Headless, Full Thread 5.0 x 70mm | P26-550-070F | Standalone | DE0503860 | Patients requiring fracture fixation or orthopaedic corrective surgery
Orthopaedics | Trauma - Extramedullary fixation | Fixation screw | Headless compression screw | Paragon28 | Monster Screw, D5.0 x 70mm, Headless, Medium Thread, Sharp Tip, TIA | P26-550-070M | Standalone | DE0503860 | Patients requiring fracture fixation or orthopaedic corrective surgery
Orthopaedics | Trauma - Extramedullary fixation | Fixation screw | Headless compression screw | Paragon28 | Monster Beam, Headless, Full Thread 5.0 x 75mm | P26-550-075F | Standalone | DE0503860 | Patients requiring fracture fixation or orthopaedic corrective surgery
Orthopaedics | Trauma - Extramedullary fixation | Fixation screw | Headless compression screw | Paragon28 | Monster Screw, D5.0 x 75mm, Headless, Medium Thread, Sharp Tip, TIA | P26-550-075M | Standalone | DE0503860 | Patients requiring fracture fixation or orthopaedic corrective surgery
Orthopaedics | Trauma - Extramedullary fixation | Fixation screw | Headless compression screw | Paragon28 | Monster Beam, Headless, Full Thread 5.0 x 80mm | P26-550-080F | Standalone | DE0503860 | Patients requiring fracture fixation or orthopaedic corrective surgery
Orthopaedics | Trauma - Extramedullary fixation | Fixation screw | Headless compression screw | Paragon28 | Monster Screw, D5.0 x 80mm, Headless, Medium Thread, Sharp Tip, TIA | P26-550-080M | Standalone | DE0503860 | Patients requiring fracture fixation or orthopaedic corrective surgery
Orthopaedics | Trauma - Extramedullary fixation | Fixation screw | Headless compression screw | Paragon28 | Monster Beam, Headless, Full Thread 5.0 x 85mm | P26-550-085F | Standalone | DE0503860 | Patients requiring fracture fixation or orthopaedic corrective surgery
Orthopaedics | Trauma - Extramedullary fixation | Fixation screw | Headless compression screw | Paragon28 | Monster Screw, D5.0 x 85mm, Headless, Medium Thread, Sharp Tip, TIA | P26-550-085M | Standalone | DE0503860 | Patients requiring fracture fixation or orthopaedic corrective surgery
Orthopaedics | Trauma - Extramedullary fixation | Fixation screw | Headless compression screw | Paragon28 | Monster Beam, Headless, Full Thread 5.0 x 90mm | P26-550-090F | Standalone | DE0503860 | Patients requiring fracture fixation or orthopaedic corrective surgery
Orthopaedics | Trauma - Extramedullary fixation | Fixation screw | Headless compression screw | Paragon28 | Monster Screw, D5.0 x 90mm, Headless, Medium Thread, Sharp Tip, TIA | P26-550-090M | Standalone | DE0503860 | Patients requiring fracture fixation or orthopaedic corrective surgery
Orthopaedics | Trauma - Extramedullary fixation | Fixation screw | Headless compression screw | Paragon28 | Monster Beam, Headless, Full Thread 5.0 x 95mm | P26-550-095F | Standalone | DE0503860 | Patients requiring fracture fixation or orthopaedic corrective surgery
Orthopaedics | Trauma - Extramedullary fixation | Fixation screw | Headless compression screw | Paragon28 | Monster Screw, D5.0 x 95mm, Headless, Medium Thread, Sharp Tip, TIA | P26-550-095M | Standalone | DE0503860 | Patients requiring fracture fixation or orthopaedic corrective surgery
Orthopaedics | Trauma - Extramedullary fixation | Fixation screw | Headless compression screw | Paragon28 | Monster Beam, Headless, Full Thread 5.0 x 100mm | P26-550-100F | Standalone | DE0503860 | Patients requiring fracture fixation or orthopaedic corrective surgery
Orthopaedics | Trauma - Extramedullary fixation | Fixation screw | Headless compression screw | Paragon28 | Monster Screw, D5.0 x 100mm, Headless, Medium Thread, Sharp Tip, TIA | P26-550-100M | Standalone | DE0503860 | Patients requiring fracture fixation or orthopaedic corrective surgery
Orthopaedics | Trauma - Extramedullary fixation | Fixation screw | Headless compression screw | Paragon28 | Monster Beam, Headless, Full Thread 5.0 x 105mm | P26-550-105F | Standalone | DE0503860 | Patients requiring fracture fixation or orthopaedic corrective surgery
Orthopaedics | Trauma - Extramedullary fixation | Fixation screw | Headless compression screw | Paragon28 | Monster Screw, D5.0 x 105mm, Headless, Medium Thread, Sharp Tip, TIA | P26-550-105M | Standalone | DE0503860 | Patients requiring fracture fixation or orthopaedic corrective surgery
Orthopaedics | Trauma - Extramedullary fixation | Fixation screw | Headless compression screw | Paragon28 | Monster Beam, Headless, Full Thread 5.0 x 110mm | P26-550-110F | Standalone | DE0503860 | Patients requiring fracture fixation or orthopaedic corrective surgery
Orthopaedics | Trauma - Extramedullary fixation | Fixation screw | Headless compression screw | Paragon28 | Monster Screw, D5.0 x 110mm, Headless, Medium Thread, Sharp Tip, TIA | P26-550-110M | Standalone | DE0503860 | Patients requiring fracture fixation or orthopaedic corrective surgery
Orthopaedics | Trauma - Extramedullary fixation | Fixation screw | Headless compression screw | Paragon28 | Monster Beam, Headless, Full Thread 5.0 x 115mm | P26-550-115F | Standalone | DE0503860 | Patients requiring fracture fixation or orthopaedic corrective surgery
Orthopaedics | Trauma - Extramedullary fixation | Fixation screw | Headless compression screw | Paragon28 | Monster Screw, D5.0 x 115mm, Headless, Medium Thread, Sharp Tip, TIA | P26-550-115M | Standalone | DE0503860 | Patients requiring fracture fixation or orthopaedic corrective surgery
Orthopaedics | Trauma - Extramedullary fixation | Fixation screw | Headless compression screw | Paragon28 | Monster Beam, Headless, Full Thread 5.0 x 120mm | P26-550-120F | Standalone | DE0503860 | Patients requiring fracture fixation or orthopaedic corrective surgery
Orthopaedics | Trauma - Extramedullary fixation | Fixation screw | Headless compression screw | Paragon28 | Monster Screw, D5.0 x 120mm, Headless, Medium Thread, Sharp Tip, TIA | P26-550-120M | Standalone | DE0503860 | Patients requiring fracture fixation or orthopaedic corrective surgery
Orthopaedics | Trauma - Extramedullary fixation | Fixation screw | Headless compression screw | Paragon28 | Monster Beam, Solid, Headless, Full Thread 5.0 x 50mm | P26-750-050F | Standalone | DE0503860 | Patients requiring fracture fixation or orthopaedic corrective surgery
Orthopaedics | Trauma - Extramedullary fixation | Fixation screw | Headless compression screw | Paragon28 | Monster Screw, D5.0 x 50mm, Headless, Medium Thread , Sharp Tip, TIA | P26-750-050M | Standalone | DE0503860 | Patients requiring fracture fixation or orthopaedic corrective surgery
Orthopaedics | Trauma - Extramedullary fixation | Fixation screw | Headless compression screw | Paragon28 | Monster Beam, Solid, Headless, Full Thread 5.0 x 55mm | P26-750-055F | Standalone | DE0503860 | Patients requiring fracture fixation or orthopaedic corrective surgery
Orthopaedics | Trauma - Extramedullary fixation | Fixation screw | Headless compression screw | Paragon28 | Monster Screw, D5.0 x 55mm, Headless, Medium Thread , Sharp Tip, TIA | P26-750-055M | Standalone | DE0503860 | Patients requiring fracture fixation or orthopaedic corrective surgery
Orthopaedics | Trauma - Extramedullary fixation | Fixation screw | Headless compression screw | Paragon28 | Monster Beam, Solid, Headless, Full Thread 5.0 x 60mm | P26-750-060F | Standalone | DE0503860 | Patients requiring fracture fixation or orthopaedic corrective surgery
Orthopaedics | Trauma - Extramedullary fixation | Fixation screw | Headless compression screw | Paragon28 | Monster Screw, D5.0 x 60mm, Headless, Medium Thread , Sharp Tip, TIA | P26-750-060M | Standalone | DE0503860 | Patients requiring fracture fixation or orthopaedic corrective surgery
Orthopaedics | Trauma - Extramedullary fixation | Fixation screw | Headless compression screw | Paragon28 | Monster Beam, Solid, Headless, Full Thread 5.0 x 65mm | P26-750-065F | Standalone | DE0503860 | Patients requiring fracture fixation or orthopaedic corrective surgery
Orthopaedics | Trauma - Extramedullary fixation | Fixation screw | Headless compression screw | Paragon28 | Monster Screw, D5.0 x 65mm, Headless, Medium Thread , Sharp Tip, TIA | P26-750-065M | Standalone | DE0503860 | Patients requiring fracture fixation or orthopaedic corrective surgery
Orthopaedics | Trauma - Extramedullary fixation | Fixation screw | Headless compression screw | Paragon28 | Monster Beam, Solid, Headless, Full Thread 5.0 x 70mm | P26-750-070F | Standalone | DE0503860 | Patients requiring fracture fixation or orthopaedic corrective surgery
Orthopaedics | Trauma - Extramedullary fixation | Fixation screw | Headless compression screw | Paragon28 | Monster Screw, D5.0 x 70mm, Headless, Medium Thread , Sharp Tip, TIA | P26-750-070M | Standalone | DE0503860 | Patients requiring fracture fixation or orthopaedic corrective surgery
Orthopaedics | Trauma - Extramedullary fixation | Fixation screw | Headless compression screw | Paragon28 | Monster Beam, Solid, Headless, Full Thread 5.0 x 75mm | P26-750-075F | Standalone | DE0503860 | Patients requiring fracture fixation or orthopaedic corrective surgery
Orthopaedics | Trauma - Extramedullary fixation | Fixation screw | Headless compression screw | Paragon28 | Monster Screw, D5.0 x 75mm, Headless, Medium Thread , Sharp Tip, TIA | P26-750-075M | Standalone | DE0503860 | Patients requiring fracture fixation or orthopaedic corrective surgery
Orthopaedics | Trauma - Extramedullary fixation | Fixation screw | Headless compression screw | Paragon28 | Monster Beam, Solid, Headless, Full Thread 5.0 x 80mm | P26-750-080F | Standalone | DE0503860 | Patients requiring fracture fixation or orthopaedic corrective surgery
Orthopaedics | Trauma - Extramedullary fixation | Fixation screw | Headless compression screw | Paragon28 | Monster Screw, D5.0 x 80mm, Headless, Medium Thread , Sharp Tip, TIA | P26-750-080M | Standalone | DE0503860 | Patients requiring fracture fixation or orthopaedic corrective surgery
Orthopaedics | Trauma - Extramedullary fixation | Fixation screw | Headless compression screw | Paragon28 | Monster Beam, Solid, Headless, Full Thread 5.0 x 85mm | P26-750-085F | Standalone | DE0503860 | Patients requiring fracture fixation or orthopaedic corrective surgery
Orthopaedics | Trauma - Extramedullary fixation | Fixation screw | Headless compression screw | Paragon28 | Monster Screw, D5.0 x 85mm, Headless, Medium Thread , Sharp Tip, TIA | P26-750-085M | Standalone | DE0503860 | Patients requiring fracture fixation or orthopaedic corrective surgery
Orthopaedics | Trauma - Extramedullary fixation | Fixation screw | Headless compression screw | Paragon28 | Monster Beam, Solid, Headless, Full Thread 5.0 x 90mm | P26-750-090F | Standalone | DE0503860 | Patients requiring fracture fixation or orthopaedic corrective surgery
Orthopaedics | Trauma - Extramedullary fixation | Fixation screw | Headless compression screw | Paragon28 | Monster Screw, D5.0 x 90mm, Headless, Medium Thread , Sharp Tip, TIA | P26-750-090M | Standalone | DE0503860 | Patients requiring fracture fixation or orthopaedic corrective surgery
Orthopaedics | Trauma - Extramedullary fixation | Fixation screw | Headless compression screw | Paragon28 | Monster Beam, Solid, Headless, Full Thread 5.0 x 95mm | P26-750-095F | Standalone | DE0503860 | Patients requiring fracture fixation or orthopaedic corrective surgery
Orthopaedics | Trauma - Extramedullary fixation | Fixation screw | Headless compression screw | Paragon28 | Monster Screw, D5.0 x 95mm, Headless, Medium Thread , Sharp Tip, TIA | P26-750-095M | Standalone | DE0503860 | Patients requiring fracture fixation or orthopaedic corrective surgery
Orthopaedics | Trauma - Extramedullary fixation | Fixation screw | Headless compression screw | Paragon28 | Monster Beam, Solid, Headless, Full Thread 5.0 x 100mm | P26-750-100F | Standalone | DE0503860 | Patients requiring fracture fixation or orthopaedic corrective surgery
Orthopaedics | Trauma - Extramedullary fixation | Fixation screw | Headless compression screw | Paragon28 | Monster Screw, D5.0 x 100mm, Headless, Medium Thread , Sharp Tip, TIA | P26-750-100M | Standalone | DE0503860 | Patients requiring fracture fixation or orthopaedic corrective surgery
Orthopaedics | Trauma - Extramedullary fixation | Fixation screw | Headless compression screw | Paragon28 | Monster Beam, Solid, Headless, Full Thread 5.0 x 105mm | P26-750-105F | Standalone | DE0503860 | Patients requiring fracture fixation or orthopaedic corrective surgery
Orthopaedics | Trauma - Extramedullary fixation | Fixation screw | Headless compression screw | Paragon28 | Monster Screw, D5.0 x 105mm, Headless, Medium Thread , Sharp Tip, TIA | P26-750-105M | Standalone | DE0503860 | Patients requiring fracture fixation or orthopaedic corrective surgery
Orthopaedics | Trauma - Extramedullary fixation | Fixation screw | Headless compression screw | Paragon28 | Monster Beam, Solid, Headless, Full Thread 5.0 x 110mm | P26-750-110F | Standalone | DE0503860 | Patients requiring fracture fixation or orthopaedic corrective surgery
Orthopaedics | Trauma - Extramedullary fixation | Fixation screw | Headless compression screw | Paragon28 | Monster Screw, D5.0 x 110mm, Headless, Medium Thread , Sharp Tip, TIA | P26-750-110M | Standalone | DE0503860 | Patients requiring fracture fixation or orthopaedic corrective surgery
Orthopaedics | Trauma - Extramedullary fixation | Fixation screw | Headless compression screw | Paragon28 | Monster Beam, Solid, Headless, Full Thread 5.0 x 115mm | P26-750-115F | Standalone | DE0503860 | Patients requiring fracture fixation or orthopaedic corrective surgery
Orthopaedics | Trauma - Extramedullary fixation | Fixation screw | Headless compression screw | Paragon28 | Monster Screw, D5.0 x 115mm, Headless, Medium Thread , Sharp Tip, TIA | P26-750-115M | Standalone | DE0503860 | Patients requiring fracture fixation or orthopaedic corrective surgery
Orthopaedics | Trauma - Extramedullary fixation | Fixation screw | Headless compression screw | Paragon28 | Monster Beam, Solid, Headless, Full Thread 5.0 x 120mm | P26-750-120F | Standalone | DE0503860 | Patients requiring fracture fixation or orthopaedic corrective surgery
Orthopaedics | Trauma - Extramedullary fixation | Fixation screw | Headless compression screw | Paragon28 | Monster Screw, D5.0 x 120mm, Headless, Medium Thread , Sharp Tip, TIA | P26-750-120M | Standalone | DE0503860 | Patients requiring fracture fixation or orthopaedic corrective surgery
Orthopaedics | Trauma - Extramedullary fixation | Fixation screw | Headless compression screw | Paragon28 | Monster Beam, Headless, Full Thread 5.5 x 50mm | P26-555-050F | Standalone | DE0503860 | Patients requiring fracture fixation or orthopaedic corrective surgery
Orthopaedics | Trauma - Extramedullary fixation | Fixation screw | Headless compression screw | Paragon28 | Monster Screw, D5.5 x 50mm, Headless, Medium Thread, Sharp Tip, TIA | P26-555-050M | Standalone | DE0503860 | Patients requiring fracture fixation or orthopaedic corrective surgery
Orthopaedics | Trauma - Extramedullary fixation | Fixation screw | Headless compression screw | Paragon28 | Monster Beam, Headless, Full Thread 5.5 x 55mm | P26-555-055F | Standalone | DE0503860 | Patients requiring fracture fixation or orthopaedic corrective surgery
Orthopaedics | Trauma - Extramedullary fixation | Fixation screw | Headless compression screw | Paragon28 | Monster Screw, D5.5 x 55mm, Headless, Medium Thread, Sharp Tip, TIA | P26-555-055M | Standalone | DE0503860 | Patients requiring fracture fixation or orthopaedic corrective surgery
Orthopaedics | Trauma - Extramedullary fixation | Fixation screw | Headless compression screw | Paragon28 | Monster Beam, Headless, Full Thread 5.5 x 60mm | P26-555-060F | Standalone | DE0503860 | Patients requiring fracture fixation or orthopaedic corrective surgery
Orthopaedics | Trauma - Extramedullary fixation | Fixation screw | Headless compression screw | Paragon28 | Monster Screw, D5.5 x 60mm, Headless, Medium Thread, Sharp Tip, TIA | P26-555-060M | Standalone | DE0503860 | Patients requiring fracture fixation or orthopaedic corrective surgery
Orthopaedics | Trauma - Extramedullary fixation | Fixation screw | Headless compression screw | Paragon28 | Monster Beam, Headless, Full Thread 5.5 x 65mm | P26-555-065F | Standalone | DE0503860 | Patients requiring fracture fixation or orthopaedic corrective surgery
Orthopaedics | Trauma - Extramedullary fixation | Fixation screw | Headless compression screw | Paragon28 | Monster Screw, D5.5 x 65mm, Headless, Medium Thread, Sharp Tip, TIA | P26-555-065M | Standalone | DE0503860 | Patients requiring fracture fixation or orthopaedic corrective surgery
Orthopaedics | Trauma - Extramedullary fixation | Fixation screw | Headless compression screw | Paragon28 | Monster Beam, Headless, Full Thread 5.5 x 70mm | P26-555-070F | Standalone | DE0503860 | Patients requiring fracture fixation or orthopaedic corrective surgery
Orthopaedics | Trauma - Extramedullary fixation | Fixation screw | Headless compression screw | Paragon28 | Monster Screw, D5.5 x 70mm, Headless, Medium Thread, Sharp Tip, TIA | P26-555-070M | Standalone | DE0503860 | Patients requiring fracture fixation or orthopaedic corrective surgery
Orthopaedics | Trauma - Extramedullary fixation | Fixation screw | Headless compression screw | Paragon28 | Monster Beam, Headless, Full Thread 5.5 x 75mm | P26-555-075F | Standalone | DE0503860 | Patients requiring fracture fixation or orthopaedic corrective surgery
Orthopaedics | Trauma - Extramedullary fixation | Fixation screw | Headless compression screw | Paragon28 | Monster Screw, D5.5 x 75mm, Headless, Medium Thread, Sharp Tip, TIA | P26-555-075M | Standalone | DE0503860 | Patients requiring fracture fixation or orthopaedic corrective surgery
Orthopaedics | Trauma - Extramedullary fixation | Fixation screw | Headless compression screw | Paragon28 | Monster Beam, Headless, Full Thread 5.5 x 80mm | P26-555-080F | Standalone | DE0503860 | Patients requiring fracture fixation or orthopaedic corrective surgery
Orthopaedics | Trauma - Extramedullary fixation | Fixation screw | Headless compression screw | Paragon28 | Monster Screw, D5.5 x 80mm, Headless, Medium Thread, Sharp Tip, TIA | P26-555-080M | Standalone | DE0503860 | Patients requiring fracture fixation or orthopaedic corrective surgery
Orthopaedics | Trauma - Extramedullary fixation | Fixation screw | Headless compression screw | Paragon28 | Monster Beam, Headless, Full Thread 5.5 x 85mm | P26-555-085F | Standalone | DE0503860 | Patients requiring fracture fixation or orthopaedic corrective surgery
Orthopaedics | Trauma - Extramedullary fixation | Fixation screw | Headless compression screw | Paragon28 | Monster Screw, D5.5 x 85mm, Headless, Medium Thread, Sharp Tip, TIA | P26-555-085M | Standalone | DE0503860 | Patients requiring fracture fixation or orthopaedic corrective surgery
Orthopaedics | Trauma - Extramedullary fixation | Fixation screw | Headless compression screw | Paragon28 | Monster Beam, Headless, Full Thread 5.5 x 90mm | P26-555-090F | Standalone | DE0503860 | Patients requiring fracture fixation or orthopaedic corrective surgery
Orthopaedics | Trauma - Extramedullary fixation | Fixation screw | Headless compression screw | Paragon28 | Monster Screw, D5.5 x 90mm, Headless, Medium Thread, Sharp Tip, TIA | P26-555-090M | Standalone | DE0503860 | Patients requiring fracture fixation or orthopaedic corrective surgery
Orthopaedics | Trauma - Extramedullary fixation | Fixation screw | Headless compression screw | Paragon28 | Monster Beam, Headless, Full Thread 5.5 x 95mm | P26-555-095F | Standalone | DE0503860 | Patients requiring fracture fixation or orthopaedic corrective surgery
Orthopaedics | Trauma - Extramedullary fixation | Fixation screw | Headless compression screw | Paragon28 | Monster Screw, D5.5 x 95mm, Headless, Medium Thread, Sharp Tip, TIA | P26-555-095M | Standalone | DE0503860 | Patients requiring fracture fixation or orthopaedic corrective surgery
Orthopaedics | Trauma - Extramedullary fixation | Fixation screw | Headless compression screw | Paragon28 | Monster Beam, Headless, Full Thread 5.5 x 100mm | P26-555-100F | Standalone | DE0503860 | Patients requiring fracture fixation or orthopaedic corrective surgery
Orthopaedics | Trauma - Extramedullary fixation | Fixation screw | Headless compression screw | Paragon28 | Monster Screw, D5.5 x 100mm, Headless, Medium Thread, Sharp Tip, TIA | P26-555-100M | Standalone | DE0503860 | Patients requiring fracture fixation or orthopaedic corrective surgery
Orthopaedics | Trauma - Extramedullary fixation | Fixation screw | Headless compression screw | Paragon28 | Monster Beam, Headless, Full Thread 5.5 x 105mm | P26-555-105F | Standalone | DE0503860 | Patients requiring fracture fixation or orthopaedic corrective surgery
Orthopaedics | Trauma - Extramedullary fixation | Fixation screw | Headless compression screw | Paragon28 | Monster Screw, D5.5 x 105mm, Headless, Medium Thread, Sharp Tip, TIA | P26-555-105M | Standalone | DE0503860 | Patients requiring fracture fixation or orthopaedic corrective surgery
Orthopaedics | Trauma - Extramedullary fixation | Fixation screw | Headless compression screw | Paragon28 | Monster Beam, Headless, Full Thread 5.5 x 110mm | P26-555-110F | Standalone | DE0503860 | Patients requiring fracture fixation or orthopaedic corrective surgery
Orthopaedics | Trauma - Extramedullary fixation | Fixation screw | Headless compression screw | Paragon28 | Monster Screw, D5.5 x 110mm, Headless, Medium Thread, Sharp Tip, TIA | P26-555-110M | Standalone | DE0503860 | Patients requiring fracture fixation or orthopaedic corrective surgery
Orthopaedics | Trauma - Extramedullary fixation | Fixation screw | Headless compression screw | Paragon28 | Monster Beam, Headless, Full Thread 5.5 x 115mm | P26-555-115F | Standalone | DE0503860 | Patients requiring fracture fixation or orthopaedic corrective surgery
Orthopaedics | Trauma - Extramedullary fixation | Fixation screw | Headless compression screw | Paragon28 | Monster Screw, D5.5 x 115mm, Headless, Medium Thread, Sharp Tip, TIA | P26-555-115M | Standalone | DE0503860 | Patients requiring fracture fixation or orthopaedic corrective surgery
Orthopaedics | Trauma - Extramedullary fixation | Fixation screw | Headless compression screw | Paragon28 | Monster Beam, Headless, Full Thread 5.5 x 120mm | P26-555-120F | Standalone | DE0503860 | Patients requiring fracture fixation or orthopaedic corrective surgery
Orthopaedics | Trauma - Extramedullary fixation | Fixation screw | Headless compression screw | Paragon28 | Monster Screw, D5.5 x 120mm, Headless, Medium Thread, Sharp Tip, TIA | P26-555-120M | Standalone | DE0503860 | Patients requiring fracture fixation or orthopaedic corrective surgery
Orthopaedics | Trauma - Extramedullary fixation | Fixation screw | Headless compression screw | Paragon28 | Monster Beam, Solid, Headless, Full Thread 5.5 x 50mm | P26-755-050F | Standalone | DE0503860 | Patients requiring fracture fixation or orthopaedic corrective surgery
Orthopaedics | Trauma - Extramedullary fixation | Fixation screw | Headless compression screw | Paragon28 | Monster Screw, D5.5 x 50mm, Headless, Medium Thread , Sharp Tip, TIA | P26-755-050M | Standalone | DE0503860 | Patients requiring fracture fixation or orthopaedic corrective surgery
Orthopaedics | Trauma - Extramedullary fixation | Fixation screw | Headless compression screw | Paragon28 | Monster Beam, Solid, Headless, Full Thread 5.5 x 55mm | P26-755-055F | Standalone | DE0503860 | Patients requiring fracture fixation or orthopaedic corrective surgery
Orthopaedics | Trauma - Extramedullary fixation | Fixation screw | Headless compression screw | Paragon28 | Monster Screw, D5.5 x 55mm, Headless, Medium Thread , Sharp Tip, TIA | P26-755-055M | Standalone | DE0503860 | Patients requiring fracture fixation or orthopaedic corrective surgery
Orthopaedics | Trauma - Extramedullary fixation | Fixation screw | Headless compression screw | Paragon28 | Monster Beam, Solid, Headless, Full Thread 5.5 x 60mm | P26-755-060F | Standalone | DE0503860 | Patients requiring fracture fixation or orthopaedic corrective surgery
Orthopaedics | Trauma - Extramedullary fixation | Fixation screw | Headless compression screw | Paragon28 | Monster Screw, D5.5 x 60mm, Headless, Medium Thread , Sharp Tip, TIA | P26-755-060M | Standalone | DE0503860 | Patients requiring fracture fixation or orthopaedic corrective surgery
Orthopaedics | Trauma - Extramedullary fixation | Fixation screw | Headless compression screw | Paragon28 | Monster Beam, Solid, Headless, Full Thread 5.5 x 65mm | P26-755-065F | Standalone | DE0503860 | Patients requiring fracture fixation or orthopaedic corrective surgery
Orthopaedics | Trauma - Extramedullary fixation | Fixation screw | Headless compression screw | Paragon28 | Monster Screw, D5.5 x 65mm, Headless, Medium Thread , Sharp Tip, TIA | P26-755-065M | Standalone | DE0503860 | Patients requiring fracture fixation or orthopaedic corrective surgery
Orthopaedics | Trauma - Extramedullary fixation | Fixation screw | Headless compression screw | Paragon28 | Monster Beam, Solid, Headless, Full Thread 5.5 x 70mm | P26-755-070F | Standalone | DE0503860 | Patients requiring fracture fixation or orthopaedic corrective surgery
Orthopaedics | Trauma - Extramedullary fixation | Fixation screw | Headless compression screw | Paragon28 | Monster Screw, D5.5 x 70mm, Headless, Medium Thread , Sharp Tip, TIA | P26-755-070M | Standalone | DE0503860 | Patients requiring fracture fixation or orthopaedic corrective surgery
Orthopaedics | Trauma - Extramedullary fixation | Fixation screw | Headless compression screw | Paragon28 | Monster Beam, Solid, Headless, Full Thread 5.5 x 75mm | P26-755-075F | Standalone | DE0503860 | Patients requiring fracture fixation or orthopaedic corrective surgery
Orthopaedics | Trauma - Extramedullary fixation | Fixation screw | Headless compression screw | Paragon28 | Monster Screw, D5.5 x 75mm, Headless, Medium Thread , Sharp Tip, TIA | P26-755-075M | Standalone | DE0503860 | Patients requiring fracture fixation or orthopaedic corrective surgery
Orthopaedics | Trauma - Extramedullary fixation | Fixation screw | Headless compression screw | Paragon28 | Monster Beam, Solid, Headless, Full Thread 5.5 x 80mm | P26-755-080F | Standalone | DE0503860 | Patients requiring fracture fixation or orthopaedic corrective surgery
Orthopaedics | Trauma - Extramedullary fixation | Fixation screw | Headless compression screw | Paragon28 | Monster Screw, D5.5 x 80mm, Headless, Medium Thread , Sharp Tip, TIA | P26-755-080M | Standalone | DE0503860 | Patients requiring fracture fixation or orthopaedic corrective surgery
Orthopaedics | Trauma - Extramedullary fixation | Fixation screw | Headless compression screw | Paragon28 | Monster Beam, Solid, Headless, Full Thread 5.5 x 85mm | P26-755-085F | Standalone | DE0503860 | Patients requiring fracture fixation or orthopaedic corrective surgery
Orthopaedics | Trauma - Extramedullary fixation | Fixation screw | Headless compression screw | Paragon28 | Monster Screw, D5.5 x 85mm, Headless, Medium Thread , Sharp Tip, TIA | P26-755-085M | Standalone | DE0503860 | Patients requiring fracture fixation or orthopaedic corrective surgery
Orthopaedics | Trauma - Extramedullary fixation | Fixation screw | Headless compression screw | Paragon28 | Monster Beam, Solid, Headless, Full Thread 5.5 x 90mm | P26-755-090F | Standalone | DE0503860 | Patients requiring fracture fixation or orthopaedic corrective surgery
Orthopaedics | Trauma - Extramedullary fixation | Fixation screw | Headless compression screw | Paragon28 | Monster Screw, D5.5 x 90mm, Headless, Medium Thread , Sharp Tip, TIA | P26-755-090M | Standalone | DE0503860 | Patients requiring fracture fixation or orthopaedic corrective surgery
Orthopaedics | Trauma - Extramedullary fixation | Fixation screw | Headless compression screw | Paragon28 | Monster Beam, Solid, Headless, Full Thread 5.5 x 95mm | P26-755-095F | Standalone | DE0503860 | Patients requiring fracture fixation or orthopaedic corrective surgery
Orthopaedics | Trauma - Extramedullary fixation | Fixation screw | Headless compression screw | Paragon28 | Monster Screw, D5.5 x 95mm, Headless, Medium Thread , Sharp Tip, TIA | P26-755-095M | Standalone | DE0503860 | Patients requiring fracture fixation or orthopaedic corrective surgery
Orthopaedics | Trauma - Extramedullary fixation | Fixation screw | Headless compression screw | Paragon28 | Monster Beam, Solid, Headless, Full Thread 5.5 x 100mm | P26-755-100F | Standalone | DE0503860 | Patients requiring fracture fixation or orthopaedic corrective surgery
Orthopaedics | Trauma - Extramedullary fixation | Fixation screw | Headless compression screw | Paragon28 | Monster Screw, D5.5 x 100mm, Headless, Medium Thread , Sharp Tip, TIA | P26-755-100M | Standalone | DE0503860 | Patients requiring fracture fixation or orthopaedic corrective surgery
Orthopaedics | Trauma - Extramedullary fixation | Fixation screw | Headless compression screw | Paragon28 | Monster Beam, Solid, Headless, Full Thread 5.5 x 105mm | P26-755-105F | Standalone | DE0503860 | Patients requiring fracture fixation or orthopaedic corrective surgery
Orthopaedics | Trauma - Extramedullary fixation | Fixation screw | Headless compression screw | Paragon28 | Monster Screw, D5.5 x 105mm, Headless, Medium Thread , Sharp Tip, TIA | P26-755-105M | Standalone | DE0503860 | Patients requiring fracture fixation or orthopaedic corrective surgery
Orthopaedics | Trauma - Extramedullary fixation | Fixation screw | Headless compression screw | Paragon28 | Monster Beam, Solid, Headless, Full Thread 5.5 x 110mm | P26-755-110F | Standalone | DE0503860 | Patients requiring fracture fixation or orthopaedic corrective surgery
Orthopaedics | Trauma - Extramedullary fixation | Fixation screw | Headless compression screw | Paragon28 | Monster Screw, D5.5 x 110mm, Headless, Medium Thread , Sharp Tip, TIA | P26-755-110M | Standalone | DE0503860 | Patients requiring fracture fixation or orthopaedic corrective surgery
Orthopaedics | Trauma - Extramedullary fixation | Fixation screw | Headless compression screw | Paragon28 | Monster Beam, Solid, Headless, Full Thread 5.5 x 115mm | P26-755-115F | Standalone | DE0503860 | Patients requiring fracture fixation or orthopaedic corrective surgery
Orthopaedics | Trauma - Extramedullary fixation | Fixation screw | Headless compression screw | Paragon28 | Monster Screw, D5.5 x 115mm, Headless, Medium Thread , Sharp Tip, TIA | P26-755-115M | Standalone | DE0503860 | Patients requiring fracture fixation or orthopaedic corrective surgery
Orthopaedics | Trauma - Extramedullary fixation | Fixation screw | Headless compression screw | Paragon28 | Monster Beam, Solid, Headless, Full Thread 5.5 x 120mm | P26-755-120F | Standalone | DE0503860 | Patients requiring fracture fixation or orthopaedic corrective surgery
Orthopaedics | Trauma - Extramedullary fixation | Fixation screw | Headless compression screw | Paragon28 | Monster Screw, D5.5 x 120mm, Headless, Medium Thread , Sharp Tip, TIA | P26-755-120M | Standalone | DE0503860 | Patients requiring fracture fixation or orthopaedic corrective surgery
Orthopaedics | Trauma - Extramedullary fixation | Fixation screw | Headless compression screw | Paragon28 | Monster Screw, D7.2 x 65mm, Headless, Full Thread, Sharp Tip, TIA | P26-572-065F | Standalone | DE0503860 | Patients requiring fracture fixation or orthopaedic corrective surgery
Orthopaedics | Trauma - Extramedullary fixation | Fixation screw | Headless compression screw | Paragon28 | Monster Screw, D7.2 x 65mm, Headless, Medium Thread, Sharp Tip, TIA | P26-572-065M | Standalone | DE0503860 | Patients requiring fracture fixation or orthopaedic corrective surgery
Orthopaedics | Trauma - Extramedullary fixation | Fixation screw | Headless compression screw | Paragon28 | Monster Screw, D7.2 x 70mm, Headless, Full Thread, Sharp Tip, TIA | P26-572-070F | Standalone | DE0503860 | Patients requiring fracture fixation or orthopaedic corrective surgery
Orthopaedics | Trauma - Extramedullary fixation | Fixation screw | Headless compression screw | Paragon28 | Monster Screw, D7.2 x 70mm, Headless, Medium Thread, Sharp Tip, TIA | P26-572-070M | Standalone | DE0503860 | Patients requiring fracture fixation or orthopaedic corrective surgery
Orthopaedics | Trauma - Extramedullary fixation | Fixation screw | Headless compression screw | Paragon28 | Monster Screw, D7.2 x 75mm, Headless, Full Thread, Sharp Tip, TIA | P26-572-075F | Standalone | DE0503860 | Patients requiring fracture fixation or orthopaedic corrective surgery
Orthopaedics | Trauma - Extramedullary fixation | Fixation screw | Headless compression screw | Paragon28 | Monster Screw, D7.2 x 75mm, Headless, Medium Thread, Sharp Tip, TIA | P26-572-075M | Standalone | DE0503860 | Patients requiring fracture fixation or orthopaedic corrective surgery
Orthopaedics | Trauma - Extramedullary fixation | Fixation screw | Headless compression screw | Paragon28 | Monster Beam, Headless, Full Thread 7.2 x 80mm | P26-572-080F | Standalone | DE0503860 | Patients requiring fracture fixation or orthopaedic corrective surgery
Orthopaedics | Trauma - Extramedullary fixation | Fixation screw | Headless compression screw | Paragon28 | Monster Screw, D7.2 x 80mm, Headless, Medium Thread, Sharp Tip, TIA | P26-572-080M | Standalone | DE0503860 | Patients requiring fracture fixation or orthopaedic corrective surgery
Orthopaedics | Trauma - Extramedullary fixation | Fixation screw | Headless compression screw | Paragon28 | Monster Beam, Headless, Full Thread 7.2 x 85mm | P26-572-085F | Standalone | DE0503860 | Patients requiring fracture fixation or orthopaedic corrective surgery
Orthopaedics | Trauma - Extramedullary fixation | Fixation screw | Headless compression screw | Paragon28 | Monster Screw, D7.2 x 85mm, Headless, Medium Thread, Sharp Tip, TIA | P26-572-085M | Standalone | DE0503860 | Patients requiring fracture fixation or orthopaedic corrective surgery
Orthopaedics | Trauma - Extramedullary fixation | Fixation screw | Headless compression screw | Paragon28 | Monster Beam, Headless, Full Thread 7.2 x 90mm | P26-572-090F | Standalone | DE0503860 | Patients requiring fracture fixation or orthopaedic corrective surgery
Orthopaedics | Trauma - Extramedullary fixation | Fixation screw | Headless compression screw | Paragon28 | Monster Screw, D7.2 x 90mm, Headless, Medium Thread, Sharp Tip, TIA | P26-572-090M | Standalone | DE0503860 | Patients requiring fracture fixation or orthopaedic corrective surgery
Orthopaedics | Trauma - Extramedullary fixation | Fixation screw | Headless compression screw | Paragon28 | Monster Beam, Headless, Full Thread 7.2 x 95mm | P26-572-095F | Standalone | DE0503860 | Patients requiring fracture fixation or orthopaedic corrective surgery
Orthopaedics | Trauma - Extramedullary fixation | Fixation screw | Headless compression screw | Paragon28 | Monster Screw, D7.2 x 95mm, Headless, Medium Thread, Sharp Tip, TIA | P26-572-095M | Standalone | DE0503860 | Patients requiring fracture fixation or orthopaedic corrective surgery
Orthopaedics | Trauma - Extramedullary fixation | Fixation screw | Headless compression screw | Paragon28 | Monster Beam, Headless, Full Thread 7.2 x 100mm | P26-572-100F | Standalone | DE0503860 | Patients requiring fracture fixation or orthopaedic corrective surgery
Orthopaedics | Trauma - Extramedullary fixation | Fixation screw | Headless compression screw | Paragon28 | Monster Screw, D7.2 x 100mm, Headless, Medium Thread, Sharp Tip, TIA | P26-572-100M | Standalone | DE0503860 | Patients requiring fracture fixation or orthopaedic corrective surgery
Orthopaedics | Trauma - Extramedullary fixation | Fixation screw | Headless compression screw | Paragon28 | Monster Beam, Headless, Full Thread 7.2 x 105mm | P26-572-105F | Standalone | DE0503860 | Patients requiring fracture fixation or orthopaedic corrective surgery
Orthopaedics | Trauma - Extramedullary fixation | Fixation screw | Headless compression screw | Paragon28 | Monster Screw, D7.2 x 105mm, Headless, Medium Thread, Sharp Tip, TIA | P26-572-105M | Standalone | DE0503860 | Patients requiring fracture fixation or orthopaedic corrective surgery
Orthopaedics | Trauma - Extramedullary fixation | Fixation screw | Headless compression screw | Paragon28 | Monster Beam, Headless, Full Thread 7.2 x 110mm | P26-572-110F | Standalone | DE0503860 | Patients requiring fracture fixation or orthopaedic corrective surgery
Orthopaedics | Trauma - Extramedullary fixation | Fixation screw | Headless compression screw | Paragon28 | Monster Screw, D7.2 x 110mm, Headless, Medium Thread, Sharp Tip, TIA | P26-572-110M | Standalone | DE0503860 | Patients requiring fracture fixation or orthopaedic corrective surgery
Orthopaedics | Trauma - Extramedullary fixation | Fixation screw | Headless compression screw | Paragon28 | Monster Beam, Headless, Full Thread 7.2 x 115mm | P26-572-115F | Standalone | DE0503860 | Patients requiring fracture fixation or orthopaedic corrective surgery
Orthopaedics | Trauma - Extramedullary fixation | Fixation screw | Headless compression screw | Paragon28 | Monster Screw, D7.2 x 115mm, Headless, Medium Thread, Sharp Tip, TIA | P26-572-115M | Standalone | DE0503860 | Patients requiring fracture fixation or orthopaedic corrective surgery
Orthopaedics | Trauma - Extramedullary fixation | Fixation screw | Headless compression screw | Paragon28 | Monster Beam, Headless, Full Thread 7.2 x 120mm | P26-572-120F | Standalone | DE0503860 | Patients requiring fracture fixation or orthopaedic corrective surgery
Orthopaedics | Trauma - Extramedullary fixation | Fixation screw | Headless compression screw | Paragon28 | Monster Screw, D7.2 x 120mm, Headless, Medium Thread, Sharp Tip, TIA | P26-572-120M | Standalone | DE0503860 | Patients requiring fracture fixation or orthopaedic corrective surgery
Orthopaedics | Trauma - Extramedullary fixation | Fixation screw | Headless compression screw | Paragon28 | Monster Beam, Headless, Full Thread 7.2 x 125mm | P26-572-125F | Standalone | DE0503860 | Patients requiring fracture fixation or orthopaedic corrective surgery
Orthopaedics | Trauma - Extramedullary fixation | Fixation screw | Headless compression screw | Paragon28 | Monster Screw, D7.2 x 125mm, Headless, Medium Thread, Sharp Tip, TIA | P26-572-125M | Standalone | DE0503860 | Patients requiring fracture fixation or orthopaedic corrective surgery
Orthopaedics | Trauma - Extramedullary fixation | Fixation screw | Headless compression screw | Paragon28 | Monster Beam, Headless, Full Thread 7.2 x 130mm | P26-572-130F | Standalone | DE0503860 | Patients requiring fracture fixation or orthopaedic corrective surgery
Orthopaedics | Trauma - Extramedullary fixation | Fixation screw | Headless compression screw | Paragon28 | Monster Screw, D7.2 x 130mm, Headless, Medium Thread, Sharp Tip, TIA | P26-572-130M | Standalone | DE0503860 | Patients requiring fracture fixation or orthopaedic corrective surgery
Orthopaedics | Trauma - Extramedullary fixation | Fixation screw | Headless compression screw | Paragon28 | Monster Beam, Headless, Full Thread 7.2 x 135mm | P26-572-135F | Standalone | DE0503860 | Patients requiring fracture fixation or orthopaedic corrective surgery
Orthopaedics | Trauma - Extramedullary fixation | Fixation screw | Headless compression screw | Paragon28 | Monster Screw, D7.2 x 135mm, Headless, Medium Thread, Sharp Tip, TIA | P26-572-135M | Standalone | DE0503860 | Patients requiring fracture fixation or orthopaedic corrective surgery
Orthopaedics | Trauma - Extramedullary fixation | Fixation screw | Headless compression screw | Paragon28 | Monster Beam, Headless, Full Thread 7.2 x 140mm | P26-572-140F | Standalone | DE0503860 | Patients requiring fracture fixation or orthopaedic corrective surgery
Orthopaedics | Trauma - Extramedullary fixation | Fixation screw | Headless compression screw | Paragon28 | Monster Screw, D7.2 x 140mm, Headless, Medium Thread, Sharp Tip, TIA | P26-572-140M | Standalone | DE0503860 | Patients requiring fracture fixation or orthopaedic corrective surgery
Orthopaedics | Trauma - Extramedullary fixation | Fixation screw | Headless compression screw | Paragon28 | Monster Beam, Headless, Full Thread 7.2 x 145mm | P26-572-145F | Standalone | DE0503860 | Patients requiring fracture fixation or orthopaedic corrective surgery
Orthopaedics | Trauma - Extramedullary fixation | Fixation screw | Headless compression screw | Paragon28 | Monster Screw, D7.2 x 145mm, Headless, Medium Thread, Sharp Tip, TIA | P26-572-145M | Standalone | DE0503860 | Patients requiring fracture fixation or orthopaedic corrective surgery
Orthopaedics | Trauma - Extramedullary fixation | Fixation screw | Headless compression screw | Paragon28 | Monster Beam, Headless, Full Thread 7.2 x 150mm | P26-572-150F | Standalone | DE0503860 | Patients requiring fracture fixation or orthopaedic corrective surgery
Orthopaedics | Trauma - Extramedullary fixation | Fixation screw | Headless compression screw | Paragon28 | Monster Screw, D7.2 x 150mm, Headless, Medium Thread, Sharp Tip, TIA | P26-572-150M | Standalone | DE0503860 | Patients requiring fracture fixation or orthopaedic corrective surgery
Orthopaedics | Trauma - Extramedullary fixation | Fixation screw | Headless compression screw | Paragon28 | Monster Beam, Headless, Full Thread 7.2 x 155mm | P26-572-155F | Standalone | DE0503860 | Patients requiring fracture fixation or orthopaedic corrective surgery
Orthopaedics | Trauma - Extramedullary fixation | Fixation screw | Headless compression screw | Paragon28 | Monster Screw, D7.2 x 155mm, Headless, Medium Thread, Sharp Tip, TIA | P26-572-155M | Standalone | DE0503860 | Patients requiring fracture fixation or orthopaedic corrective surgery
Orthopaedics | Trauma - Extramedullary fixation | Fixation screw | Headless compression screw | Paragon28 | Monster Beam, Headless, Full Thread 7.2 x 160mm | P26-572-160F | Standalone | DE0503860 | Patients requiring fracture fixation or orthopaedic corrective surgery
Orthopaedics | Trauma - Extramedullary fixation | Fixation screw | Headless compression screw | Paragon28 | Monster Screw, D7.2 x 160mm, Headless, Medium Thread, Sharp Tip, TIA | P26-572-160M | Standalone | DE0503860 | Patients requiring fracture fixation or orthopaedic corrective surgery
Orthopaedics | Trauma - Extramedullary fixation | Fixation screw | Headless compression screw | Paragon28 | Monster Beam, Headless, Full Thread 7.2 x 165mm | P26-572-165F | Standalone | DE0503860 | Patients requiring fracture fixation or orthopaedic corrective surgery
Orthopaedics | Trauma - Extramedullary fixation | Fixation screw | Headless compression screw | Paragon28 | Monster Screw, D7.2 x 165mm, Headless, Medium Thread, Sharp Tip, TIA | P26-572-165M | Standalone | DE0503860 | Patients requiring fracture fixation or orthopaedic corrective surgery
Orthopaedics | Trauma - Extramedullary fixation | Fixation screw | Headless compression screw | Paragon28 | Monster Beam, Headless, Full Thread 7.2 x 170mm | P26-572-170F | Standalone | DE0503860 | Patients requiring fracture fixation or orthopaedic corrective surgery
Orthopaedics | Trauma - Extramedullary fixation | Fixation screw | Headless compression screw | Paragon28 | Monster Screw, D7.2 x 170mm, Headless, Medium Thread, Sharp Tip, TIA | P26-572-170M | Standalone | DE0503860 | Patients requiring fracture fixation or orthopaedic corrective surgery
Orthopaedics | Trauma - Extramedullary fixation | Fixation screw | Headless compression screw | Paragon28 | Monster Beam, Headless, Full Thread 7.2 x 175mm | P26-572-175F | Standalone | DE0503860 | Patients requiring fracture fixation or orthopaedic corrective surgery
Orthopaedics | Trauma - Extramedullary fixation | Fixation screw | Headless compression screw | Paragon28 | Monster Screw, D7.2 x 175mm, Headless, Medium Thread, Sharp Tip, TIA | P26-572-175M | Standalone | DE0503860 | Patients requiring fracture fixation or orthopaedic corrective surgery
Orthopaedics | Trauma - Extramedullary fixation | Fixation screw | Headless compression screw | Paragon28 | Monster Beam, Headless, Full Thread 7.2 x 180mm | P26-572-180F | Standalone | DE0503860 | Patients requiring fracture fixation or orthopaedic corrective surgery
Orthopaedics | Trauma - Extramedullary fixation | Fixation screw | Headless compression screw | Paragon28 | Monster Screw, D7.2 x 180mm, Headless, Medium Thread, Sharp Tip, TIA | P26-572-180M | Standalone | DE0503860 | Patients requiring fracture fixation or orthopaedic corrective surgery
Orthopaedics | Trauma - Extramedullary fixation | Fixation screw | Headless compression screw | Paragon28 | Monster Beam, Headless, Full Thread 7.2 x 185mm | P26-572-185F | Standalone | DE0503860 | Patients requiring fracture fixation or orthopaedic corrective surgery
Orthopaedics | Trauma - Extramedullary fixation | Fixation screw | Headless compression screw | Paragon28 | Monster Screw, D7.2 x 185mm, Headless, Medium Thread, Sharp Tip, TIA | P26-572-185M | Standalone | DE0503860 | Patients requiring fracture fixation or orthopaedic corrective surgery
Orthopaedics | Trauma - Extramedullary fixation | Fixation screw | Headless compression screw | Paragon28 | Monster Screw, D7.2 x 65mm, Headless, Full Thread , Sharp Tip, TIA | P26-772-065F | Standalone | DE0503860 | Patients requiring fracture fixation or orthopaedic corrective surgery
Orthopaedics | Trauma - Extramedullary fixation | Fixation screw | Headless compression screw | Paragon28 | Monster Screw, D7.2 x 65mm, Headless, Medium Thread , Sharp Tip, TIA | P26-772-065M | Standalone | DE0503860 | Patients requiring fracture fixation or orthopaedic corrective surgery
Orthopaedics | Trauma - Extramedullary fixation | Fixation screw | Headless compression screw | Paragon28 | Monster Screw, D7.2 x 70mm, Headless, Full Thread , Sharp Tip, TIA | P26-772-070F | Standalone | DE0503860 | Patients requiring fracture fixation or orthopaedic corrective surgery
Orthopaedics | Trauma - Extramedullary fixation | Fixation screw | Headless compression screw | Paragon28 | Monster Screw, D7.2 x 70mm, Headless, Medium Thread , Sharp Tip, TIA | P26-772-070M | Standalone | DE0503860 | Patients requiring fracture fixation or orthopaedic corrective surgery
Orthopaedics | Trauma - Extramedullary fixation | Fixation screw | Headless compression screw | Paragon28 | Monster Screw, D7.2 x 75mm, Headless, Full Thread , Sharp Tip, TIA | P26-772-075F | Standalone | DE0503860 | Patients requiring fracture fixation or orthopaedic corrective surgery
Orthopaedics | Trauma - Extramedullary fixation | Fixation screw | Headless compression screw | Paragon28 | Monster Screw, D7.2 x 75mm, Headless, Medium Thread , Sharp Tip, TIA | P26-772-075M | Standalone | DE0503860 | Patients requiring fracture fixation or orthopaedic corrective surgery
Orthopaedics | Trauma - Extramedullary fixation | Fixation screw | Headless compression screw | Paragon28 | Monster Beam, Solid, Headless, Full Thread 7.2 x 80mm | P26-772-080F | Standalone | DE0503860 | Patients requiring fracture fixation or orthopaedic corrective surgery
Orthopaedics | Trauma - Extramedullary fixation | Fixation screw | Headless compression screw | Paragon28 | Monster Screw, D7.2 x 80mm, Headless, Medium Thread , Sharp Tip, TIA | P26-772-080M | Standalone | DE0503860 | Patients requiring fracture fixation or orthopaedic corrective surgery
Orthopaedics | Trauma - Extramedullary fixation | Fixation screw | Headless compression screw | Paragon28 | Monster Beam, Solid, Headless, Full Thread 7.2 x 85mm | P26-772-085F | Standalone | DE0503860 | Patients requiring fracture fixation or orthopaedic corrective surgery
Orthopaedics | Trauma - Extramedullary fixation | Fixation screw | Headless compression screw | Paragon28 | Monster Screw, D7.2 x 85mm, Headless, Medium Thread , Sharp Tip, TIA | P26-772-085M | Standalone | DE0503860 | Patients requiring fracture fixation or orthopaedic corrective surgery
Orthopaedics | Trauma - Extramedullary fixation | Fixation screw | Headless compression screw | Paragon28 | Monster Beam, Solid, Headless, Full Thread 7.2 x 90mm | P26-772-090F | Standalone | DE0503860 | Patients requiring fracture fixation or orthopaedic corrective surgery
Orthopaedics | Trauma - Extramedullary fixation | Fixation screw | Headless compression screw | Paragon28 | Monster Screw, D7.2 x 90mm, Headless, Medium Thread , Sharp Tip, TIA | P26-772-090M | Standalone | DE0503860 | Patients requiring fracture fixation or orthopaedic corrective surgery
Orthopaedics | Trauma - Extramedullary fixation | Fixation screw | Headless compression screw | Paragon28 | Monster Beam, Solid, Headless, Full Thread 7.2 x 95mm | P26-772-095F | Standalone | DE0503860 | Patients requiring fracture fixation or orthopaedic corrective surgery
Orthopaedics | Trauma - Extramedullary fixation | Fixation screw | Headless compression screw | Paragon28 | Monster Screw, D7.2 x 95mm, Headless, Medium Thread , Sharp Tip, TIA | P26-772-095M | Standalone | DE0503860 | Patients requiring fracture fixation or orthopaedic corrective surgery
Orthopaedics | Trauma - Extramedullary fixation | Fixation screw | Headless compression screw | Paragon28 | Monster Beam, Solid, Headless, Full Thread 7.2 x 100mm | P26-772-100F | Standalone | DE0503860 | Patients requiring fracture fixation or orthopaedic corrective surgery
Orthopaedics | Trauma - Extramedullary fixation | Fixation screw | Headless compression screw | Paragon28 | Monster Screw, D7.2 x 100mm, Headless, Medium Thread , Sharp Tip, TIA | P26-772-100M | Standalone | DE0503860 | Patients requiring fracture fixation or orthopaedic corrective surgery
Orthopaedics | Trauma - Extramedullary fixation | Fixation screw | Headless compression screw | Paragon28 | Monster Beam, Solid, Headless, Full Thread 7.2 x 105mm | P26-772-105F | Standalone | DE0503860 | Patients requiring fracture fixation or orthopaedic corrective surgery
Orthopaedics | Trauma - Extramedullary fixation | Fixation screw | Headless compression screw | Paragon28 | Monster Screw, D7.2 x 105mm, Headless, Medium Thread , Sharp Tip, TIA | P26-772-105M | Standalone | DE0503860 | Patients requiring fracture fixation or orthopaedic corrective surgery
Orthopaedics | Trauma - Extramedullary fixation | Fixation screw | Headless compression screw | Paragon28 | Monster Beam, Solid, Headless, Full Thread 7.2 x 110mm | P26-772-110F | Standalone | DE0503860 | Patients requiring fracture fixation or orthopaedic corrective surgery
Orthopaedics | Trauma - Extramedullary fixation | Fixation screw | Headless compression screw | Paragon28 | Monster Screw, D7.2 x 110mm, Headless, Medium Thread , Sharp Tip, TIA | P26-772-110M | Standalone | DE0503860 | Patients requiring fracture fixation or orthopaedic corrective surgery
Orthopaedics | Trauma - Extramedullary fixation | Fixation screw | Headless compression screw | Paragon28 | Monster Beam, Solid, Headless, Full Thread 7.2 x 115mm | P26-772-115F | Standalone | DE0503860 | Patients requiring fracture fixation or orthopaedic corrective surgery
Orthopaedics | Trauma - Extramedullary fixation | Fixation screw | Headless compression screw | Paragon28 | Monster Screw, D7.2 x 115mm, Headless, Medium Thread , Sharp Tip, TIA | P26-772-115M | Standalone | DE0503860 | Patients requiring fracture fixation or orthopaedic corrective surgery
Orthopaedics | Trauma - Extramedullary fixation | Fixation screw | Headless compression screw | Paragon28 | Monster Beam, Solid, Headless, Full Thread 7.2 x 120mm | P26-772-120F | Standalone | DE0503860 | Patients requiring fracture fixation or orthopaedic corrective surgery
Orthopaedics | Trauma - Extramedullary fixation | Fixation screw | Headless compression screw | Paragon28 | Monster Screw, D7.2 x 120mm, Headless, Medium Thread , Sharp Tip, TIA | P26-772-120M | Standalone | DE0503860 | Patients requiring fracture fixation or orthopaedic corrective surgery
Orthopaedics | Trauma - Extramedullary fixation | Fixation screw | Headless compression screw | Paragon28 | Monster Beam, Solid, Headless, Full Thread 7.2 x 125mm | P26-772-125F | Standalone | DE0503860 | Patients requiring fracture fixation or orthopaedic corrective surgery
Orthopaedics | Trauma - Extramedullary fixation | Fixation screw | Headless compression screw | Paragon28 | Monster Screw, D7.2 x 125mm, Headless, Medium Thread , Sharp Tip, TIA | P26-772-125M | Standalone | DE0503860 | Patients requiring fracture fixation or orthopaedic corrective surgery
Orthopaedics | Trauma - Extramedullary fixation | Fixation screw | Headless compression screw | Paragon28 | Monster Beam, Solid, Headless, Full Thread 7.2 x 130mm | P26-772-130F | Standalone | DE0503860 | Patients requiring fracture fixation or orthopaedic corrective surgery
Orthopaedics | Trauma - Extramedullary fixation | Fixation screw | Headless compression screw | Paragon28 | Monster Screw, D7.2 x 130mm, Headless, Medium Thread , Sharp Tip, TIA | P26-772-130M | Standalone | DE0503860 | Patients requiring fracture fixation or orthopaedic corrective surgery
Orthopaedics | Trauma - Extramedullary fixation | Fixation screw | Headless compression screw | Paragon28 | Monster Beam, Solid, Headless, Full Thread 7.2 x 135mm | P26-772-135F | Standalone | DE0503860 | Patients requiring fracture fixation or orthopaedic corrective surgery
Orthopaedics | Trauma - Extramedullary fixation | Fixation screw | Headless compression screw | Paragon28 | Monster Screw, D7.2 x 135mm, Headless, Medium Thread , Sharp Tip, TIA | P26-772-135M | Standalone | DE0503860 | Patients requiring fracture fixation or orthopaedic corrective surgery
Orthopaedics | Trauma - Extramedullary fixation | Fixation screw | Headless compression screw | Paragon28 | Monster Beam, Solid, Headless, Full Thread 7.2 x 140mm | P26-772-140F | Standalone | DE0503860 | Patients requiring fracture fixation or orthopaedic corrective surgery
Orthopaedics | Trauma - Extramedullary fixation | Fixation screw | Headless compression screw | Paragon28 | Monster Screw, D7.2 x 140mm, Headless, Medium Thread , Sharp Tip, TIA | P26-772-140M | Standalone | DE0503860 | Patients requiring fracture fixation or orthopaedic corrective surgery
Orthopaedics | Trauma - Extramedullary fixation | Fixation screw | Headless compression screw | Paragon28 | Monster Beam, Solid, Headless, Full Thread 7.2 x 145mm | P26-772-145F | Standalone | DE0503860 | Patients requiring fracture fixation or orthopaedic corrective surgery
Orthopaedics | Trauma - Extramedullary fixation | Fixation screw | Headless compression screw | Paragon28 | Monster Screw, D7.2 x 145mm, Headless, Medium Thread , Sharp Tip, TIA | P26-772-145M | Standalone | DE0503860 | Patients requiring fracture fixation or orthopaedic corrective surgery
Orthopaedics | Trauma - Extramedullary fixation | Fixation screw | Headless compression screw | Paragon28 | Monster Beam, Solid, Headless, Full Thread 7.2 x 150mm | P26-772-150F | Standalone | DE0503860 | Patients requiring fracture fixation or orthopaedic corrective surgery
Orthopaedics | Trauma - Extramedullary fixation | Fixation screw | Headless compression screw | Paragon28 | Monster Screw, D7.2 x 150mm, Headless, Medium Thread , Sharp Tip, TIA | P26-772-150M | Standalone | DE0503860 | Patients requiring fracture fixation or orthopaedic corrective surgery
Orthopaedics | Trauma - Extramedullary fixation | Fixation screw | Headless compression screw | Paragon28 | Monster Beam, Solid, Headless, Full Thread 7.2 x 155mm | P26-772-155F | Standalone | DE0503860 | Patients requiring fracture fixation or orthopaedic corrective surgery
Orthopaedics | Trauma - Extramedullary fixation | Fixation screw | Headless compression screw | Paragon28 | Monster Screw, D7.2 x 155mm, Headless, Medium Thread , Sharp Tip, TIA | P26-772-155M | Standalone | DE0503860 | Patients requiring fracture fixation or orthopaedic corrective surgery
Orthopaedics | Trauma - Extramedullary fixation | Fixation screw | Headless compression screw | Paragon28 | Monster Beam, Solid, Headless, Full Thread 7.2 x 160mm | P26-772-160F | Standalone | DE0503860 | Patients requiring fracture fixation or orthopaedic corrective surgery
Orthopaedics | Trauma - Extramedullary fixation | Fixation screw | Headless compression screw | Paragon28 | Monster Screw, D7.2 x 160mm, Headless, Medium Thread , Sharp Tip, TIA | P26-772-160M | Standalone | DE0503860 | Patients requiring fracture fixation or orthopaedic corrective surgery
Orthopaedics | Trauma - Extramedullary fixation | Fixation screw | Headless compression screw | Paragon28 | Monster Beam, Solid, Headless, Full Thread 7.2 x 165mm | P26-772-165F | Standalone | DE0503860 | Patients requiring fracture fixation or orthopaedic corrective surgery
Orthopaedics | Trauma - Extramedullary fixation | Fixation screw | Headless compression screw | Paragon28 | Monster Screw, D7.2 x 165mm, Headless, Medium Thread , Sharp Tip, TIA | P26-772-165M | Standalone | DE0503860 | Patients requiring fracture fixation or orthopaedic corrective surgery
Orthopaedics | Trauma - Extramedullary fixation | Fixation screw | Headless compression screw | Paragon28 | Monster Beam, Solid, Headless, Full Thread 7.2 x 170mm | P26-772-170F | Standalone | DE0503860 | Patients requiring fracture fixation or orthopaedic corrective surgery
Orthopaedics | Trauma - Extramedullary fixation | Fixation screw | Headless compression screw | Paragon28 | Monster Screw, D7.2 x 170mm, Headless, Medium Thread , Sharp Tip, TIA | P26-772-170M | Standalone | DE0503860 | Patients requiring fracture fixation or orthopaedic corrective surgery
Orthopaedics | Trauma - Extramedullary fixation | Fixation screw | Headless compression screw | Paragon28 | Monster Beam, Solid, Headless, Full Thread 7.2 x 175mm | P26-772-175F | Standalone | DE0503860 | Patients requiring fracture fixation or orthopaedic corrective surgery
Orthopaedics | Trauma - Extramedullary fixation | Fixation screw | Headless compression screw | Paragon28 | Monster Screw, D7.2 x 175mm, Headless, Medium Thread , Sharp Tip, TIA | P26-772-175M | Standalone | DE0503860 | Patients requiring fracture fixation or orthopaedic corrective surgery
Orthopaedics | Trauma - Extramedullary fixation | Fixation screw | Headless compression screw | Paragon28 | Monster Beam, Solid, Headless, Full Thread 7.2 x 180mm | P26-772-180F | Standalone | DE0503860 | Patients requiring fracture fixation or orthopaedic corrective surgery
Orthopaedics | Trauma - Extramedullary fixation | Fixation screw | Headless compression screw | Paragon28 | Monster Screw, D7.2 x 180mm, Headless, Medium Thread , Sharp Tip, TIA | P26-772-180M | Standalone | DE0503860 | Patients requiring fracture fixation or orthopaedic corrective surgery
Orthopaedics | Trauma - Extramedullary fixation | Fixation screw | Headless compression screw | Paragon28 | Monster Beam, Solid, Headless, Full Thread 7.2 x 185mm | P26-772-185F | Standalone | DE0503860 | Patients requiring fracture fixation or orthopaedic corrective surgery
Orthopaedics | Trauma - Extramedullary fixation | Fixation screw | Headless compression screw | Paragon28 | Monster Screw, D7.2 x 185mm, Headless, Medium Thread , Sharp Tip, TIA | P26-772-185M | Standalone | DE0503860 | Patients requiring fracture fixation or orthopaedic corrective surgery
Orthopaedics | Trauma - Extramedullary fixation | Plate accessories | Locking screw | Paragon28 | Baby Gorilla Screw, D2.0 x Length 8mm, Locking | P50-053-2008 | Standalone | DE0506822 | Patients requiring fracture fixation or orthopaedic corrective surgery
Orthopaedics | Trauma - Extramedullary fixation | Plate accessories | Locking screw | Paragon28 | Baby Gorilla Screw, D2.0 x Length 9mm, Locking | P50-053-2009 | Standalone | DE0506822 | Patients requiring fracture fixation or orthopaedic corrective surgery
Orthopaedics | Trauma - Extramedullary fixation | Plate accessories | Locking screw | Paragon28 | Baby Gorilla Screw, D2.0 x Length 10mm, Locking | P50-053-2010 | Standalone | DE0506822 | Patients requiring fracture fixation or orthopaedic corrective surgery
Orthopaedics | Trauma - Extramedullary fixation | Plate accessories | Locking screw | Paragon28 | Baby Gorilla Screw, D2.0 x Length 11mm, Locking | P50-053-2011 | Standalone | DE0506822 | Patients requiring fracture fixation or orthopaedic corrective surgery
Orthopaedics | Trauma - Extramedullary fixation | Plate accessories | Locking screw | Paragon28 | Baby Gorilla Screw, D2.0 x Length 12mm, Locking | P50-053-2012 | Standalone | DE0506822 | Patients requiring fracture fixation or orthopaedic corrective surgery
Orthopaedics | Trauma - Extramedullary fixation | Plate accessories | Locking screw | Paragon28 | Baby Gorilla Screw, D2.0 x Length 13mm, Locking | P50-053-2013 | Standalone | DE0506822 | Patients requiring fracture fixation or orthopaedic corrective surgery
Orthopaedics | Trauma - Extramedullary fixation | Plate accessories | Locking screw | Paragon28 | Baby Gorilla Screw, D2.0 x Length 14mm, Locking | P50-053-2014 | Standalone | DE0506822 | Patients requiring fracture fixation or orthopaedic corrective surgery
Orthopaedics | Trauma - Extramedullary fixation | Plate accessories | Locking screw | Paragon28 | Baby Gorilla Screw, D2.0 x Length 15mm, Locking | P50-053-2015 | Standalone | DE0506822 | Patients requiring fracture fixation or orthopaedic corrective surgery
Orthopaedics | Trauma - Extramedullary fixation | Plate accessories | Locking screw | Paragon28 | Baby Gorilla Screw, D2.0 x Length 16mm, Locking | P50-053-2016 | Standalone | DE0506822 | Patients requiring fracture fixation or orthopaedic corrective surgery
Orthopaedics | Trauma - Extramedullary fixation | Plate accessories | Locking screw | Paragon28 | Baby Gorilla Screw, D2.0 x Length 17mm, Locking | P50-053-2017 | Standalone | DE0506822 | Patients requiring fracture fixation or orthopaedic corrective surgery
Orthopaedics | Trauma - Extramedullary fixation | Plate accessories | Locking screw | Paragon28 | Baby Gorilla Screw, D2.0 x Length 18mm, Locking | P50-053-2018 | Standalone | DE0506822 | Patients requiring fracture fixation or orthopaedic corrective surgery
Orthopaedics | Trauma - Extramedullary fixation | Plate accessories | Locking screw | Paragon28 | Baby Gorilla Screw, D2.0 x Length 19mm, Locking | P50-053-2019 | Standalone | DE0506822 | Patients requiring fracture fixation or orthopaedic corrective surgery
Orthopaedics | Trauma - Extramedullary fixation | Plate accessories | Locking screw | Paragon28 | Baby Gorilla Screw, D2.0 x Length 20mm, Locking | P50-053-2020 | Standalone | DE0506822 | Patients requiring fracture fixation or orthopaedic corrective surgery
Orthopaedics | Trauma - Extramedullary fixation | Plate accessories | Locking screw | Paragon28 | Baby Gorilla Screw, D2.0 x Length 21mm, Locking | P50-053-2021 | Standalone | DE0506822 | Patients requiring fracture fixation or orthopaedic corrective surgery
Orthopaedics | Trauma - Extramedullary fixation | Plate accessories | Locking screw | Paragon28 | Baby Gorilla Screw, D2.0 x Length 22mm, Locking | P50-053-2022 | Standalone | DE0506822 | Patients requiring fracture fixation or orthopaedic corrective surgery
Orthopaedics | Trauma - Extramedullary fixation | Plate accessories | Locking screw | Paragon28 | Baby Gorilla Screw, D2.0 x Length 23mm, Locking | P50-053-2023 | Standalone | DE0506822 | Patients requiring fracture fixation or orthopaedic corrective surgery
Orthopaedics | Trauma - Extramedullary fixation | Plate accessories | Locking screw | Paragon28 | Baby Gorilla Screw, D2.0 x Length 24mm, Locking | P50-053-2024 | Standalone | DE0506822 | Patients requiring fracture fixation or orthopaedic corrective surgery
Orthopaedics | Trauma - Extramedullary fixation | Plate accessories | Locking screw | Paragon28 | Baby Gorilla Screw, D2.0 x Length 25mm, Locking | P50-053-2025 | Standalone | DE0506822 | Patients requiring fracture fixation or orthopaedic corrective surgery
Orthopaedics | Trauma - Extramedullary fixation | Plate accessories | Locking screw | Paragon28 | Baby Gorilla Screw, D2.0 x Length 26mm, Locking | P50-053-2026 | Standalone | DE0506822 | Patients requiring fracture fixation or orthopaedic corrective surgery
Orthopaedics | Trauma - Extramedullary fixation | Plate accessories | Locking screw | Paragon28 | Baby Gorilla Screw, D2.0 x Length 27mm, Locking | P50-053-2027 | Standalone | DE0506822 | Patients requiring fracture fixation or orthopaedic corrective surgery
Orthopaedics | Trauma - Extramedullary fixation | Plate accessories | Locking screw | Paragon28 | Baby Gorilla Screw, D2.0 x Length 28mm, Locking | P50-053-2028 | Standalone | DE0506822 | Patients requiring fracture fixation or orthopaedic corrective surgery
Orthopaedics | Trauma - Extramedullary fixation | Plate accessories | Locking screw | Paragon28 | Baby Gorilla Screw, D2.0 x Length 29mm, Locking | P50-053-2029 | Standalone | DE0506822 | Patients requiring fracture fixation or orthopaedic corrective surgery
Orthopaedics | Trauma - Extramedullary fixation | Plate accessories | Locking screw | Paragon28 | Baby Gorilla Screw, D2.0 x Length 30mm, Locking | P50-053-2030 | Standalone | DE0506822 | Patients requiring fracture fixation or orthopaedic corrective surgery
Orthopaedics | Trauma - Extramedullary fixation | Plate accessories | Locking screw | Paragon28 | Baby Gorilla Screw, D2.0 x Length 31mm, Locking | P50-053-2031 | Standalone | DE0506822 | Patients requiring fracture fixation or orthopaedic corrective surgery
Orthopaedics | Trauma - Extramedullary fixation | Plate accessories | Locking screw | Paragon28 | Baby Gorilla Screw, D2.0 x Length 32mm, Locking | P50-053-2032 | Standalone | DE0506822 | Patients requiring fracture fixation or orthopaedic corrective surgery
Orthopaedics | Trauma - Extramedullary fixation | Plate accessories | Locking screw | Paragon28 | Baby Gorilla Screw, D2.0 x Length 33mm, Locking | P50-053-2033 | Standalone | DE0506822 | Patients requiring fracture fixation or orthopaedic corrective surgery
Orthopaedics | Trauma - Extramedullary fixation | Plate accessories | Locking screw | Paragon28 | Baby Gorilla Screw, D2.0 x Length 34mm, Locking | P50-053-2034 | Standalone | DE0506822 | Patients requiring fracture fixation or orthopaedic corrective surgery
Orthopaedics | Trauma - Extramedullary fixation | Plate accessories | Locking screw | Paragon28 | Baby Gorilla Screw, D2.0 x Length 35mm, Locking | P50-053-2035 | Standalone | DE0506822 | Patients requiring fracture fixation or orthopaedic corrective surgery
Orthopaedics | Trauma - Extramedullary fixation | Plate accessories | Locking screw | Paragon28 | Baby Gorilla Screw, D2.0 x Length 36mm, Locking | P50-053-2036 | Standalone | DE0506822 | Patients requiring fracture fixation or orthopaedic corrective surgery
Orthopaedics | Trauma - Extramedullary fixation | Plate accessories | Locking screw | Paragon28 | Baby Gorilla Screw, D2.0 x Length 37mm, Locking | P50-053-2037 | Standalone | DE0506822 | Patients requiring fracture fixation or orthopaedic corrective surgery
Orthopaedics | Trauma - Extramedullary fixation | Plate accessories | Locking screw | Paragon28 | Baby Gorilla Screw, D2.0 x Length 38mm, Locking | P50-053-2038 | Standalone | DE0506822 | Patients requiring fracture fixation or orthopaedic corrective surgery
Orthopaedics | Trauma - Extramedullary fixation | Plate accessories | Locking screw | Paragon28 | Baby Gorilla Screw, D2.0 x Length 39mm, Locking | P50-053-2039 | Standalone | DE0506822 | Patients requiring fracture fixation or orthopaedic corrective surgery
Orthopaedics | Trauma - Extramedullary fixation | Plate accessories | Locking screw | Paragon28 | Baby Gorilla Screw, D2.0 x Length 40mm, Locking | P50-053-2040 | Standalone | DE0506822 | Patients requiring fracture fixation or orthopaedic corrective surgery
Orthopaedics | Trauma - Extramedullary fixation | Plate accessories | Locking screw | Paragon28 | Baby Gorilla, Screw, D2.5 x 8 mm, Locking | P50-053-2508 | Standalone | DE0506822 | Patients requiring fracture fixation or orthopaedic corrective surgery
Orthopaedics | Trauma - Extramedullary fixation | Plate accessories | Locking screw | Paragon28 | Baby Gorilla, Screw, D2.5 x 9 mm, Locking | P50-053-2509 | Standalone | DE0506822 | Patients requiring fracture fixation or orthopaedic corrective surgery
Orthopaedics | Trauma - Extramedullary fixation | Plate accessories | Locking screw | Paragon28 | Baby Gorilla, Screw, D2.5 x 10 mm, Locking | P50-053-2510 | Standalone | DE0506822 | Patients requiring fracture fixation or orthopaedic corrective surgery
Orthopaedics | Trauma - Extramedullary fixation | Plate accessories | Locking screw | Paragon28 | Baby Gorilla, Screw, D2.5 x 11 mm, Locking | P50-053-2511 | Standalone | DE0506822 | Patients requiring fracture fixation or orthopaedic corrective surgery
Orthopaedics | Trauma - Extramedullary fixation | Plate accessories | Locking screw | Paragon28 | Baby Gorilla, Screw, D2.5 x 12 mm, Locking | P50-053-2512 | Standalone | DE0506822 | Patients requiring fracture fixation or orthopaedic corrective surgery
Orthopaedics | Trauma - Extramedullary fixation | Plate accessories | Locking screw | Paragon28 | Baby Gorilla, Screw, D2.5 x 13 mm, Locking | P50-053-2513 | Standalone | DE0506822 | Patients requiring fracture fixation or orthopaedic corrective surgery
Orthopaedics | Trauma - Extramedullary fixation | Plate accessories | Locking screw | Paragon28 | Baby Gorilla, Screw, D2.5 x 14 mm, Locking | P50-053-2514 | Standalone | DE0506822 | Patients requiring fracture fixation or orthopaedic corrective surgery
Orthopaedics | Trauma - Extramedullary fixation | Plate accessories | Locking screw | Paragon28 | Baby Gorilla, Screw, D2.5 x 15 mm, Locking | P50-053-2515 | Standalone | DE0506822 | Patients requiring fracture fixation or orthopaedic corrective surgery
Orthopaedics | Trauma - Extramedullary fixation | Plate accessories | Locking screw | Paragon28 | Baby Gorilla, Screw, D2.5 x 16 mm, Locking | P50-053-2516 | Standalone | DE0506822 | Patients requiring fracture fixation or orthopaedic corrective surgery
Orthopaedics | Trauma - Extramedullary fixation | Plate accessories | Locking screw | Paragon28 | Baby Gorilla, Screw, D2.5 x 17 mm, Locking | P50-053-2517 | Standalone | DE0506822 | Patients requiring fracture fixation or orthopaedic corrective surgery
Orthopaedics | Trauma - Extramedullary fixation | Plate accessories | Locking screw | Paragon28 | Baby Gorilla, Screw, D2.5 x 18 mm, Locking | P50-053-2518 | Standalone | DE0506822 | Patients requiring fracture fixation or orthopaedic corrective surgery
Orthopaedics | Trauma - Extramedullary fixation | Plate accessories | Locking screw | Paragon28 | Baby Gorilla, Screw, D2.5 x 19 mm, Locking | P50-053-2519 | Standalone | DE0506822 | Patients requiring fracture fixation or orthopaedic corrective surgery
Orthopaedics | Trauma - Extramedullary fixation | Plate accessories | Locking screw | Paragon28 | Baby Gorilla, Screw, D2.5 x 20 mm, Locking | P50-053-2520 | Standalone | DE0506822 | Patients requiring fracture fixation or orthopaedic corrective surgery
Orthopaedics | Trauma - Extramedullary fixation | Plate accessories | Locking screw | Paragon28 | Baby Gorilla, Screw, D2.5 x 21 mm, Locking | P50-053-2521 | Standalone | DE0506822 | Patients requiring fracture fixation or orthopaedic corrective surgery
Orthopaedics | Trauma - Extramedullary fixation | Plate accessories | Locking screw | Paragon28 | Baby Gorilla, Screw, D2.5 x 22 mm, Locking | P50-053-2522 | Standalone | DE0506822 | Patients requiring fracture fixation or orthopaedic corrective surgery
Orthopaedics | Trauma - Extramedullary fixation | Plate accessories | Locking screw | Paragon28 | Baby Gorilla, Screw, D2.5 x 23 mm, Locking | P50-053-2523 | Standalone | DE0506822 | Patients requiring fracture fixation or orthopaedic corrective surgery
Orthopaedics | Trauma - Extramedullary fixation | Plate accessories | Locking screw | Paragon28 | Baby Gorilla, Screw, D2.5 x 24 mm, Locking | P50-053-2524 | Standalone | DE0506822 | Patients requiring fracture fixation or orthopaedic corrective surgery
Orthopaedics | Trauma - Extramedullary fixation | Plate accessories | Locking screw | Paragon28 | Baby Gorilla, Screw, D2.5 x 25 mm, Locking | P50-053-2525 | Standalone | DE0506822 | Patients requiring fracture fixation or orthopaedic corrective surgery
Orthopaedics | Trauma - Extramedullary fixation | Plate accessories | Locking screw | Paragon28 | Baby Gorilla, Screw, D2.5 x 26 mm, Locking | P50-053-2526 | Standalone | DE0506822 | Patients requiring fracture fixation or orthopaedic corrective surgery
Orthopaedics | Trauma - Extramedullary fixation | Plate accessories | Locking screw | Paragon28 | Baby Gorilla, Screw, D2.5 x 27 mm, Locking | P50-053-2527 | Standalone | DE0506822 | Patients requiring fracture fixation or orthopaedic corrective surgery
Orthopaedics | Trauma - Extramedullary fixation | Plate accessories | Locking screw | Paragon28 | Baby Gorilla, Screw, D2.5 x 28 mm, Locking | P50-053-2528 | Standalone | DE0506822 | Patients requiring fracture fixation or orthopaedic corrective surgery
Orthopaedics | Trauma - Extramedullary fixation | Plate accessories | Locking screw | Paragon28 | Baby Gorilla, Screw, D2.5 x 29 mm, Locking | P50-053-2529 | Standalone | DE0506822 | Patients requiring fracture fixation or orthopaedic corrective surgery
Orthopaedics | Trauma - Extramedullary fixation | Plate accessories | Locking screw | Paragon28 | Baby Gorilla, Screw, D2.5 x 30 mm, Locking | P50-053-2530 | Standalone | DE0506822 | Patients requiring fracture fixation or orthopaedic corrective surgery
Orthopaedics | Trauma - Extramedullary fixation | Plate accessories | Locking screw | Paragon28 | Baby Gorilla, Screw, D2.5 x 31 mm, Locking | P50-053-2531 | Standalone | DE0506822 | Patients requiring fracture fixation or orthopaedic corrective surgery
Orthopaedics | Trauma - Extramedullary fixation | Plate accessories | Locking screw | Paragon28 | Baby Gorilla, Screw, D2.5 x 32 mm, Locking | P50-053-2532 | Standalone | DE0506822 | Patients requiring fracture fixation or orthopaedic corrective surgery
Orthopaedics | Trauma - Extramedullary fixation | Plate accessories | Locking screw | Paragon28 | Baby Gorilla, Screw, D2.5 x 33 mm, Locking | P50-053-2533 | Standalone | DE0506822 | Patients requiring fracture fixation or orthopaedic corrective surgery
Orthopaedics | Trauma - Extramedullary fixation | Plate accessories | Locking screw | Paragon28 | Baby Gorilla, Screw, D2.5 x 34 mm, Locking | P50-053-2534 | Standalone | DE0506822 | Patients requiring fracture fixation or orthopaedic corrective surgery
Orthopaedics | Trauma - Extramedullary fixation | Plate accessories | Locking screw | Paragon28 | Baby Gorilla, Screw, D2.5 x 35 mm, Locking | P50-053-2535 | Standalone | DE0506822 | Patients requiring fracture fixation or orthopaedic corrective surgery
Orthopaedics | Trauma - Extramedullary fixation | Plate accessories | Locking screw | Paragon28 | Baby Gorilla, Screw, D2.5 x 36 mm, Locking | P50-053-2536 | Standalone | DE0506822 | Patients requiring fracture fixation or orthopaedic corrective surgery
Orthopaedics | Trauma - Extramedullary fixation | Plate accessories | Locking screw | Paragon28 | Baby Gorilla, Screw, D2.5 x 37 mm, Locking | P50-053-2537 | Standalone | DE0506822 | Patients requiring fracture fixation or orthopaedic corrective surgery
Orthopaedics | Trauma - Extramedullary fixation | Plate accessories | Locking screw | Paragon28 | Baby Gorilla, Screw, D2.5 x 38 mm, Locking | P50-053-2538 | Standalone | DE0506822 | Patients requiring fracture fixation or orthopaedic corrective surgery
Orthopaedics | Trauma - Extramedullary fixation | Plate accessories | Locking screw | Paragon28 | Baby Gorilla, Screw, D2.5 x 39 mm, Locking | P50-053-2539 | Standalone | DE0506822 | Patients requiring fracture fixation or orthopaedic corrective surgery
Orthopaedics | Trauma - Extramedullary fixation | Plate accessories | Locking screw | Paragon28 | Baby Gorilla, Screw, D2.5 x 40 mm, Locking | P50-053-2540 | Standalone | DE0506822 | Patients requiring fracture fixation or orthopaedic corrective surgery
Orthopaedics | Trauma - Extramedullary fixation | Plate accessories | Locking screw | Paragon28 | Baby Gorilla, Screw, D2.5 x 42 mm, Locking | P50-053-2542 | Standalone | DE0506822 | Patients requiring fracture fixation or orthopaedic corrective surgery
Orthopaedics | Trauma - Extramedullary fixation | Plate accessories | Locking screw | Paragon28 | Baby Gorilla, Screw, D2.5 x 44 mm, Locking | P50-053-2544 | Standalone | DE0506822 | Patients requiring fracture fixation or orthopaedic corrective surgery
Orthopaedics | Trauma - Extramedullary fixation | Plate accessories | Locking screw | Paragon28 | Baby Gorilla, Screw, D2.5 x 45 mm, Locking | P50-053-2545 | Standalone | DE0506822 | Patients requiring fracture fixation or orthopaedic corrective surgery
Orthopaedics | Trauma - Extramedullary fixation | Plate accessories | Locking screw | Paragon28 | Baby Gorilla, Screw, D2.5 x 46 mm, Locking | P50-053-2546 | Standalone | DE0506822 | Patients requiring fracture fixation or orthopaedic corrective surgery
Orthopaedics | Trauma - Extramedullary fixation | Plate accessories | Locking screw | Paragon28 | Baby Gorilla, Screw, D2.5 x 48 mm, Locking | P50-053-2548 | Standalone | DE0506822 | Patients requiring fracture fixation or orthopaedic corrective surgery
Orthopaedics | Trauma - Extramedullary fixation | Plate accessories | Locking screw | Paragon28 | Baby Gorilla, Screw, D2.5 x 50 mm, Locking | P50-053-2550 | Standalone | DE0506822 | Patients requiring fracture fixation or orthopaedic corrective surgery
Orthopaedics | Trauma - Extramedullary fixation | Plate accessories | Locking screw | Paragon28 | Gorilla, Screw, D2.7 x 8mm, Locking, Solid, TiA | P50-053-2708 | Standalone | DE0502064 | Patients requiring fracture fixation or orthopaedic corrective surgery
Orthopaedics | Trauma - Extramedullary fixation | Plate accessories | Locking screw | Paragon28 | Gorilla, Screw, D2.7 x 9mm, Locking, Solid, TiA | P50-053-2709 | Standalone | DE0502064 | Patients requiring fracture fixation or orthopaedic corrective surgery
Orthopaedics | Trauma - Extramedullary fixation | Plate accessories | Locking screw | Paragon28 | Gorilla, Screw, D2.7 x 10mm, Locking, Solid, TiA | P50-053-2710 | Standalone | DE0502064 | Patients requiring fracture fixation or orthopaedic corrective surgery
Orthopaedics | Trauma - Extramedullary fixation | Plate accessories | Locking screw | Paragon28 | Gorilla, Screw, D2.7 x 11mm, Locking, Solid, TiA | P50-053-2711 | Standalone | DE0502064 | Patients requiring fracture fixation or orthopaedic corrective surgery
Orthopaedics | Trauma - Extramedullary fixation | Plate accessories | Locking screw | Paragon28 | Gorilla, Screw, D2.7 x 12mm, Locking, Solid, TiA | P50-053-2712 | Standalone | DE0502064 | Patients requiring fracture fixation or orthopaedic corrective surgery
Orthopaedics | Trauma - Extramedullary fixation | Plate accessories | Locking screw | Paragon28 | Gorilla, Screw, D2.7 x 13mm, Locking, Solid, TiA | P50-053-2713 | Standalone | DE0502064 | Patients requiring fracture fixation or orthopaedic corrective surgery
Orthopaedics | Trauma - Extramedullary fixation | Plate accessories | Locking screw | Paragon28 | Gorilla, Screw, D2.7 x 14mm, Locking, Solid, TiA | P50-053-2714 | Standalone | DE0502064 | Patients requiring fracture fixation or orthopaedic corrective surgery
Orthopaedics | Trauma - Extramedullary fixation | Plate accessories | Locking screw | Paragon28 | Gorilla, Screw, D2.7 x 15mm, Locking, Solid, TiA | P50-053-2715 | Standalone | DE0502064 | Patients requiring fracture fixation or orthopaedic corrective surgery
Orthopaedics | Trauma - Extramedullary fixation | Plate accessories | Locking screw | Paragon28 | Gorilla, Screw, D2.7 x 16mm, Locking, Solid, TiA | P50-053-2716 | Standalone | DE0502064 | Patients requiring fracture fixation or orthopaedic corrective surgery
Orthopaedics | Trauma - Extramedullary fixation | Plate accessories | Locking screw | Paragon28 | Gorilla, Screw, D2.7 x 17mm, Locking, Solid, TiA | P50-053-2717 | Standalone | DE0502064 | Patients requiring fracture fixation or orthopaedic corrective surgery
Orthopaedics | Trauma - Extramedullary fixation | Plate accessories | Locking screw | Paragon28 | Gorilla, Screw, D2.7 x 18mm, Locking, Solid, TiA | P50-053-2718 | Standalone | DE0502064 | Patients requiring fracture fixation or orthopaedic corrective surgery
Orthopaedics | Trauma - Extramedullary fixation | Plate accessories | Locking screw | Paragon28 | Gorilla, Screw, D2.7 x 19mm, Locking, Solid, TiA | P50-053-2719 | Standalone | DE0502064 | Patients requiring fracture fixation or orthopaedic corrective surgery
Orthopaedics | Trauma - Extramedullary fixation | Plate accessories | Locking screw | Paragon28 | Gorilla, Screw, D2.7 x 20mm, Locking, Solid, TiA | P50-053-2720 | Standalone | DE0502064 | Patients requiring fracture fixation or orthopaedic corrective surgery
Orthopaedics | Trauma - Extramedullary fixation | Plate accessories | Locking screw | Paragon28 | Gorilla, Screw, D2.7 x 21mm, Locking, Solid, TiA | P50-053-2721 | Standalone | DE0502064 | Patients requiring fracture fixation or orthopaedic corrective surgery
Orthopaedics | Trauma - Extramedullary fixation | Plate accessories | Locking screw | Paragon28 | Gorilla, Screw, D2.7 x 22mm, Locking, Solid, TiA | P50-053-2722 | Standalone | DE0502064 | Patients requiring fracture fixation or orthopaedic corrective surgery
Orthopaedics | Trauma - Extramedullary fixation | Plate accessories | Locking screw | Paragon28 | Gorilla, Screw, D2.7 x 23mm, Locking, Solid, TiA | P50-053-2723 | Standalone | DE0502064 | Patients requiring fracture fixation or orthopaedic corrective surgery
Orthopaedics | Trauma - Extramedullary fixation | Plate accessories | Locking screw | Paragon28 | Gorilla, Screw, D2.7 x 24mm, Locking, Solid, TiA | P50-053-2724 | Standalone | DE0502064 | Patients requiring fracture fixation or orthopaedic corrective surgery
Orthopaedics | Trauma - Extramedullary fixation | Plate accessories | Locking screw | Paragon28 | Gorilla, Screw, D2.7 x 25mm, Locking, Solid, TiA | P50-053-2725 | Standalone | DE0502064 | Patients requiring fracture fixation or orthopaedic corrective surgery
Orthopaedics | Trauma - Extramedullary fixation | Plate accessories | Locking screw | Paragon28 | Gorilla, Screw, D2.7 x 26mm, Locking, Solid, TiA | P50-053-2726 | Standalone | DE0502064 | Patients requiring fracture fixation or orthopaedic corrective surgery
Orthopaedics | Trauma - Extramedullary fixation | Plate accessories | Locking screw | Paragon28 | Gorilla, Screw, D2.7 x 27mm, Locking, Solid, TiA | P50-053-2727 | Standalone | DE0502064 | Patients requiring fracture fixation or orthopaedic corrective surgery
Orthopaedics | Trauma - Extramedullary fixation | Plate accessories | Locking screw | Paragon28 | Gorilla, Screw, D2.7 x 28mm, Locking, Solid, TiA | P50-053-2728 | Standalone | DE0502064 | Patients requiring fracture fixation or orthopaedic corrective surgery
Orthopaedics | Trauma - Extramedullary fixation | Plate accessories | Locking screw | Paragon28 | Gorilla, Screw, D2.7 x 29mm, Locking, Solid, TiA | P50-053-2729 | Standalone | DE0502064 | Patients requiring fracture fixation or orthopaedic corrective surgery
Orthopaedics | Trauma - Extramedullary fixation | Plate accessories | Locking screw | Paragon28 | Gorilla, Screw, D2.7 x 30mm, Locking, Solid, TiA | P50-053-2730 | Standalone | DE0502064 | Patients requiring fracture fixation or orthopaedic corrective surgery
Orthopaedics | Trauma - Extramedullary fixation | Plate accessories | Locking screw | Paragon28 | Gorilla, Screw, D2.7 x 31mm, Locking, Solid, TiA | P50-053-2731 | Standalone | DE0502064 | Patients requiring fracture fixation or orthopaedic corrective surgery
Orthopaedics | Trauma - Extramedullary fixation | Plate accessories | Locking screw | Paragon28 | Gorilla, Screw, D2.7 x 32mm, Locking, Solid, TiA | P50-053-2732 | Standalone | DE0502064 | Patients requiring fracture fixation or orthopaedic corrective surgery
Orthopaedics | Trauma - Extramedullary fixation | Plate accessories | Locking screw | Paragon28 | Gorilla, Screw, D2.7 x 33mm, Locking, Solid, TiA | P50-053-2733 | Standalone | DE0502064 | Patients requiring fracture fixation or orthopaedic corrective surgery
Orthopaedics | Trauma - Extramedullary fixation | Plate accessories | Locking screw | Paragon28 | Gorilla, Screw, D2.7 x 34mm, Locking, Solid, TiA | P50-053-2734 | Standalone | DE0502064 | Patients requiring fracture fixation or orthopaedic corrective surgery
Orthopaedics | Trauma - Extramedullary fixation | Plate accessories | Locking screw | Paragon28 | Gorilla, Screw, D2.7 x 35mm, Locking, Solid, TiA | P50-053-2735 | Standalone | DE0502064 | Patients requiring fracture fixation or orthopaedic corrective surgery
Orthopaedics | Trauma - Extramedullary fixation | Plate accessories | Locking screw | Paragon28 | Gorilla, Screw, D2.7 x 36mm, Locking, Solid, TiA | P50-053-2736 | Standalone | DE0502064 | Patients requiring fracture fixation or orthopaedic corrective surgery
Orthopaedics | Trauma - Extramedullary fixation | Plate accessories | Locking screw | Paragon28 | Gorilla, Screw, D2.7 x 37mm, Locking, Solid, TiA | P50-053-2737 | Standalone | DE0502064 | Patients requiring fracture fixation or orthopaedic corrective surgery
Orthopaedics | Trauma - Extramedullary fixation | Plate accessories | Locking screw | Paragon28 | Gorilla, Screw, D2.7 x 38mm, Locking, Solid, TiA | P50-053-2738 | Standalone | DE0502064 | Patients requiring fracture fixation or orthopaedic corrective surgery
Orthopaedics | Trauma - Extramedullary fixation | Plate accessories | Locking screw | Paragon28 | Gorilla, Screw, D2.7 x 39mm, Locking, Solid, TiA | P50-053-2739 | Standalone | DE0502064 | Patients requiring fracture fixation or orthopaedic corrective surgery
Orthopaedics | Trauma - Extramedullary fixation | Plate accessories | Locking screw | Paragon28 | Gorilla, Screw, D2.7 x 40mm, Locking, Solid, TiA | P50-053-2740 | Standalone | DE0502064 | Patients requiring fracture fixation or orthopaedic corrective surgery
Orthopaedics | Trauma - Extramedullary fixation | Plate accessories | Locking screw | Paragon28 | Gorilla, Screw, D3.5 x 8mm, Locking, Solid, TiA | P50-053-3508 | Standalone | DE0502064 | Patients requiring fracture fixation or orthopaedic corrective surgery
Orthopaedics | Trauma - Extramedullary fixation | Plate accessories | Locking screw | Paragon28 | Gorilla, Screw, D3.5 x 10mm, Locking, Solid, TiA | P50-053-3510 | Standalone | DE0502064 | Patients requiring fracture fixation or orthopaedic corrective surgery
Orthopaedics | Trauma - Extramedullary fixation | Plate accessories | Locking screw | Paragon28 | Gorilla, Screw, D3.5 x 12mm, Locking, Solid, TiA | P50-053-3512 | Standalone | DE0502064 | Patients requiring fracture fixation or orthopaedic corrective surgery
Orthopaedics | Trauma - Extramedullary fixation | Plate accessories | Locking screw | Paragon28 | Gorilla, Screw, D3.5 x 14mm, Locking, Solid, TiA | P50-053-3514 | Standalone | DE0502064 | Patients requiring fracture fixation or orthopaedic corrective surgery
Orthopaedics | Trauma - Extramedullary fixation | Plate accessories | Locking screw | Paragon28 | Gorilla, Screw, D3.5 x 16mm, Locking, Solid, TiA | P50-053-3516 | Standalone | DE0502064 | Patients requiring fracture fixation or orthopaedic corrective surgery
Orthopaedics | Trauma - Extramedullary fixation | Plate accessories | Locking screw | Paragon28 | Gorilla, Screw, D3.5 x 18mm, Locking, Solid, TiA | P50-053-3518 | Standalone | DE0502064 | Patients requiring fracture fixation or orthopaedic corrective surgery
Orthopaedics | Trauma - Extramedullary fixation | Plate accessories | Locking screw | Paragon28 | Gorilla, Screw, D3.5 x 20mm, Locking, Solid, TiA | P50-053-3520 | Standalone | DE0502064 | Patients requiring fracture fixation or orthopaedic corrective surgery
Orthopaedics | Trauma - Extramedullary fixation | Plate accessories | Locking screw | Paragon28 | Gorilla, Screw, D3.5 x 22mm, Locking, Solid, TiA | P50-053-3522 | Standalone | DE0502064 | Patients requiring fracture fixation or orthopaedic corrective surgery
Orthopaedics | Trauma - Extramedullary fixation | Plate accessories | Locking screw | Paragon28 | Gorilla, Screw, D3.5 x 24mm, Locking, Solid, TiA | P50-053-3524 | Standalone | DE0502064 | Patients requiring fracture fixation or orthopaedic corrective surgery
Orthopaedics | Trauma - Extramedullary fixation | Plate accessories | Locking screw | Paragon28 | Gorilla, Screw, D3.5 x 26mm, Locking, Solid, TiA | P50-053-3526 | Standalone | DE0502064 | Patients requiring fracture fixation or orthopaedic corrective surgery
Orthopaedics | Trauma - Extramedullary fixation | Plate accessories | Locking screw | Paragon28 | Gorilla, Screw, D3.5 x 28mm, Locking, Solid, TiA | P50-053-3528 | Standalone | DE0502064 | Patients requiring fracture fixation or orthopaedic corrective surgery
Orthopaedics | Trauma - Extramedullary fixation | Plate accessories | Locking screw | Paragon28 | Gorilla, Screw, D3.5 x 30mm, Locking, Solid, TiA | P50-053-3530 | Standalone | DE0502064 | Patients requiring fracture fixation or orthopaedic corrective surgery
Orthopaedics | Trauma - Extramedullary fixation | Plate accessories | Locking screw | Paragon28 | Gorilla, Screw, D3.5 x 32mm, Locking, Solid, TiA | P50-053-3532 | Standalone | DE0502064 | Patients requiring fracture fixation or orthopaedic corrective surgery
Orthopaedics | Trauma - Extramedullary fixation | Plate accessories | Locking screw | Paragon28 | Gorilla, Screw, D3.5 x 34mm, Locking, Solid, TiA | P50-053-3534 | Standalone | DE0502064 | Patients requiring fracture fixation or orthopaedic corrective surgery
Orthopaedics | Trauma - Extramedullary fixation | Plate accessories | Locking screw | Paragon28 | Gorilla, Screw, D3.5 x 36mm, Locking, Solid, TiA | P50-053-3536 | Standalone | DE0502064 | Patients requiring fracture fixation or orthopaedic corrective surgery
Orthopaedics | Trauma - Extramedullary fixation | Plate accessories | Locking screw | Paragon28 | Gorilla, Screw, D3.5 x 38mm, Locking, Solid, TiA | P50-053-3538 | Standalone | DE0502064 | Patients requiring fracture fixation or orthopaedic corrective surgery
Orthopaedics | Trauma - Extramedullary fixation | Plate accessories | Locking screw | Paragon28 | Gorilla, Screw, D3.5 x 40mm, Locking, Solid, TiA | P50-053-3540 | Standalone | DE0502064 | Patients requiring fracture fixation or orthopaedic corrective surgery
Orthopaedics | Trauma - Extramedullary fixation | Plate accessories | Locking screw | Paragon28 | Gorilla, Screw, D3.5 x 42mm, Locking, Solid, TiA | P50-053-3542 | Standalone | DE0502064 | Patients requiring fracture fixation or orthopaedic corrective surgery
Orthopaedics | Trauma - Extramedullary fixation | Plate accessories | Locking screw | Paragon28 | Gorilla, Screw, D3.5 x 44mm, Locking, Solid, TiA | P50-053-3544 | Standalone | DE0502064 | Patients requiring fracture fixation or orthopaedic corrective surgery
Orthopaedics | Trauma - Extramedullary fixation | Plate accessories | Locking screw | Paragon28 | Gorilla, Screw, D3.5 x 46mm, Locking, Solid, TiA | P50-053-3546 | Standalone | DE0502064 | Patients requiring fracture fixation or orthopaedic corrective surgery
Orthopaedics | Trauma - Extramedullary fixation | Plate accessories | Locking screw | Paragon28 | Gorilla, Screw, D3.5 x 48mm, Locking, Solid, TiA | P50-053-3548 | Standalone | DE0502064 | Patients requiring fracture fixation or orthopaedic corrective surgery
Orthopaedics | Trauma - Extramedullary fixation | Plate accessories | Locking screw | Paragon28 | Gorilla, Screw, D3.5 x 50mm, Locking, Solid, TiA | P50-053-3550 | Standalone | DE0502064 | Patients requiring fracture fixation or orthopaedic corrective surgery
Orthopaedics | Trauma - Extramedullary fixation | Plate accessories | Locking screw | Paragon28 | Gorilla, Screw, D3.5 x 52mm, Locking, Solid, TiA | P50-053-3552 | Standalone | DE0502064 | Patients requiring fracture fixation or orthopaedic corrective surgery
Orthopaedics | Trauma - Extramedullary fixation | Plate accessories | Locking screw | Paragon28 | Gorilla, Screw, D3.5 x 54mm, Locking, Solid, TiA | P50-053-3554 | Standalone | DE0502064 | Patients requiring fracture fixation or orthopaedic corrective surgery
Orthopaedics | Trauma - Extramedullary fixation | Plate accessories | Locking screw | Paragon28 | Gorilla, Screw, D3.5 x 55mm, Locking, Solid, TiA | P50-053-3555 | Standalone | DE0502064 | Patients requiring fracture fixation or orthopaedic corrective surgery
Orthopaedics | Trauma - Extramedullary fixation | Plate accessories | Locking screw | Paragon28 | Gorilla, Screw, D3.5 x 56mm, Locking, Solid, TiA | P50-053-3556 | Standalone | DE0502064 | Patients requiring fracture fixation or orthopaedic corrective surgery
Orthopaedics | Trauma - Extramedullary fixation | Plate accessories | Locking screw | Paragon28 | Gorilla, Screw, D3.5 x 58mm, Locking, Solid, TiA | P50-053-3558 | Standalone | DE0502064 | Patients requiring fracture fixation or orthopaedic corrective surgery
Orthopaedics | Trauma - Extramedullary fixation | Plate accessories | Locking screw | Paragon28 | Gorilla, Screw, D3.5 x 60mm, Locking, Solid, TiA | P50-053-3560 | Standalone | DE0502064 | Patients requiring fracture fixation or orthopaedic corrective surgery
Orthopaedics | Trauma - Extramedullary fixation | Plate accessories | Locking screw | Paragon28 | Gorilla, Screw, D3.5 x 62mm, Locking, Solid, TiA | P50-053-3562 | Standalone | DE0502064 | Patients requiring fracture fixation or orthopaedic corrective surgery
Orthopaedics | Trauma - Extramedullary fixation | Plate accessories | Locking screw | Paragon28 | Gorilla, Screw, D3.5 x 64mm, Locking, Solid, TiA | P50-053-3564 | Standalone | DE0502064 | Patients requiring fracture fixation or orthopaedic corrective surgery
Orthopaedics | Trauma - Extramedullary fixation | Plate accessories | Locking screw | Paragon28 | Gorilla, Screw, D3.5 x 65mm, Locking, Solid, TiA | P50-053-3565 | Standalone | DE0502064 | Patients requiring fracture fixation or orthopaedic corrective surgery
Orthopaedics | Trauma - Extramedullary fixation | Plate accessories | Locking screw | Paragon28 | Gorilla, Screw, D3.5 x 66mm, Locking, Solid, TiA | P50-053-3566 | Standalone | DE0502064 | Patients requiring fracture fixation or orthopaedic corrective surgery
Orthopaedics | Trauma - Extramedullary fixation | Plate accessories | Locking screw | Paragon28 | Gorilla, Screw, D3.5 x 68mm, Locking, Solid, TiA | P50-053-3568 | Standalone | DE0502064 | Patients requiring fracture fixation or orthopaedic corrective surgery
Orthopaedics | Trauma - Extramedullary fixation | Plate accessories | Locking screw | Paragon28 | Gorilla, Screw, D3.5 x 70mm, Locking, Solid, TiA | P50-053-3570 | Standalone | DE0502064 | Patients requiring fracture fixation or orthopaedic corrective surgery
Orthopaedics | Trauma - Extramedullary fixation | Plate accessories | Locking screw | Paragon28 | Gorilla, Screw, D4.2 x 10mm, Locking, Solid, TiA | P50-053-4210 | Standalone | DE0502064 | Patients requiring fracture fixation or orthopaedic corrective surgery
Orthopaedics | Trauma - Extramedullary fixation | Plate accessories | Locking screw | Paragon28 | Gorilla, Screw, D4.2 x 12mm, Locking, Solid, TiA | P50-053-4212 | Standalone | DE0502064 | Patients requiring fracture fixation or orthopaedic corrective surgery
Orthopaedics | Trauma - Extramedullary fixation | Plate accessories | Locking screw | Paragon28 | Gorilla, Screw, D4.2 x 14mm, Locking, Solid, TiA | P50-053-4214 | Standalone | DE0502064 | Patients requiring fracture fixation or orthopaedic corrective surgery
Orthopaedics | Trauma - Extramedullary fixation | Plate accessories | Locking screw | Paragon28 | Gorilla, Screw, D4.2 x 16mm, Locking, Solid, TiA | P50-053-4216 | Standalone | DE0502064 | Patients requiring fracture fixation or orthopaedic corrective surgery
Orthopaedics | Trauma - Extramedullary fixation | Plate accessories | Locking screw | Paragon28 | Gorilla, Screw, D4.2 x 18mm, Locking, Solid, TiA | P50-053-4218 | Standalone | DE0502064 | Patients requiring fracture fixation or orthopaedic corrective surgery
Orthopaedics | Trauma - Extramedullary fixation | Plate accessories | Locking screw | Paragon28 | Gorilla, Screw, D4.2 x 20mm, Locking, Solid, TiA | P50-053-4220 | Standalone | DE0502064 | Patients requiring fracture fixation or orthopaedic corrective surgery
Orthopaedics | Trauma - Extramedullary fixation | Plate accessories | Locking screw | Paragon28 | Gorilla, Screw, D4.2 x 22mm, Locking, Solid, TiA | P50-053-4222 | Standalone | DE0502064 | Patients requiring fracture fixation or orthopaedic corrective surgery
Orthopaedics | Trauma - Extramedullary fixation | Plate accessories | Locking screw | Paragon28 | Gorilla, Screw, D4.2 x 24mm, Locking, Solid, TiA | P50-053-4224 | Standalone | DE0502064 | Patients requiring fracture fixation or orthopaedic corrective surgery
Orthopaedics | Trauma - Extramedullary fixation | Plate accessories | Locking screw | Paragon28 | Gorilla, Screw, D4.2 x 26mm, Locking, Solid, TiA | P50-053-4226 | Standalone | DE0502064 | Patients requiring fracture fixation or orthopaedic corrective surgery
Orthopaedics | Trauma - Extramedullary fixation | Plate accessories | Locking screw | Paragon28 | Gorilla, Screw, D4.2 x 28mm, Locking, Solid, TiA | P50-053-4228 | Standalone | DE0502064 | Patients requiring fracture fixation or orthopaedic corrective surgery
Orthopaedics | Trauma - Extramedullary fixation | Plate accessories | Locking screw | Paragon28 | Gorilla, Screw, D4.2 x 30mm, Locking, Solid, TiA | P50-053-4230 | Standalone | DE0502064 | Patients requiring fracture fixation or orthopaedic corrective surgery
Orthopaedics | Trauma - Extramedullary fixation | Plate accessories | Locking screw | Paragon28 | Gorilla, Screw, D4.2 x 32mm, Locking, Solid, TiA | P50-053-4232 | Standalone | DE0502064 | Patients requiring fracture fixation or orthopaedic corrective surgery
Orthopaedics | Trauma - Extramedullary fixation | Plate accessories | Locking screw | Paragon28 | Gorilla, Screw, D4.2 x 34mm, Locking, Solid, TiA | P50-053-4234 | Standalone | DE0502064 | Patients requiring fracture fixation or orthopaedic corrective surgery
Orthopaedics | Trauma - Extramedullary fixation | Plate accessories | Locking screw | Paragon28 | Gorilla, Screw, D4.2 x 36mm, Locking, Solid, TiA | P50-053-4236 | Standalone | DE0502064 | Patients requiring fracture fixation or orthopaedic corrective surgery
Orthopaedics | Trauma - Extramedullary fixation | Plate accessories | Locking screw | Paragon28 | Gorilla, Screw, D4.2 x 38mm, Locking, Solid, TiA | P50-053-4238 | Standalone | DE0502064 | Patients requiring fracture fixation or orthopaedic corrective surgery
Orthopaedics | Trauma - Extramedullary fixation | Plate accessories | Locking screw | Paragon28 | Gorilla, Screw, D4.2 x 40mm, Locking, Solid, TiA | P50-053-4240 | Standalone | DE0502064 | Patients requiring fracture fixation or orthopaedic corrective surgery
Orthopaedics | Trauma - Extramedullary fixation | Plate accessories | Locking screw | Paragon28 | Gorilla, Screw, D4.2 x 42mm, Locking, Solid, TiA | P50-053-4242 | Standalone | DE0502064 | Patients requiring fracture fixation or orthopaedic corrective surgery
Orthopaedics | Trauma - Extramedullary fixation | Plate accessories | Locking screw | Paragon28 | Gorilla, Screw, D4.2 x 44mm, Locking, Solid, TiA | P50-053-4244 | Standalone | DE0502064 | Patients requiring fracture fixation or orthopaedic corrective surgery
Orthopaedics | Trauma - Extramedullary fixation | Plate accessories | Locking screw | Paragon28 | Gorilla, Screw, D4.2 x 46mm, Locking, Solid, TiA | P50-053-4246 | Standalone | DE0502064 | Patients requiring fracture fixation or orthopaedic corrective surgery
Orthopaedics | Trauma - Extramedullary fixation | Plate accessories | Locking screw | Paragon28 | Gorilla, Screw, D4.2 x 48mm, Locking, Solid, TiA | P50-053-4248 | Standalone | DE0502064 | Patients requiring fracture fixation or orthopaedic corrective surgery
Orthopaedics | Trauma - Extramedullary fixation | Plate accessories | Locking screw | Paragon28 | Gorilla, Screw, D4.2 x 50mm, Locking, Solid, TiA | P50-053-4250 | Standalone | DE0502064 | Patients requiring fracture fixation or orthopaedic corrective surgery
Orthopaedics | Trauma - Extramedullary fixation | Plate accessories | Locking screw | Paragon28 | Gorilla, Screw, D4.2 x 52mm, Locking, Solid, TiA | P50-053-4252 | Standalone | DE0502064 | Patients requiring fracture fixation or orthopaedic corrective surgery
Orthopaedics | Trauma - Extramedullary fixation | Plate accessories | Locking screw | Paragon28 | Gorilla, Screw, D4.2 x 54mm, Locking, Solid, TiA | P50-053-4254 | Standalone | DE0502064 | Patients requiring fracture fixation or orthopaedic corrective surgery
Orthopaedics | Trauma - Extramedullary fixation | Plate accessories | Locking screw | Paragon28 | Gorilla, Screw, D4.2 x 55mm, Locking, Solid, TiA | P50-053-4255 | Standalone | DE0502064 | Patients requiring fracture fixation or orthopaedic corrective surgery
Orthopaedics | Trauma - Extramedullary fixation | Plate accessories | Locking screw | Paragon28 | Gorilla, Screw, D4.2 x 56mm, Locking, Solid, TiA | P50-053-4256 | Standalone | DE0502064 | Patients requiring fracture fixation or orthopaedic corrective surgery
Orthopaedics | Trauma - Extramedullary fixation | Plate accessories | Locking screw | Paragon28 | Gorilla, Screw, D4.2 x 58mm, Locking, Solid, TiA | P50-053-4258 | Standalone | DE0502064 | Patients requiring fracture fixation or orthopaedic corrective surgery
Orthopaedics | Trauma - Extramedullary fixation | Plate accessories | Locking screw | Paragon28 | Gorilla, Screw, D4.2 x 60mm, Locking, Solid, TiA | P50-053-4260 | Standalone | DE0502064 | Patients requiring fracture fixation or orthopaedic corrective surgery
Orthopaedics | Trauma - Extramedullary fixation | Plate accessories | Locking screw | Paragon28 | Gorilla, Screw, D4.2 x 62mm, Locking, Solid, TiA | P50-053-4262 | Standalone | DE0502064 | Patients requiring fracture fixation or orthopaedic corrective surgery
Orthopaedics | Trauma - Extramedullary fixation | Plate accessories | Locking screw | Paragon28 | Gorilla, Screw, D4.2 x 64mm, Locking, Solid, TiA | P50-053-4264 | Standalone | DE0502064 | Patients requiring fracture fixation or orthopaedic corrective surgery
Orthopaedics | Trauma - Extramedullary fixation | Plate accessories | Locking screw | Paragon28 | Gorilla, Screw, D4.2 x 65mm, Locking, Solid, TiA | P50-053-4265 | Standalone | DE0502064 | Patients requiring fracture fixation or orthopaedic corrective surgery
Orthopaedics | Trauma - Extramedullary fixation | Plate accessories | Locking screw | Paragon28 | Gorilla, Screw, D4.2 x 66mm, Locking, Solid, TiA | P50-053-4266 | Standalone | DE0502064 | Patients requiring fracture fixation or orthopaedic corrective surgery
Orthopaedics | Trauma - Extramedullary fixation | Plate accessories | Locking screw | Paragon28 | Gorilla, Screw, D4.2 x 68mm, Locking, Solid, TiA | P50-053-4268 | Standalone | DE0502064 | Patients requiring fracture fixation or orthopaedic corrective surgery
Orthopaedics | Trauma - Extramedullary fixation | Plate accessories | Locking screw | Paragon28 | Gorilla, Screw, D4.2 x 70mm, Locking, Solid, TiA | P50-053-4270 | Standalone | DE0502064 | Patients requiring fracture fixation or orthopaedic corrective surgery
Orthopaedics | Trauma - Extramedullary fixation | Plate accessories | Non-locking screw | Paragon28 | Baby Gorilla, Screw, D2.0 x 8 mm, Non-Locking | P50-153-2008 | Standalone | DE0506822 | Patients requiring fracture fixation or orthopaedic corrective surgery
Orthopaedics | Trauma - Extramedullary fixation | Plate accessories | Non-locking screw | Paragon28 | Baby Gorilla, Screw, D2.0 x 9mm, Non-Locking | P50-153-2009 | Standalone | DE0506822 | Patients requiring fracture fixation or orthopaedic corrective surgery
Orthopaedics | Trauma - Extramedullary fixation | Plate accessories | Non-locking screw | Paragon28 | Baby Gorilla, Screw, D2.0 x 10 mm, Non-Locking | P50-153-2010 | Standalone | DE0506822 | Patients requiring fracture fixation or orthopaedic corrective surgery
Orthopaedics | Trauma - Extramedullary fixation | Plate accessories | Non-locking screw | Paragon28 | Baby Gorilla, Screw, D2.0 x 11mm, Non-Locking | P50-153-2011 | Standalone | DE0506822 | Patients requiring fracture fixation or orthopaedic corrective surgery
Orthopaedics | Trauma - Extramedullary fixation | Plate accessories | Non-locking screw | Paragon28 | Baby Gorilla, Screw, D2.0 x 12mm, Non-Locking | P50-153-2012 | Standalone | DE0506822 | Patients requiring fracture fixation or orthopaedic corrective surgery
Orthopaedics | Trauma - Extramedullary fixation | Plate accessories | Non-locking screw | Paragon28 | Baby Gorilla, Screw, D2.0 x 13mm, Non-Locking | P50-153-2013 | Standalone | DE0506822 | Patients requiring fracture fixation or orthopaedic corrective surgery
Orthopaedics | Trauma - Extramedullary fixation | Plate accessories | Non-locking screw | Paragon28 | Baby Gorilla, Screw, D2.0 x 14mm, Non-Locking | P50-153-2014 | Standalone | DE0506822 | Patients requiring fracture fixation or orthopaedic corrective surgery
Orthopaedics | Trauma - Extramedullary fixation | Plate accessories | Non-locking screw | Paragon28 | Baby Gorilla, Screw, D2.0 x 15mm, Non-Locking | P50-153-2015 | Standalone | DE0506822 | Patients requiring fracture fixation or orthopaedic corrective surgery
Orthopaedics | Trauma - Extramedullary fixation | Plate accessories | Non-locking screw | Paragon28 | Baby Gorilla, Screw, D2.0 x 16mm, Non-Locking | P50-153-2016 | Standalone | DE0506822 | Patients requiring fracture fixation or orthopaedic corrective surgery
Orthopaedics | Trauma - Extramedullary fixation | Plate accessories | Non-locking screw | Paragon28 | Baby Gorilla, Screw, D2.0 x 17mm, Non-Locking | P50-153-2017 | Standalone | DE0506822 | Patients requiring fracture fixation or orthopaedic corrective surgery
Orthopaedics | Trauma - Extramedullary fixation | Plate accessories | Non-locking screw | Paragon28 | Baby Gorilla, Screw, D2.0 x 18mm, Non-Locking | P50-153-2018 | Standalone | DE0506822 | Patients requiring fracture fixation or orthopaedic corrective surgery
Orthopaedics | Trauma - Extramedullary fixation | Plate accessories | Non-locking screw | Paragon28 | Baby Gorilla, Screw, D2.0 x 19mm, Non-Locking | P50-153-2019 | Standalone | DE0506822 | Patients requiring fracture fixation or orthopaedic corrective surgery
Orthopaedics | Trauma - Extramedullary fixation | Plate accessories | Non-locking screw | Paragon28 | Baby Gorilla, Screw, D2.0 x 20mm, Non-Locking | P50-153-2020 | Standalone | DE0506822 | Patients requiring fracture fixation or orthopaedic corrective surgery
Orthopaedics | Trauma - Extramedullary fixation | Plate accessories | Non-locking screw | Paragon28 | Baby Gorilla, Screw, D2.0 x 21mm, Non-Locking | P50-153-2021 | Standalone | DE0506822 | Patients requiring fracture fixation or orthopaedic corrective surgery
Orthopaedics | Trauma - Extramedullary fixation | Plate accessories | Non-locking screw | Paragon28 | Baby Gorilla, Screw, D2.0 x 22mm, Non-Locking | P50-153-2022 | Standalone | DE0506822 | Patients requiring fracture fixation or orthopaedic corrective surgery
Orthopaedics | Trauma - Extramedullary fixation | Plate accessories | Non-locking screw | Paragon28 | Baby Gorilla, Screw, D2.0 x 23mm, Non-Locking | P50-153-2023 | Standalone | DE0506822 | Patients requiring fracture fixation or orthopaedic corrective surgery
Orthopaedics | Trauma - Extramedullary fixation | Plate accessories | Non-locking screw | Paragon28 | Baby Gorilla, Screw, D2.0 x 24mm, Non-Locking | P50-153-2024 | Standalone | DE0506822 | Patients requiring fracture fixation or orthopaedic corrective surgery
Orthopaedics | Trauma - Extramedullary fixation | Plate accessories | Non-locking screw | Paragon28 | Baby Gorilla, Screw, D2.0 x 25mm, Non-Locking | P50-153-2025 | Standalone | DE0506822 | Patients requiring fracture fixation or orthopaedic corrective surgery
Orthopaedics | Trauma - Extramedullary fixation | Plate accessories | Non-locking screw | Paragon28 | Baby Gorilla, Screw, D2.0 x 26mm, Non-Locking | P50-153-2026 | Standalone | DE0506822 | Patients requiring fracture fixation or orthopaedic corrective surgery
Orthopaedics | Trauma - Extramedullary fixation | Plate accessories | Non-locking screw | Paragon28 | Baby Gorilla, Screw, D2.0 x 27mm, Non-Locking | P50-153-2027 | Standalone | DE0506822 | Patients requiring fracture fixation or orthopaedic corrective surgery
Orthopaedics | Trauma - Extramedullary fixation | Plate accessories | Non-locking screw | Paragon28 | Baby Gorilla, Screw, D2.0 x 28mm, Non-Locking | P50-153-2028 | Standalone | DE0506822 | Patients requiring fracture fixation or orthopaedic corrective surgery
Orthopaedics | Trauma - Extramedullary fixation | Plate accessories | Non-locking screw | Paragon28 | Baby Gorilla, Screw, D2.0 x 29mm, Non-Locking | P50-153-2029 | Standalone | DE0506822 | Patients requiring fracture fixation or orthopaedic corrective surgery
Orthopaedics | Trauma - Extramedullary fixation | Plate accessories | Non-locking screw | Paragon28 | Baby Gorilla, Screw, D2.0 x 30mm, Non-Locking | P50-153-2030 | Standalone | DE0506822 | Patients requiring fracture fixation or orthopaedic corrective surgery
Orthopaedics | Trauma - Extramedullary fixation | Plate accessories | Non-locking screw | Paragon28 | Baby Gorilla, Screw, D2.0 x 31mm, Non-Locking | P50-153-2031 | Standalone | DE0506822 | Patients requiring fracture fixation or orthopaedic corrective surgery
Orthopaedics | Trauma - Extramedullary fixation | Plate accessories | Non-locking screw | Paragon28 | Baby Gorilla, Screw, D2.0 x 32mm, Non-Locking | P50-153-2032 | Standalone | DE0506822 | Patients requiring fracture fixation or orthopaedic corrective surgery
Orthopaedics | Trauma - Extramedullary fixation | Plate accessories | Non-locking screw | Paragon28 | Baby Gorilla, Screw, D2.0 x 33mm, Non-Locking | P50-153-2033 | Standalone | DE0506822 | Patients requiring fracture fixation or orthopaedic corrective surgery
Orthopaedics | Trauma - Extramedullary fixation | Plate accessories | Non-locking screw | Paragon28 | Baby Gorilla, Screw, D2.0 x 34mm, Non-Locking | P50-153-2034 | Standalone | DE0506822 | Patients requiring fracture fixation or orthopaedic corrective surgery
Orthopaedics | Trauma - Extramedullary fixation | Plate accessories | Non-locking screw | Paragon28 | Baby Gorilla, Screw, D2.0 x 35mm, Non-Locking | P50-153-2035 | Standalone | DE0506822 | Patients requiring fracture fixation or orthopaedic corrective surgery
Orthopaedics | Trauma - Extramedullary fixation | Plate accessories | Non-locking screw | Paragon28 | Baby Gorilla, Screw, D2.0 x 36mm, Non-Locking | P50-153-2036 | Standalone | DE0506822 | Patients requiring fracture fixation or orthopaedic corrective surgery
Orthopaedics | Trauma - Extramedullary fixation | Plate accessories | Non-locking screw | Paragon28 | Baby Gorilla, Screw, D2.0 x 37mm, Non-Locking | P50-153-2037 | Standalone | DE0506822 | Patients requiring fracture fixation or orthopaedic corrective surgery
Orthopaedics | Trauma - Extramedullary fixation | Plate accessories | Non-locking screw | Paragon28 | Baby Gorilla, Screw, D2.0 x 38mm, Non-Locking | P50-153-2038 | Standalone | DE0506822 | Patients requiring fracture fixation or orthopaedic corrective surgery
Orthopaedics | Trauma - Extramedullary fixation | Plate accessories | Non-locking screw | Paragon28 | Baby Gorilla, Screw, D2.0 x 39mm, Non-Locking | P50-153-2039 | Standalone | DE0506822 | Patients requiring fracture fixation or orthopaedic corrective surgery
Orthopaedics | Trauma - Extramedullary fixation | Plate accessories | Non-locking screw | Paragon28 | Baby Gorilla, Screw, D2.0 x 40mm, Non-Locking | P50-153-2040 | Standalone | DE0506822 | Patients requiring fracture fixation or orthopaedic corrective surgery
Orthopaedics | Trauma - Extramedullary fixation | Plate accessories | Non-locking screw | Paragon28 | Baby Gorilla, Screw, D2.5 x 8 mm, Non-Locking | P50-153-2508 | Standalone | DE0506822 | Patients requiring fracture fixation or orthopaedic corrective surgery
Orthopaedics | Trauma - Extramedullary fixation | Plate accessories | Non-locking screw | Paragon28 | Baby Gorilla, Screw, D2.5 x 9mm, Non-Locking | P50-153-2509 | Standalone | DE0506822 | Patients requiring fracture fixation or orthopaedic corrective surgery
Orthopaedics | Trauma - Extramedullary fixation | Plate accessories | Non-locking screw | Paragon28 | Baby Gorilla, Screw, D2.5 x 10mm, Non-Locking | P50-153-2510 | Standalone | DE0506822 | Patients requiring fracture fixation or orthopaedic corrective surgery
Orthopaedics | Trauma - Extramedullary fixation | Plate accessories | Non-locking screw | Paragon28 | Baby Gorilla, Screw, D2.5 x 11mm, Non-Locking | P50-153-2511 | Standalone | DE0506822 | Patients requiring fracture fixation or orthopaedic corrective surgery
Orthopaedics | Trauma - Extramedullary fixation | Plate accessories | Non-locking screw | Paragon28 | Baby Gorilla, Screw, D2.5 x 12mm, Non-Locking | P50-153-2512 | Standalone | DE0506822 | Patients requiring fracture fixation or orthopaedic corrective surgery
Orthopaedics | Trauma - Extramedullary fixation | Plate accessories | Non-locking screw | Paragon28 | Baby Gorilla, Screw, D2.5 x 13mm, Non-Locking | P50-153-2513 | Standalone | DE0506822 | Patients requiring fracture fixation or orthopaedic corrective surgery
Orthopaedics | Trauma - Extramedullary fixation | Plate accessories | Non-locking screw | Paragon28 | Baby Gorilla, Screw, D2.5 x 14mm, Non-Locking | P50-153-2514 | Standalone | DE0506822 | Patients requiring fracture fixation or orthopaedic corrective surgery
Orthopaedics | Trauma - Extramedullary fixation | Plate accessories | Non-locking screw | Paragon28 | Baby Gorilla, Screw, D2.5 x 15mm, Non-Locking | P50-153-2515 | Standalone | DE0506822 | Patients requiring fracture fixation or orthopaedic corrective surgery
Orthopaedics | Trauma - Extramedullary fixation | Plate accessories | Non-locking screw | Paragon28 | Baby Gorilla, Screw, D2.5 x 16mm, Non-Locking | P50-153-2516 | Standalone | DE0506822 | Patients requiring fracture fixation or orthopaedic corrective surgery
Orthopaedics | Trauma - Extramedullary fixation | Plate accessories | Non-locking screw | Paragon28 | Baby Gorilla, Screw, D2.5 x 17mm, Non-Locking | P50-153-2517 | Standalone | DE0506822 | Patients requiring fracture fixation or orthopaedic corrective surgery
Orthopaedics | Trauma - Extramedullary fixation | Plate accessories | Non-locking screw | Paragon28 | Baby Gorilla, Screw, D2.5 x 18mm, Non-Locking | P50-153-2518 | Standalone | DE0506822 | Patients requiring fracture fixation or orthopaedic corrective surgery
Orthopaedics | Trauma - Extramedullary fixation | Plate accessories | Non-locking screw | Paragon28 | Baby Gorilla, Screw, D2.5 x 19mm, Non-Locking | P50-153-2519 | Standalone | DE0506822 | Patients requiring fracture fixation or orthopaedic corrective surgery
Orthopaedics | Trauma - Extramedullary fixation | Plate accessories | Non-locking screw | Paragon28 | Baby Gorilla, Screw, D2.5 x 20mm, Non-Locking | P50-153-2520 | Standalone | DE0506822 | Patients requiring fracture fixation or orthopaedic corrective surgery
Orthopaedics | Trauma - Extramedullary fixation | Plate accessories | Non-locking screw | Paragon28 | Baby Gorilla, Screw, D2.5 x 21mm, Non-Locking | P50-153-2521 | Standalone | DE0506822 | Patients requiring fracture fixation or orthopaedic corrective surgery
Orthopaedics | Trauma - Extramedullary fixation | Plate accessories | Non-locking screw | Paragon28 | Baby Gorilla, Screw, D2.5 x 22mm, Non-Locking | P50-153-2522 | Standalone | DE0506822 | Patients requiring fracture fixation or orthopaedic corrective surgery
Orthopaedics | Trauma - Extramedullary fixation | Plate accessories | Non-locking screw | Paragon28 | Baby Gorilla, Screw, D2.5 x 23mm, Non-Locking | P50-153-2523 | Standalone | DE0506822 | Patients requiring fracture fixation or orthopaedic corrective surgery
Orthopaedics | Trauma - Extramedullary fixation | Plate accessories | Non-locking screw | Paragon28 | Baby Gorilla, Screw, D2.5 x 24mm, Non-Locking | P50-153-2524 | Standalone | DE0506822 | Patients requiring fracture fixation or orthopaedic corrective surgery
Orthopaedics | Trauma - Extramedullary fixation | Plate accessories | Non-locking screw | Paragon28 | Baby Gorilla, Screw, D2.5 x 25mm, Non-Locking | P50-153-2525 | Standalone | DE0506822 | Patients requiring fracture fixation or orthopaedic corrective surgery
Orthopaedics | Trauma - Extramedullary fixation | Plate accessories | Non-locking screw | Paragon28 | Baby Gorilla, Screw, D2.5 x 26mm, Non-Locking | P50-153-2526 | Standalone | DE0506822 | Patients requiring fracture fixation or orthopaedic corrective surgery
Orthopaedics | Trauma - Extramedullary fixation | Plate accessories | Non-locking screw | Paragon28 | Baby Gorilla, Screw, D2.5 x 27mm, Non-Locking | P50-153-2527 | Standalone | DE0506822 | Patients requiring fracture fixation or orthopaedic corrective surgery
Orthopaedics | Trauma - Extramedullary fixation | Plate accessories | Non-locking screw | Paragon28 | Baby Gorilla, Screw, D2.5 x 28mm, Non-Locking | P50-153-2528 | Standalone | DE0506822 | Patients requiring fracture fixation or orthopaedic corrective surgery
Orthopaedics | Trauma - Extramedullary fixation | Plate accessories | Non-locking screw | Paragon28 | Baby Gorilla, Screw, D2.5 x 29mm, Non-Locking | P50-153-2529 | Standalone | DE0506822 | Patients requiring fracture fixation or orthopaedic corrective surgery
Orthopaedics | Trauma - Extramedullary fixation | Plate accessories | Non-locking screw | Paragon28 | Baby Gorilla, Screw, D2.5 x 30mm, Non-Locking | P50-153-2530 | Standalone | DE0506822 | Patients requiring fracture fixation or orthopaedic corrective surgery
Orthopaedics | Trauma - Extramedullary fixation | Plate accessories | Non-locking screw | Paragon28 | Baby Gorilla, Screw, D2.5 x 31mm, Non-Locking | P50-153-2531 | Standalone | DE0506822 | Patients requiring fracture fixation or orthopaedic corrective surgery
Orthopaedics | Trauma - Extramedullary fixation | Plate accessories | Non-locking screw | Paragon28 | Baby Gorilla, Screw, D2.5 x 32mm, Non-Locking | P50-153-2532 | Standalone | DE0506822 | Patients requiring fracture fixation or orthopaedic corrective surgery
Orthopaedics | Trauma - Extramedullary fixation | Plate accessories | Non-locking screw | Paragon28 | Baby Gorilla, Screw, D2.5 x 33mm, Non-Locking | P50-153-2533 | Standalone | DE0506822 | Patients requiring fracture fixation or orthopaedic corrective surgery
Orthopaedics | Trauma - Extramedullary fixation | Plate accessories | Non-locking screw | Paragon28 | Baby Gorilla, Screw, D2.5 x 34mm, Non-Locking | P50-153-2534 | Standalone | DE0506822 | Patients requiring fracture fixation or orthopaedic corrective surgery
Orthopaedics | Trauma - Extramedullary fixation | Plate accessories | Non-locking screw | Paragon28 | Baby Gorilla, Screw, D2.5 x 35mm, Non-Locking | P50-153-2535 | Standalone | DE0506822 | Patients requiring fracture fixation or orthopaedic corrective surgery
Orthopaedics | Trauma - Extramedullary fixation | Plate accessories | Non-locking screw | Paragon28 | Baby Gorilla, Screw, D2.5 x 36mm, Non-Locking | P50-153-2536 | Standalone | DE0506822 | Patients requiring fracture fixation or orthopaedic corrective surgery
Orthopaedics | Trauma - Extramedullary fixation | Plate accessories | Non-locking screw | Paragon28 | Baby Gorilla, Screw, D2.5 x37mm, Non-Locking | P50-153-2537 | Standalone | DE0506822 | Patients requiring fracture fixation or orthopaedic corrective surgery
Orthopaedics | Trauma - Extramedullary fixation | Plate accessories | Non-locking screw | Paragon28 | Baby Gorilla, Screw, D2.5 x 38mm, Non-Locking | P50-153-2538 | Standalone | DE0506822 | Patients requiring fracture fixation or orthopaedic corrective surgery
Orthopaedics | Trauma - Extramedullary fixation | Plate accessories | Non-locking screw | Paragon28 | Baby Gorilla, Screw, D2.5 x 39mm, Non-Locking | P50-153-2539 | Standalone | DE0506822 | Patients requiring fracture fixation or orthopaedic corrective surgery
Orthopaedics | Trauma - Extramedullary fixation | Plate accessories | Non-locking screw | Paragon28 | Baby Gorilla, Screw, D2.5 x 40mm, Non-Locking | P50-153-2540 | Standalone | DE0506822 | Patients requiring fracture fixation or orthopaedic corrective surgery
Orthopaedics | Trauma - Extramedullary fixation | Plate accessories | Non-locking screw | Paragon28 | Baby Gorilla, Screw, D2.5 x 42mm, Non-Locking | P50-153-2542 | Standalone | DE0506822 | Patients requiring fracture fixation or orthopaedic corrective surgery
Orthopaedics | Trauma - Extramedullary fixation | Plate accessories | Non-locking screw | Paragon28 | Baby Gorilla, Screw, D2.5 x 44mm, Non-Locking | P50-153-2544 | Standalone | DE0506822 | Patients requiring fracture fixation or orthopaedic corrective surgery
Orthopaedics | Trauma - Extramedullary fixation | Plate accessories | Non-locking screw | Paragon28 | Baby Gorilla, Screw, D2.5 x 45mm, Non-Locking | P50-153-2545 | Standalone | DE0506822 | Patients requiring fracture fixation or orthopaedic corrective surgery
Orthopaedics | Trauma - Extramedullary fixation | Plate accessories | Non-locking screw | Paragon28 | Baby Gorilla, Screw, D2.5 x 46mm, Non-Locking | P50-153-2546 | Standalone | DE0506822 | Patients requiring fracture fixation or orthopaedic corrective surgery
Orthopaedics | Trauma - Extramedullary fixation | Plate accessories | Non-locking screw | Paragon28 | Baby Gorilla, Screw, D2.5 x 48mm, Non-Locking | P50-153-2548 | Standalone | DE0506822 | Patients requiring fracture fixation or orthopaedic corrective surgery
Orthopaedics | Trauma - Extramedullary fixation | Plate accessories | Non-locking screw | Paragon28 | Baby Gorilla, Screw, D2.5 x 50mm, Non-Locking | P50-153-2550 | Standalone | DE0506822 | Patients requiring fracture fixation or orthopaedic corrective surgery
Orthopaedics | Trauma - Extramedullary fixation | Plate accessories | Non-locking screw | Paragon28 | Gorilla, Screw, D2.7 x 8mm, Non-Locking, Solid, TiA | P50-153-2708 | Standalone | DE0502064 | Patients requiring fracture fixation or orthopaedic corrective surgery
Orthopaedics | Trauma - Extramedullary fixation | Plate accessories | Non-locking screw | Paragon28 | Gorilla, Screw, D2.7 x 9mm, Non-Locking, Solid, TiA | P50-153-2709 | Standalone | DE0502064 | Patients requiring fracture fixation or orthopaedic corrective surgery
Orthopaedics | Trauma - Extramedullary fixation | Plate accessories | Non-locking screw | Paragon28 | Gorilla, Screw, D2.7 x 10mm, Non-Locking, Solid, TiA | P50-153-2710 | Standalone | DE0502064 | Patients requiring fracture fixation or orthopaedic corrective surgery
Orthopaedics | Trauma - Extramedullary fixation | Plate accessories | Non-locking screw | Paragon28 | Gorilla, Screw, D2.7 x 11mm, Non-Locking, Solid, TiA | P50-153-2711 | Standalone | DE0502064 | Patients requiring fracture fixation or orthopaedic corrective surgery
Orthopaedics | Trauma - Extramedullary fixation | Plate accessories | Non-locking screw | Paragon28 | Gorilla, Screw, D2.7 x 12mm, Non-Locking, Solid, TiA | P50-153-2712 | Standalone | DE0502064 | Patients requiring fracture fixation or orthopaedic corrective surgery
Orthopaedics | Trauma - Extramedullary fixation | Plate accessories | Non-locking screw | Paragon28 | Gorilla, Screw, D2.7 x 13mm, Non-Locking, Solid, TiA | P50-153-2713 | Standalone | DE0502064 | Patients requiring fracture fixation or orthopaedic corrective surgery
Orthopaedics | Trauma - Extramedullary fixation | Plate accessories | Non-locking screw | Paragon28 | Gorilla, Screw, D2.7 x 14mm, Non-Locking, Solid, TiA | P50-153-2714 | Standalone | DE0502064 | Patients requiring fracture fixation or orthopaedic corrective surgery
Orthopaedics | Trauma - Extramedullary fixation | Plate accessories | Non-locking screw | Paragon28 | Gorilla, Screw, D2.7 x 15mm, Non-Locking, Solid, TiA | P50-153-2715 | Standalone | DE0502064 | Patients requiring fracture fixation or orthopaedic corrective surgery
Orthopaedics | Trauma - Extramedullary fixation | Plate accessories | Non-locking screw | Paragon28 | Gorilla, Screw, D2.7 x 16mm, Non-Locking, Solid, TiA | P50-153-2716 | Standalone | DE0502064 | Patients requiring fracture fixation or orthopaedic corrective surgery
Orthopaedics | Trauma - Extramedullary fixation | Plate accessories | Non-locking screw | Paragon28 | Gorilla, Screw, D2.7 x 17mm, Non-Locking, Solid, TiA | P50-153-2717 | Standalone | DE0502064 | Patients requiring fracture fixation or orthopaedic corrective surgery
Orthopaedics | Trauma - Extramedullary fixation | Plate accessories | Non-locking screw | Paragon28 | Gorilla, Screw, D2.7 x 18mm, Non-Locking, Solid, TiA | P50-153-2718 | Standalone | DE0502064 | Patients requiring fracture fixation or orthopaedic corrective surgery
Orthopaedics | Trauma - Extramedullary fixation | Plate accessories | Non-locking screw | Paragon28 | Gorilla, Screw, D2.7 x 19mm, Non-Locking, Solid, TiA | P50-153-2719 | Standalone | DE0502064 | Patients requiring fracture fixation or orthopaedic corrective surgery
Orthopaedics | Trauma - Extramedullary fixation | Plate accessories | Non-locking screw | Paragon28 | Gorilla, Screw, D2.7 x 20mm, Non-Locking, Solid, TiA | P50-153-2720 | Standalone | DE0502064 | Patients requiring fracture fixation or orthopaedic corrective surgery
Orthopaedics | Trauma - Extramedullary fixation | Plate accessories | Non-locking screw | Paragon28 | Gorilla, Screw, D2.7 x 21mm, Non-Locking, Solid, TiA | P50-153-2721 | Standalone | DE0502064 | Patients requiring fracture fixation or orthopaedic corrective surgery
Orthopaedics | Trauma - Extramedullary fixation | Plate accessories | Non-locking screw | Paragon28 | Gorilla, Screw, D2.7 x 22mm, Non-Locking, Solid, TiA | P50-153-2722 | Standalone | DE0502064 | Patients requiring fracture fixation or orthopaedic corrective surgery
Orthopaedics | Trauma - Extramedullary fixation | Plate accessories | Non-locking screw | Paragon28 | Gorilla, Screw, D2.7 x 23mm, Non-Locking, Solid, TiA | P50-153-2723 | Standalone | DE0502064 | Patients requiring fracture fixation or orthopaedic corrective surgery
Orthopaedics | Trauma - Extramedullary fixation | Plate accessories | Non-locking screw | Paragon28 | Gorilla, Screw, D2.7 x 24mm, Non-Locking, Solid, TiA | P50-153-2724 | Standalone | DE0502064 | Patients requiring fracture fixation or orthopaedic corrective surgery
Orthopaedics | Trauma - Extramedullary fixation | Plate accessories | Non-locking screw | Paragon28 | Gorilla, Screw, D2.7 x 25mm, Non-Locking, Solid, TiA | P50-153-2725 | Standalone | DE0502064 | Patients requiring fracture fixation or orthopaedic corrective surgery
Orthopaedics | Trauma - Extramedullary fixation | Plate accessories | Non-locking screw | Paragon28 | Gorilla, Screw, D2.7 x 26mm, Non-Locking, Solid, TiA | P50-153-2726 | Standalone | DE0502064 | Patients requiring fracture fixation or orthopaedic corrective surgery
Orthopaedics | Trauma - Extramedullary fixation | Plate accessories | Non-locking screw | Paragon28 | Gorilla, Screw, D2.7 x 27mm, Non-Locking, Solid, TiA | P50-153-2727 | Standalone | DE0502064 | Patients requiring fracture fixation or orthopaedic corrective surgery
Orthopaedics | Trauma - Extramedullary fixation | Plate accessories | Non-locking screw | Paragon28 | Gorilla, Screw, D2.7 x 28mm, Non-Locking, Solid, TiA | P50-153-2728 | Standalone | DE0502064 | Patients requiring fracture fixation or orthopaedic corrective surgery
Orthopaedics | Trauma - Extramedullary fixation | Plate accessories | Non-locking screw | Paragon28 | Gorilla, Screw, D2.7 x 29mm, Non-Locking, Solid, TiA | P50-153-2729 | Standalone | DE0502064 | Patients requiring fracture fixation or orthopaedic corrective surgery
Orthopaedics | Trauma - Extramedullary fixation | Plate accessories | Non-locking screw | Paragon28 | Gorilla, Screw, D2.7 x 30mm, Non-Locking, Solid, TiA | P50-153-2730 | Standalone | DE0502064 | Patients requiring fracture fixation or orthopaedic corrective surgery
Orthopaedics | Trauma - Extramedullary fixation | Plate accessories | Non-locking screw | Paragon28 | Gorilla, Screw, D2.7 x 31mm, Non-Locking, Solid, TiA | P50-153-2731 | Standalone | DE0502064 | Patients requiring fracture fixation or orthopaedic corrective surgery
Orthopaedics | Trauma - Extramedullary fixation | Plate accessories | Non-locking screw | Paragon28 | Gorilla, Screw, D2.7 x 32mm, Non-Locking, Solid, TiA | P50-153-2732 | Standalone | DE0502064 | Patients requiring fracture fixation or orthopaedic corrective surgery
Orthopaedics | Trauma - Extramedullary fixation | Plate accessories | Non-locking screw | Paragon28 | Gorilla, Screw, D2.7 x 33mm, Non-Locking, Solid, TiA | P50-153-2733 | Standalone | DE0502064 | Patients requiring fracture fixation or orthopaedic corrective surgery
Orthopaedics | Trauma - Extramedullary fixation | Plate accessories | Non-locking screw | Paragon28 | Gorilla, Screw, D2.7 x 34mm, Non-Locking, Solid, TiA | P50-153-2734 | Standalone | DE0502064 | Patients requiring fracture fixation or orthopaedic corrective surgery
Orthopaedics | Trauma - Extramedullary fixation | Plate accessories | Non-locking screw | Paragon28 | Gorilla, Screw, D2.7 x 35mm, Non-Locking, Solid, TiA | P50-153-2735 | Standalone | DE0502064 | Patients requiring fracture fixation or orthopaedic corrective surgery
Orthopaedics | Trauma - Extramedullary fixation | Plate accessories | Non-locking screw | Paragon28 | Gorilla, Screw, D2.7 x 36mm, Non-Locking, Solid, TiA | P50-153-2736 | Standalone | DE0502064 | Patients requiring fracture fixation or orthopaedic corrective surgery
Orthopaedics | Trauma - Extramedullary fixation | Plate accessories | Non-locking screw | Paragon28 | Gorilla, Screw, D2.7 x 37mm, Non-Locking, Solid, TiA | P50-153-2737 | Standalone | DE0502064 | Patients requiring fracture fixation or orthopaedic corrective surgery
Orthopaedics | Trauma - Extramedullary fixation | Plate accessories | Non-locking screw | Paragon28 | Gorilla, Screw, D2.7 x 38mm, Non-Locking, Solid, TiA | P50-153-2738 | Standalone | DE0502064 | Patients requiring fracture fixation or orthopaedic corrective surgery
Orthopaedics | Trauma - Extramedullary fixation | Plate accessories | Non-locking screw | Paragon28 | Gorilla, Screw, D2.7 x 39mm, Non-Locking, Solid, TiA | P50-153-2739 | Standalone | DE0502064 | Patients requiring fracture fixation or orthopaedic corrective surgery
Orthopaedics | Trauma - Extramedullary fixation | Plate accessories | Non-locking screw | Paragon28 | Gorilla, Screw, D2.7 x 40mm, Non-Locking, Solid, TiA | P50-153-2740 | Standalone | DE0502064 | Patients requiring fracture fixation or orthopaedic corrective surgery
Orthopaedics | Trauma - Extramedullary fixation | Plate accessories | Non-locking screw | Paragon28 | Gorilla, Screw, D3.5 x 8mm, Non-Locking, Solid, TiA | P50-153-3508 | Standalone | DE0502064 | Patients requiring fracture fixation or orthopaedic corrective surgery
Orthopaedics | Trauma - Extramedullary fixation | Plate accessories | Non-locking screw | Paragon28 | Gorilla, Screw, D3.5 x 10mm, Non-Locking, Solid, TiA | P50-153-3510 | Standalone | DE0502064 | Patients requiring fracture fixation or orthopaedic corrective surgery
Orthopaedics | Trauma - Extramedullary fixation | Plate accessories | Non-locking screw | Paragon28 | Gorilla, Screw, D3.5 x 12mm, Non-Locking, Solid, TiA | P50-153-3512 | Standalone | DE0502064 | Patients requiring fracture fixation or orthopaedic corrective surgery
Orthopaedics | Trauma - Extramedullary fixation | Plate accessories | Non-locking screw | Paragon28 | Gorilla, Screw, D3.5 x 14mm, Non-Locking, Solid, TiA | P50-153-3514 | Standalone | DE0502064 | Patients requiring fracture fixation or orthopaedic corrective surgery
Orthopaedics | Trauma - Extramedullary fixation | Plate accessories | Non-locking screw | Paragon28 | Gorilla, Screw, D3.5 x 16mm, Non-Locking, Solid, TiA | P50-153-3516 | Standalone | DE0502064 | Patients requiring fracture fixation or orthopaedic corrective surgery
Orthopaedics | Trauma - Extramedullary fixation | Plate accessories | Non-locking screw | Paragon28 | Gorilla, Screw, D3.5 x 18mm, Non-Locking, Solid, TiA | P50-153-3518 | Standalone | DE0502064 | Patients requiring fracture fixation or orthopaedic corrective surgery
Orthopaedics | Trauma - Extramedullary fixation | Plate accessories | Non-locking screw | Paragon28 | Gorilla, Screw, D3.5 x 20mm, Non-Locking, Solid, TiA | P50-153-3520 | Standalone | DE0502064 | Patients requiring fracture fixation or orthopaedic corrective surgery
Orthopaedics | Trauma - Extramedullary fixation | Plate accessories | Non-locking screw | Paragon28 | Gorilla, Screw, D3.5 x 22mm, Non-Locking, Solid, TiA | P50-153-3522 | Standalone | DE0502064 | Patients requiring fracture fixation or orthopaedic corrective surgery
Orthopaedics | Trauma - Extramedullary fixation | Plate accessories | Non-locking screw | Paragon28 | Gorilla, Screw, D3.5 x 24mm, Non-Locking, Solid, TiA | P50-153-3524 | Standalone | DE0502064 | Patients requiring fracture fixation or orthopaedic corrective surgery
Orthopaedics | Trauma - Extramedullary fixation | Plate accessories | Non-locking screw | Paragon28 | Gorilla, Screw, D3.5 x 26mm, Non-Locking, Solid, TiA | P50-153-3526 | Standalone | DE0502064 | Patients requiring fracture fixation or orthopaedic corrective surgery
Orthopaedics | Trauma - Extramedullary fixation | Plate accessories | Non-locking screw | Paragon28 | Gorilla, Screw, D3.5 x 28mm, Non-Locking, Solid, TiA | P50-153-3528 | Standalone | DE0502064 | Patients requiring fracture fixation or orthopaedic corrective surgery
Orthopaedics | Trauma - Extramedullary fixation | Plate accessories | Non-locking screw | Paragon28 | Gorilla, Screw, D3.5 x 30mm, Non-Locking, Solid, TiA | P50-153-3530 | Standalone | DE0502064 | Patients requiring fracture fixation or orthopaedic corrective surgery
Orthopaedics | Trauma - Extramedullary fixation | Plate accessories | Non-locking screw | Paragon28 | Gorilla, Screw, D3.5 x 32mm, Non-Locking, Solid, TiA | P50-153-3532 | Standalone | DE0502064 | Patients requiring fracture fixation or orthopaedic corrective surgery
Orthopaedics | Trauma - Extramedullary fixation | Plate accessories | Non-locking screw | Paragon28 | Gorilla, Screw, D3.5 x 34mm, Non-Locking, Solid, TiA | P50-153-3534 | Standalone | DE0502064 | Patients requiring fracture fixation or orthopaedic corrective surgery
Orthopaedics | Trauma - Extramedullary fixation | Plate accessories | Non-locking screw | Paragon28 | Gorilla, Screw, D3.5 x 36mm, Non-Locking, Solid, TiA | P50-153-3536 | Standalone | DE0502064 | Patients requiring fracture fixation or orthopaedic corrective surgery
Orthopaedics | Trauma - Extramedullary fixation | Plate accessories | Non-locking screw | Paragon28 | Gorilla, Screw, D3.5 x 38mm, Non-Locking, Solid, TiA | P50-153-3538 | Standalone | DE0502064 | Patients requiring fracture fixation or orthopaedic corrective surgery
Orthopaedics | Trauma - Extramedullary fixation | Plate accessories | Non-locking screw | Paragon28 | Gorilla, Screw, D3.5 x 40mm, Non-Locking, Solid, TiA | P50-153-3540 | Standalone | DE0502064 | Patients requiring fracture fixation or orthopaedic corrective surgery
Orthopaedics | Trauma - Extramedullary fixation | Plate accessories | Non-locking screw | Paragon28 | Gorilla, Screw, D3.5 x 42mm, Non-Locking, Solid, TiA | P50-153-3542 | Standalone | DE0502064 | Patients requiring fracture fixation or orthopaedic corrective surgery
Orthopaedics | Trauma - Extramedullary fixation | Plate accessories | Non-locking screw | Paragon28 | Gorilla, Screw, D3.5 x 44mm, Non-Locking, Solid, TiA | P50-153-3544 | Standalone | DE0502064 | Patients requiring fracture fixation or orthopaedic corrective surgery
Orthopaedics | Trauma - Extramedullary fixation | Plate accessories | Non-locking screw | Paragon28 | Gorilla, Screw, D3.5 x 46mm, Non-Locking, Solid, TiA | P50-153-3546 | Standalone | DE0502064 | Patients requiring fracture fixation or orthopaedic corrective surgery
Orthopaedics | Trauma - Extramedullary fixation | Plate accessories | Non-locking screw | Paragon28 | Gorilla, Screw, D3.5 x 48mm, Non-Locking, Solid, TiA | P50-153-3548 | Standalone | DE0502064 | Patients requiring fracture fixation or orthopaedic corrective surgery
Orthopaedics | Trauma - Extramedullary fixation | Plate accessories | Non-locking screw | Paragon28 | Gorilla, Screw, D3.5 x 50mm, Non-Locking, Solid, TiA | P50-153-3550 | Standalone | DE0502064 | Patients requiring fracture fixation or orthopaedic corrective surgery
Orthopaedics | Trauma - Extramedullary fixation | Plate accessories | Non-locking screw | Paragon28 | Gorilla, Screw, D3.5 x 52mm, Non-Locking, Solid, TiA | P50-153-3552 | Standalone | DE0502064 | Patients requiring fracture fixation or orthopaedic corrective surgery
Orthopaedics | Trauma - Extramedullary fixation | Plate accessories | Non-locking screw | Paragon28 | Gorilla, Screw, D3.5 x 54mm, Non-Locking, Solid, TiA | P50-153-3554 | Standalone | DE0502064 | Patients requiring fracture fixation or orthopaedic corrective surgery
Orthopaedics | Trauma - Extramedullary fixation | Plate accessories | Non-locking screw | Paragon28 | Gorilla, Screw, D3.5 x 55mm, Non-Locking, Solid, TiA | P50-153-3555 | Standalone | DE0502064 | Patients requiring fracture fixation or orthopaedic corrective surgery
Orthopaedics | Trauma - Extramedullary fixation | Plate accessories | Non-locking screw | Paragon28 | Gorilla, Screw, D3.5 x 56mm, Non-Locking, Solid, TiA | P50-153-3556 | Standalone | DE0502064 | Patients requiring fracture fixation or orthopaedic corrective surgery
Orthopaedics | Trauma - Extramedullary fixation | Plate accessories | Non-locking screw | Paragon28 | Gorilla, Screw, D3.5 x 58mm, Non-Locking, Solid, TiA | P50-153-3558 | Standalone | DE0502064 | Patients requiring fracture fixation or orthopaedic corrective surgery
Orthopaedics | Trauma - Extramedullary fixation | Plate accessories | Non-locking screw | Paragon28 | Gorilla, Screw, D3.5 x 60mm, Non-Locking, Solid, TiA | P50-153-3560 | Standalone | DE0502064 | Patients requiring fracture fixation or orthopaedic corrective surgery
Orthopaedics | Trauma - Extramedullary fixation | Plate accessories | Non-locking screw | Paragon28 | Gorilla, Screw, D3.5 x 62mm, Non-Locking, Solid, TiA | P50-153-3562 | Standalone | DE0502064 | Patients requiring fracture fixation or orthopaedic corrective surgery
Orthopaedics | Trauma - Extramedullary fixation | Plate accessories | Non-locking screw | Paragon28 | Gorilla, Screw, D3.5 x 64mm, Non-Locking, Solid, TiA | P50-153-3564 | Standalone | DE0502064 | Patients requiring fracture fixation or orthopaedic corrective surgery
Orthopaedics | Trauma - Extramedullary fixation | Plate accessories | Non-locking screw | Paragon28 | Gorilla, Screw, D3.5 x 65mm, Non-Locking, Solid, TiA | P50-153-3565 | Standalone | DE0502064 | Patients requiring fracture fixation or orthopaedic corrective surgery
Orthopaedics | Trauma - Extramedullary fixation | Plate accessories | Non-locking screw | Paragon28 | Gorilla, Screw, D3.5 x 66mm, Non-Locking, Solid, TiA | P50-153-3566 | Standalone | DE0502064 | Patients requiring fracture fixation or orthopaedic corrective surgery
Orthopaedics | Trauma - Extramedullary fixation | Plate accessories | Non-locking screw | Paragon28 | Gorilla, Screw, D3.5 x 68mm, Non-Locking, Solid, TiA | P50-153-3568 | Standalone | DE0502064 | Patients requiring fracture fixation or orthopaedic corrective surgery
Orthopaedics | Trauma - Extramedullary fixation | Plate accessories | Non-locking screw | Paragon28 | Gorilla, Screw, D3.5 x 70mm, Non-Locking, Solid, TiA | P50-153-3570 | Standalone | DE0502064 | Patients requiring fracture fixation or orthopaedic corrective surgery
Orthopaedics | Trauma - Extramedullary fixation | Plate accessories | Non-locking screw | Paragon28 | Gorilla, Screw, D4.2 x 10mm, Non-Locking, Solid, TiA | P50-153-4210 | Standalone | DE0502064 | Patients requiring fracture fixation or orthopaedic corrective surgery
Orthopaedics | Trauma - Extramedullary fixation | Plate accessories | Non-locking screw | Paragon28 | Gorilla, Screw, D4.2 x 12mm, Non-Locking, Solid, TiA | P50-153-4212 | Standalone | DE0502064 | Patients requiring fracture fixation or orthopaedic corrective surgery
Orthopaedics | Trauma - Extramedullary fixation | Plate accessories | Non-locking screw | Paragon28 | Gorilla, Screw, D4.2 x 14mm, Non-Locking, Solid, TiA | P50-153-4214 | Standalone | DE0502064 | Patients requiring fracture fixation or orthopaedic corrective surgery
Orthopaedics | Trauma - Extramedullary fixation | Plate accessories | Non-locking screw | Paragon28 | Gorilla, Screw, D4.2 x 16mm, Non-Locking, Solid, TiA | P50-153-4216 | Standalone | DE0502064 | Patients requiring fracture fixation or orthopaedic corrective surgery
Orthopaedics | Trauma - Extramedullary fixation | Plate accessories | Non-locking screw | Paragon28 | Gorilla, Screw, D4.2 x 18mm, Non-Locking, Solid, TiA | P50-153-4218 | Standalone | DE0502064 | Patients requiring fracture fixation or orthopaedic corrective surgery
Orthopaedics | Trauma - Extramedullary fixation | Plate accessories | Non-locking screw | Paragon28 | Gorilla, Screw, D4.2 x 20mm, Non-Locking, Solid, TiA | P50-153-4220 | Standalone | DE0502064 | Patients requiring fracture fixation or orthopaedic corrective surgery
Orthopaedics | Trauma - Extramedullary fixation | Plate accessories | Non-locking screw | Paragon28 | Gorilla, Screw, D4.2 x 22mm, Non-Locking, Solid, TiA | P50-153-4222 | Standalone | DE0502064 | Patients requiring fracture fixation or orthopaedic corrective surgery
Orthopaedics | Trauma - Extramedullary fixation | Plate accessories | Non-locking screw | Paragon28 | Gorilla, Screw, D4.2 x 24mm, Non-Locking, Solid, TiA | P50-153-4224 | Standalone | DE0502064 | Patients requiring fracture fixation or orthopaedic corrective surgery
Orthopaedics | Trauma - Extramedullary fixation | Plate accessories | Non-locking screw | Paragon28 | Gorilla, Screw, D4.2 x 26mm, Non-Locking, Solid, TiA | P50-153-4226 | Standalone | DE0502064 | Patients requiring fracture fixation or orthopaedic corrective surgery
Orthopaedics | Trauma - Extramedullary fixation | Plate accessories | Non-locking screw | Paragon28 | Gorilla, Screw, D4.2 x 28mm, Non-Locking, Solid, TiA | P50-153-4228 | Standalone | DE0502064 | Patients requiring fracture fixation or orthopaedic corrective surgery
Orthopaedics | Trauma - Extramedullary fixation | Plate accessories | Non-locking screw | Paragon28 | Gorilla, Screw, D4.2 x 30mm, Non-Locking, Solid, TiA | P50-153-4230 | Standalone | DE0502064 | Patients requiring fracture fixation or orthopaedic corrective surgery
Orthopaedics | Trauma - Extramedullary fixation | Plate accessories | Non-locking screw | Paragon28 | Gorilla, Screw, D4.2 x 32mm, Non-Locking, Solid, TiA | P50-153-4232 | Standalone | DE0502064 | Patients requiring fracture fixation or orthopaedic corrective surgery
Orthopaedics | Trauma - Extramedullary fixation | Plate accessories | Non-locking screw | Paragon28 | Gorilla, Screw, D4.2 x 34mm, Non-Locking, Solid, TiA | P50-153-4234 | Standalone | DE0502064 | Patients requiring fracture fixation or orthopaedic corrective surgery
Orthopaedics | Trauma - Extramedullary fixation | Plate accessories | Non-locking screw | Paragon28 | Gorilla, Screw, D4.2 x 36mm, Non-Locking, Solid, TiA | P50-153-4236 | Standalone | DE0502064 | Patients requiring fracture fixation or orthopaedic corrective surgery
Orthopaedics | Trauma - Extramedullary fixation | Plate accessories | Non-locking screw | Paragon28 | Gorilla, Screw, D4.2 x 38mm, Non-Locking, Solid, TiA | P50-153-4238 | Standalone | DE0502064 | Patients requiring fracture fixation or orthopaedic corrective surgery
Orthopaedics | Trauma - Extramedullary fixation | Plate accessories | Non-locking screw | Paragon28 | Gorilla, Screw, D4.2 x 40mm, Non-Locking, Solid, TiA | P50-153-4240 | Standalone | DE0502064 | Patients requiring fracture fixation or orthopaedic corrective surgery
Orthopaedics | Trauma - Extramedullary fixation | Plate accessories | Non-locking screw | Paragon28 | Gorilla, Screw, D4.2 x 42mm, Non-Locking, Solid, TiA | P50-153-4242 | Standalone | DE0502064 | Patients requiring fracture fixation or orthopaedic corrective surgery
Orthopaedics | Trauma - Extramedullary fixation | Plate accessories | Non-locking screw | Paragon28 | Gorilla, Screw, D4.2 x 44mm, Non-Locking, Solid, TiA | P50-153-4244 | Standalone | DE0502064 | Patients requiring fracture fixation or orthopaedic corrective surgery
Orthopaedics | Trauma - Extramedullary fixation | Plate accessories | Non-locking screw | Paragon28 | Gorilla, Screw, D4.2 x 46mm, Non-Locking, Solid, TiA | P50-153-4246 | Standalone | DE0502064 | Patients requiring fracture fixation or orthopaedic corrective surgery
Orthopaedics | Trauma - Extramedullary fixation | Plate accessories | Non-locking screw | Paragon28 | Gorilla, Screw, D4.2 x 48mm, Non-Locking, Solid, TiA | P50-153-4248 | Standalone | DE0502064 | Patients requiring fracture fixation or orthopaedic corrective surgery
Orthopaedics | Trauma - Extramedullary fixation | Plate accessories | Non-locking screw | Paragon28 | Gorilla, Screw, D4.2 x 50mm, Non-Locking, Solid, TiA | P50-153-4250 | Standalone | DE0502064 | Patients requiring fracture fixation or orthopaedic corrective surgery
Orthopaedics | Trauma - Extramedullary fixation | Plate accessories | Non-locking screw | Paragon28 | Gorilla, Screw, D4.2 x 52mm, Non-Locking, Solid, TiA | P50-153-4252 | Standalone | DE0502064 | Patients requiring fracture fixation or orthopaedic corrective surgery
Orthopaedics | Trauma - Extramedullary fixation | Plate accessories | Non-locking screw | Paragon28 | Gorilla, Screw, D4.2 x 54mm, Non-Locking, Solid, TiA | P50-153-4254 | Standalone | DE0502064 | Patients requiring fracture fixation or orthopaedic corrective surgery
Orthopaedics | Trauma - Extramedullary fixation | Plate accessories | Non-locking screw | Paragon28 | Gorilla, Screw, D4.2 x 55mm, Non-Locking, Solid, TiA | P50-153-4255 | Standalone | DE0502064 | Patients requiring fracture fixation or orthopaedic corrective surgery
Orthopaedics | Trauma - Extramedullary fixation | Plate accessories | Non-locking screw | Paragon28 | Gorilla, Screw, D4.2 x 56mm, Non-Locking, Solid, TiA | P50-153-4256 | Standalone | DE0502064 | Patients requiring fracture fixation or orthopaedic corrective surgery
Orthopaedics | Trauma - Extramedullary fixation | Plate accessories | Non-locking screw | Paragon28 | Gorilla, Screw, D4.2 x 58mm, Non-Locking, Solid, TiA | P50-153-4258 | Standalone | DE0502064 | Patients requiring fracture fixation or orthopaedic corrective surgery
Orthopaedics | Trauma - Extramedullary fixation | Plate accessories | Non-locking screw | Paragon28 | Gorilla, Screw, D4.2 x 60mm, Non-Locking, Solid, TiA | P50-153-4260 | Standalone | DE0502064 | Patients requiring fracture fixation or orthopaedic corrective surgery
Orthopaedics | Trauma - Extramedullary fixation | Plate accessories | Non-locking screw | Paragon28 | Gorilla, Screw, D4.2 x 62mm, Non-Locking, Solid, TiA | P50-153-4262 | Standalone | DE0502064 | Patients requiring fracture fixation or orthopaedic corrective surgery
Orthopaedics | Trauma - Extramedullary fixation | Plate accessories | Non-locking screw | Paragon28 | Gorilla, Screw, D4.2 x 64mm, Non-Locking, Solid, TiA | P50-153-4264 | Standalone | DE0502064 | Patients requiring fracture fixation or orthopaedic corrective surgery
Orthopaedics | Trauma - Extramedullary fixation | Plate accessories | Non-locking screw | Paragon28 | Gorilla, Screw, D4.2 x 65mm, Non-Locking, Solid, TiA | P50-153-4265 | Standalone | DE0502064 | Patients requiring fracture fixation or orthopaedic corrective surgery
Orthopaedics | Trauma - Extramedullary fixation | Plate accessories | Non-locking screw | Paragon28 | Gorilla, Screw, D4.2 x 66mm, Non-Locking, Solid, TiA | P50-153-4266 | Standalone | DE0502064 | Patients requiring fracture fixation or orthopaedic corrective surgery
Orthopaedics | Trauma - Extramedullary fixation | Plate accessories | Non-locking screw | Paragon28 | Gorilla, Screw, D4.2 x 68mm, Non-Locking, Solid, TiA | P50-153-4268 | Standalone | DE0502064 | Patients requiring fracture fixation or orthopaedic corrective surgery
Orthopaedics | Trauma - Extramedullary fixation | Plate accessories | Non-locking screw | Paragon28 | Gorilla, Screw, D4.2 x 70mm, Non-Locking, Solid, TiA | P50-153-4270 | Standalone | DE0502064 | Patients requiring fracture fixation or orthopaedic corrective surgery
Orthopaedics | Trauma - Extramedullary fixation | Plate accessories | Other plate accessories (e.g. nut, washer, etc) | Paragon28 | Screw Flat/Dome Washer, 4.5, and 5.2mm | P50-153-WB00 | Standalone | DE0502064 | Patients requiring fracture fixation or orthopaedic corrective surgery
Orthopaedics | Trauma - Extramedullary fixation | Plate accessories | Other plate accessories (e.g. nut, washer, etc) | Paragon28 | Baby Gorilla, Washer | P50-153-WM00 | Standalone | DE0506822 | Patients requiring fracture fixation or orthopaedic corrective surgery
Orthopaedics | Trauma - Extramedullary fixation | Plate accessories | Other plate accessories (e.g. nut, washer, etc) | Paragon28 | Gorilla Washer | P50-153-WS00 | Standalone | DE0502064 | Patients requiring fracture fixation or orthopaedic corrective surgery
Orthopaedics | Trauma - Extramedullary fixation | Plate accessories | Non-locking screw | Paragon28 | Gorilla, Screw, D4.2 x 10mm, Compression, Solid, TiA | P50-253-4210 | Standalone | DE0502064 | Patients requiring fracture fixation or orthopaedic corrective surgery
Orthopaedics | Trauma - Extramedullary fixation | Plate accessories | Non-locking screw | Paragon28 | Gorilla, Screw, D4.2 x 12mm, Compression, Solid, TiA | P50-253-4212 | Standalone | DE0502064 | Patients requiring fracture fixation or orthopaedic corrective surgery
Orthopaedics | Trauma - Extramedullary fixation | Plate accessories | Non-locking screw | Paragon28 | Gorilla, Screw, D4.2 x 14mm, Compression, Solid, TiA | P50-253-4214 | Standalone | DE0502064 | Patients requiring fracture fixation or orthopaedic corrective surgery
Orthopaedics | Trauma - Extramedullary fixation | Plate accessories | Non-locking screw | Paragon28 | Gorilla, Screw, D4.2 x 16mm, Compression, Solid, TiA | P50-253-4216 | Standalone | DE0502064 | Patients requiring fracture fixation or orthopaedic corrective surgery
Orthopaedics | Trauma - Extramedullary fixation | Plate accessories | Non-locking screw | Paragon28 | Gorilla, Screw, D4.2 x 18mm, Compression, Solid, TiA | P50-253-4218 | Standalone | DE0502064 | Patients requiring fracture fixation or orthopaedic corrective surgery
Orthopaedics | Trauma - Extramedullary fixation | Plate accessories | Non-locking screw | Paragon28 | Gorilla, Screw, D4.2 x 20mm, Compression, Solid, TiA | P50-253-4220 | Standalone | DE0502064 | Patients requiring fracture fixation or orthopaedic corrective surgery
Orthopaedics | Trauma - Extramedullary fixation | Plate accessories | Non-locking screw | Paragon28 | Gorilla, Screw, D4.2 x 22mm, Compression, Solid, TiA | P50-253-4222 | Standalone | DE0502064 | Patients requiring fracture fixation or orthopaedic corrective surgery
Orthopaedics | Trauma - Extramedullary fixation | Plate accessories | Non-locking screw | Paragon28 | Gorilla, Screw, D4.2 x 24mm, Compression, Solid, TiA | P50-253-4224 | Standalone | DE0502064 | Patients requiring fracture fixation or orthopaedic corrective surgery
Orthopaedics | Trauma - Extramedullary fixation | Plate accessories | Non-locking screw | Paragon28 | Gorilla, Screw, D4.2 x 26mm, Compression, Solid, TiA | P50-253-4226 | Standalone | DE0502064 | Patients requiring fracture fixation or orthopaedic corrective surgery
Orthopaedics | Trauma - Extramedullary fixation | Plate accessories | Non-locking screw | Paragon28 | Gorilla, Screw, D4.2 x 28mm, Compression, Solid, TiA | P50-253-4228 | Standalone | DE0502064 | Patients requiring fracture fixation or orthopaedic corrective surgery
Orthopaedics | Trauma - Extramedullary fixation | Plate accessories | Non-locking screw | Paragon28 | Gorilla, Screw, D4.2 x 30mm, Compression, Solid, TiA | P50-253-4230 | Standalone | DE0502064 | Patients requiring fracture fixation or orthopaedic corrective surgery
Orthopaedics | Trauma - Extramedullary fixation | Plate accessories | Non-locking screw | Paragon28 | Gorilla, Screw, D4.2 x 32mm, Compression, Solid, TiA | P50-253-4232 | Standalone | DE0502064 | Patients requiring fracture fixation or orthopaedic corrective surgery
Orthopaedics | Trauma - Extramedullary fixation | Plate accessories | Non-locking screw | Paragon28 | Gorilla, Screw, D4.2 x 34mm, Compression, Solid, TiA | P50-253-4234 | Standalone | DE0502064 | Patients requiring fracture fixation or orthopaedic corrective surgery
Orthopaedics | Trauma - Extramedullary fixation | Plate accessories | Non-locking screw | Paragon28 | Gorilla, Screw, D4.2 x 36mm, Compression, Solid, TiA | P50-253-4236 | Standalone | DE0502064 | Patients requiring fracture fixation or orthopaedic corrective surgery
Orthopaedics | Trauma - Extramedullary fixation | Plate accessories | Non-locking screw | Paragon28 | Gorilla, Screw, D4.2 x 38mm, Compression, Solid, TiA | P50-253-4238 | Standalone | DE0502064 | Patients requiring fracture fixation or orthopaedic corrective surgery
Orthopaedics | Trauma - Extramedullary fixation | Plate accessories | Non-locking screw | Paragon28 | Gorilla, Screw, D4.2 x 40mm, Compression, Solid, TiA | P50-253-4240 | Standalone | DE0502064 | Patients requiring fracture fixation or orthopaedic corrective surgery
Orthopaedics | Trauma - Extramedullary fixation | Plate accessories | Non-locking screw | Paragon28 | Gorilla, Screw, D4.2 x 42mm, Compression, Solid, TiA | P50-253-4242 | Standalone | DE0502064 | Patients requiring fracture fixation or orthopaedic corrective surgery
Orthopaedics | Trauma - Extramedullary fixation | Plate accessories | Non-locking screw | Paragon28 | Gorilla, Screw, D4.2 x 44mm, Compression, Solid, TiA | P50-253-4244 | Standalone | DE0502064 | Patients requiring fracture fixation or orthopaedic corrective surgery
Orthopaedics | Trauma - Extramedullary fixation | Plate accessories | Non-locking screw | Paragon28 | Gorilla, Screw, D4.2 x 46mm, Compression, Solid, TiA | P50-253-4246 | Standalone | DE0502064 | Patients requiring fracture fixation or orthopaedic corrective surgery
Orthopaedics | Trauma - Extramedullary fixation | Plate accessories | Non-locking screw | Paragon28 | Gorilla, Screw, D4.2 x 48mm, Compression, Solid, TiA | P50-253-4248 | Standalone | DE0502064 | Patients requiring fracture fixation or orthopaedic corrective surgery
Orthopaedics | Trauma - Extramedullary fixation | Plate accessories | Non-locking screw | Paragon28 | Gorilla, Screw, D4.2 x 50mm, Compression, Solid, TiA | P50-253-4250 | Standalone | DE0502064 | Patients requiring fracture fixation or orthopaedic corrective surgery
Orthopaedics | Trauma - Extramedullary fixation | Plate accessories | Non-locking screw | Paragon28 | Gorilla, Screw, D4.2 x 52mm, Compression, Solid, TiA | P50-253-4252 | Standalone | DE0502064 | Patients requiring fracture fixation or orthopaedic corrective surgery
Orthopaedics | Trauma - Extramedullary fixation | Plate accessories | Non-locking screw | Paragon28 | Gorilla, Screw, D4.2 x 54mm, Compression, Solid, TiA | P50-253-4254 | Standalone | DE0502064 | Patients requiring fracture fixation or orthopaedic corrective surgery
Orthopaedics | Trauma - Extramedullary fixation | Plate accessories | Non-locking screw | Paragon28 | Gorilla, Screw, D4.2 x 55mm, Compression, Solid, TiA | P50-253-4255 | Standalone | DE0502064 | Patients requiring fracture fixation or orthopaedic corrective surgery
Orthopaedics | Trauma - Extramedullary fixation | Plate accessories | Non-locking screw | Paragon28 | Gorilla, Screw, D4.2 x 56mm, Compression, Solid, TiA | P50-253-4256 | Standalone | DE0502064 | Patients requiring fracture fixation or orthopaedic corrective surgery
Orthopaedics | Trauma - Extramedullary fixation | Plate accessories | Non-locking screw | Paragon28 | Gorilla, Screw, D4.2 x 58mm, Compression, Solid, TiA | P50-253-4258 | Standalone | DE0502064 | Patients requiring fracture fixation or orthopaedic corrective surgery
Orthopaedics | Trauma - Extramedullary fixation | Plate accessories | Non-locking screw | Paragon28 | Gorilla, Screw, D4.2 x 60mm, Compression, Solid, TiA | P50-253-4260 | Standalone | DE0502064 | Patients requiring fracture fixation or orthopaedic corrective surgery
Orthopaedics | Trauma - Extramedullary fixation | Plate accessories | Non-locking screw | Paragon28 | Gorilla, Screw, D4.2 x 62mm, Compression, Solid, TiA | P50-253-4262 | Standalone | DE0502064 | Patients requiring fracture fixation or orthopaedic corrective surgery
Orthopaedics | Trauma - Extramedullary fixation | Plate accessories | Non-locking screw | Paragon28 | Gorilla, Screw, D4.2 x 64mm, Compression, Solid, TiA | P50-253-4264 | Standalone | DE0502064 | Patients requiring fracture fixation or orthopaedic corrective surgery
Orthopaedics | Trauma - Extramedullary fixation | Plate accessories | Non-locking screw | Paragon28 | Gorilla, Screw, D4.2 x 65mm, Compression, Solid, TiA | P50-253-4265 | Standalone | DE0502064 | Patients requiring fracture fixation or orthopaedic corrective surgery
Orthopaedics | Trauma - Extramedullary fixation | Plate accessories | Non-locking screw | Paragon28 | Gorilla, Screw, D4.2 x 66mm, Compression, Solid, TiA | P50-253-4266 | Standalone | DE0502064 | Patients requiring fracture fixation or orthopaedic corrective surgery
Orthopaedics | Trauma - Extramedullary fixation | Plate accessories | Non-locking screw | Paragon28 | Gorilla, Screw, D4.2 x 68mm, Compression, Solid, TiA | P50-253-4268 | Standalone | DE0502064 | Patients requiring fracture fixation or orthopaedic corrective surgery
Orthopaedics | Trauma - Extramedullary fixation | Plate accessories | Non-locking screw | Paragon28 | Gorilla, Screw, D4.2 x 70mm, Compression, Solid, TiA | P50-253-4270 | Standalone | DE0502064 | Patients requiring fracture fixation or orthopaedic corrective surgery
Orthopaedics | Trauma - Extramedullary fixation | Plate accessories | Locking screw | Paragon28 | 2.7 x 8 mm R3CON Locking Plate Screw | P50-353-2708 | Standalone | DE0502064 | Patients requiring fracture fixation or orthopaedic corrective surgery
Orthopaedics | Trauma - Extramedullary fixation | Plate accessories | Locking screw | Paragon28 | 2.7 x 9 mm R3CON Locking Plate Screw | P50-353-2709 | Standalone | DE0502064 | Patients requiring fracture fixation or orthopaedic corrective surgery
Orthopaedics | Trauma - Extramedullary fixation | Plate accessories | Locking screw | Paragon28 | 2.7 x 10 mm R3CON Locking Plate Screw | P50-353-2710 | Standalone | DE0502064 | Patients requiring fracture fixation or orthopaedic corrective surgery
Orthopaedics | Trauma - Extramedullary fixation | Plate accessories | Locking screw | Paragon28 | 2.7 x 11 mm R3CON Locking Plate Screw | P50-353-2711 | Standalone | DE0502064 | Patients requiring fracture fixation or orthopaedic corrective surgery
Orthopaedics | Trauma - Extramedullary fixation | Plate accessories | Locking screw | Paragon28 | 2.7 x 12 mm R3CON Locking Plate Screw | P50-353-2712 | Standalone | DE0502064 | Patients requiring fracture fixation or orthopaedic corrective surgery
Orthopaedics | Trauma - Extramedullary fixation | Plate accessories | Locking screw | Paragon28 | 2.7 x 13 mm R3CON Locking Plate Screw | P50-353-2713 | Standalone | DE0502064 | Patients requiring fracture fixation or orthopaedic corrective surgery
Orthopaedics | Trauma - Extramedullary fixation | Plate accessories | Locking screw | Paragon28 | 2.7 x 14 mm R3CON Locking Plate Screw | P50-353-2714 | Standalone | DE0502064 | Patients requiring fracture fixation or orthopaedic corrective surgery
Orthopaedics | Trauma - Extramedullary fixation | Plate accessories | Locking screw | Paragon28 | 2.7 x 15 mm R3CON Locking Plate Screw | P50-353-2715 | Standalone | DE0502064 | Patients requiring fracture fixation or orthopaedic corrective surgery
Orthopaedics | Trauma - Extramedullary fixation | Plate accessories | Locking screw | Paragon28 | 2.7 x 16 mm R3CON Locking Plate Screw | P50-353-2716 | Standalone | DE0502064 | Patients requiring fracture fixation or orthopaedic corrective surgery
Orthopaedics | Trauma - Extramedullary fixation | Plate accessories | Locking screw | Paragon28 | 2.7 x 17 mm R3CON Locking Plate Screw | P50-353-2717 | Standalone | DE0502064 | Patients requiring fracture fixation or orthopaedic corrective surgery
Orthopaedics | Trauma - Extramedullary fixation | Plate accessories | Locking screw | Paragon28 | 2.7 x 18 mm R3CON Locking Plate Screw | P50-353-2718 | Standalone | DE0502064 | Patients requiring fracture fixation or orthopaedic corrective surgery
Orthopaedics | Trauma - Extramedullary fixation | Plate accessories | Locking screw | Paragon28 | 2.7 x 19 mm R3CON Locking Plate Screw | P50-353-2719 | Standalone | DE0502064 | Patients requiring fracture fixation or orthopaedic corrective surgery
Orthopaedics | Trauma - Extramedullary fixation | Plate accessories | Locking screw | Paragon28 | 2.7 x 20 mm R3CON Locking Plate Screw | P50-353-2720 | Standalone | DE0502064 | Patients requiring fracture fixation or orthopaedic corrective surgery
Orthopaedics | Trauma - Extramedullary fixation | Plate accessories | Locking screw | Paragon28 | Gorilla, R3CON Screw, D2.7 x 21mm, Locking, Solid, TiA | P50-353-2721 | Standalone | DE0502064 | Patients requiring fracture fixation or orthopaedic corrective surgery
Orthopaedics | Trauma - Extramedullary fixation | Plate accessories | Locking screw | Paragon28 | 2.7 x 22 mm R3CON Locking Plate Screw | P50-353-2722 | Standalone | DE0502064 | Patients requiring fracture fixation or orthopaedic corrective surgery
Orthopaedics | Trauma - Extramedullary fixation | Plate accessories | Locking screw | Paragon28 | Gorilla, R3CON Screw, D2.7 x 23mm, Locking, Solid, TiA | P50-353-2723 | Standalone | DE0502064 | Patients requiring fracture fixation or orthopaedic corrective surgery
Orthopaedics | Trauma - Extramedullary fixation | Plate accessories | Locking screw | Paragon28 | 2.7 x 24 mm R3CON Locking Plate Screw | P50-353-2724 | Standalone | DE0502064 | Patients requiring fracture fixation or orthopaedic corrective surgery
Orthopaedics | Trauma - Extramedullary fixation | Plate accessories | Locking screw | Paragon28 | Gorilla, R3CON Screw, D2.7 x 21mm, Locking, Solid, TiA | P50-353-2725 | Standalone | DE0502064 | Patients requiring fracture fixation or orthopaedic corrective surgery
Orthopaedics | Trauma - Extramedullary fixation | Plate accessories | Locking screw | Paragon28 | 2.7 x 26 mm R3CON Locking Plate Screw | P50-353-2726 | Standalone | DE0502064 | Patients requiring fracture fixation or orthopaedic corrective surgery
Orthopaedics | Trauma - Extramedullary fixation | Plate accessories | Locking screw | Paragon28 | Gorilla, R3CON Screw, D2.7 x 23mm, Locking, Solid, TiA | P50-353-2727 | Standalone | DE0502064 | Patients requiring fracture fixation or orthopaedic corrective surgery
Orthopaedics | Trauma - Extramedullary fixation | Plate accessories | Locking screw | Paragon28 | 2.7 x 28 mm R3CON Locking Plate Screw | P50-353-2728 | Standalone | DE0502064 | Patients requiring fracture fixation or orthopaedic corrective surgery
Orthopaedics | Trauma - Extramedullary fixation | Plate accessories | Locking screw | Paragon28 | Gorilla, R3CON Screw, D2.7 x 21mm, Locking, Solid, TiA | P50-353-2729 | Standalone | DE0502064 | Patients requiring fracture fixation or orthopaedic corrective surgery
Orthopaedics | Trauma - Extramedullary fixation | Plate accessories | Locking screw | Paragon28 | 2.7 x 30 mm R3CON Locking Plate Screw | P50-353-2730 | Standalone | DE0502064 | Patients requiring fracture fixation or orthopaedic corrective surgery
Orthopaedics | Trauma - Extramedullary fixation | Plate accessories | Locking screw | Paragon28 | Gorilla, R3CON Screw, D2.7 x 21mm, Locking, Solid, TiA | P50-353-2731 | Standalone | DE0502064 | Patients requiring fracture fixation or orthopaedic corrective surgery
Orthopaedics | Trauma - Extramedullary fixation | Plate accessories | Locking screw | Paragon28 | 2.7 x 32 mm R3CON Locking Plate Screw | P50-353-2732 | Standalone | DE0502064 | Patients requiring fracture fixation or orthopaedic corrective surgery
Orthopaedics | Trauma - Extramedullary fixation | Plate accessories | Locking screw | Paragon28 | Gorilla, R3CON Screw, D2.7 x 23mm, Locking, Solid, TiA | P50-353-2733 | Standalone | DE0502064 | Patients requiring fracture fixation or orthopaedic corrective surgery
Orthopaedics | Trauma - Extramedullary fixation | Plate accessories | Locking screw | Paragon28 | 2.7 x 34 mm R3CON Locking Plate Screw | P50-353-2734 | Standalone | DE0502064 | Patients requiring fracture fixation or orthopaedic corrective surgery
Orthopaedics | Trauma - Extramedullary fixation | Plate accessories | Locking screw | Paragon28 | Gorilla, R3CON Screw, D2.7 x 21mm, Locking, Solid, TiA | P50-353-2735 | Standalone | DE0502064 | Patients requiring fracture fixation or orthopaedic corrective surgery
Orthopaedics | Trauma - Extramedullary fixation | Plate accessories | Locking screw | Paragon28 | 2.7 x 36 mm R3CON Locking Plate Screw | P50-353-2736 | Standalone | DE0502064 | Patients requiring fracture fixation or orthopaedic corrective surgery
Orthopaedics | Trauma - Extramedullary fixation | Plate accessories | Locking screw | Paragon28 | Gorilla, R3CON Screw, D2.7 x 21mm, Locking, Solid, TiA | P50-353-2737 | Standalone | DE0502064 | Patients requiring fracture fixation or orthopaedic corrective surgery
Orthopaedics | Trauma - Extramedullary fixation | Plate accessories | Locking screw | Paragon28 | 2.7 x 38 mm R3CON Locking Plate Screw | P50-353-2738 | Standalone | DE0502064 | Patients requiring fracture fixation or orthopaedic corrective surgery
Orthopaedics | Trauma - Extramedullary fixation | Plate accessories | Locking screw | Paragon28 | Gorilla, R3CON Screw, D2.7 x 23mm, Locking, Solid, TiA | P50-353-2739 | Standalone | DE0502064 | Patients requiring fracture fixation or orthopaedic corrective surgery
Orthopaedics | Trauma - Extramedullary fixation | Plate accessories | Locking screw | Paragon28 | 2.7 x 40 mm R3CON Locking Plate Screw | P50-353-2740 | Standalone | DE0502064 | Patients requiring fracture fixation or orthopaedic corrective surgery
Orthopaedics | Trauma - Extramedullary fixation | Plate accessories | Locking screw | Paragon28 | Gorilla, R3CON Screw, D2.70 x 42mm, Locking, Solid, TiA | P50-353-2742 | Standalone | DE0502064 | Patients requiring fracture fixation or orthopaedic corrective surgery
Orthopaedics | Trauma - Extramedullary fixation | Plate accessories | Locking screw | Paragon28 | Gorilla, R3CON Screw, D2.70 x 44mm, Locking, Solid, TiA | P50-353-2744 | Standalone | DE0502064 | Patients requiring fracture fixation or orthopaedic corrective surgery
Orthopaedics | Trauma - Extramedullary fixation | Plate accessories | Locking screw | Paragon28 | Gorilla, R3CON Screw, D2.70 x 45mm, Locking, Solid, TiA | P50-353-2745 | Standalone | DE0502064 | Patients requiring fracture fixation or orthopaedic corrective surgery
Orthopaedics | Trauma - Extramedullary fixation | Plate accessories | Locking screw | Paragon28 | Gorilla, R3CON Screw, D2.70 x 46mm, Locking, Solid, TiA | P50-353-2746 | Standalone | DE0502064 | Patients requiring fracture fixation or orthopaedic corrective surgery
Orthopaedics | Trauma - Extramedullary fixation | Plate accessories | Locking screw | Paragon28 | Gorilla, R3CON Screw, D2.70 x 48mm, Locking, Solid, TiA | P50-353-2748 | Standalone | DE0502064 | Patients requiring fracture fixation or orthopaedic corrective surgery
Orthopaedics | Trauma - Extramedullary fixation | Plate accessories | Locking screw | Paragon28 | Gorilla, R3CON Screw, D2.70 x 50mm, Locking, Solid, TiA | P50-353-2750 | Standalone | DE0502064 | Patients requiring fracture fixation or orthopaedic corrective surgery
Orthopaedics | Trauma - Extramedullary fixation | Plate accessories | Locking screw | Paragon28 | Gorilla, R3CON Screw, D2.70 x 52mm, Locking, Solid, TiA | P50-353-2752 | Standalone | DE0502064 | Patients requiring fracture fixation or orthopaedic corrective surgery
Orthopaedics | Trauma - Extramedullary fixation | Plate accessories | Locking screw | Paragon28 | Gorilla, R3CON Screw, D2.70 x 54mm, Locking, Solid, TiA | P50-353-2754 | Standalone | DE0502064 | Patients requiring fracture fixation or orthopaedic corrective surgery
Orthopaedics | Trauma - Extramedullary fixation | Plate accessories | Locking screw | Paragon28 | Gorilla, R3CON Screw, D2.70 x 55mm, Locking, Solid, TiA | P50-353-2755 | Standalone | DE0502064 | Patients requiring fracture fixation or orthopaedic corrective surgery
Orthopaedics | Trauma - Extramedullary fixation | Plate accessories | Locking screw | Paragon28 | Gorilla, R3CON Screw, D2.70 x 56mm, Locking, Solid, TiA | P50-353-2756 | Standalone | DE0502064 | Patients requiring fracture fixation or orthopaedic corrective surgery
Orthopaedics | Trauma - Extramedullary fixation | Plate accessories | Locking screw | Paragon28 | Gorilla, R3CON Screw, D2.70 x 58mm, Locking, Solid, TiA | P50-353-2758 | Standalone | DE0502064 | Patients requiring fracture fixation or orthopaedic corrective surgery
Orthopaedics | Trauma - Extramedullary fixation | Plate accessories | Locking screw | Paragon28 | Gorilla, R3CON Screw, D2.70 x 60mm, Locking, Solid, TiA | P50-353-2760 | Standalone | DE0502064 | Patients requiring fracture fixation or orthopaedic corrective surgery
Orthopaedics | Trauma - Extramedullary fixation | Plate accessories | Locking screw | Paragon28 | Gorilla, R3CON Plate Screw, Locking, 3.5 x 8 mm, TiA | P50-353-3508 | Standalone | DE0502064 | Patients requiring fracture fixation or orthopaedic corrective surgery
Orthopaedics | Trauma - Extramedullary fixation | Plate accessories | Locking screw | Paragon28 | 3.5 x 10 mm R3CON Locking Plate Screw | P50-353-3510 | Standalone | DE0502064 | Patients requiring fracture fixation or orthopaedic corrective surgery
Orthopaedics | Trauma - Extramedullary fixation | Plate accessories | Locking screw | Paragon28 | 3.5 x 12 mm R3CON Locking Plate Screw | P50-353-3512 | Standalone | DE0502064 | Patients requiring fracture fixation or orthopaedic corrective surgery
Orthopaedics | Trauma - Extramedullary fixation | Plate accessories | Locking screw | Paragon28 | 3.5 x 14 mm R3CON Locking Plate Screw | P50-353-3514 | Standalone | DE0502064 | Patients requiring fracture fixation or orthopaedic corrective surgery
Orthopaedics | Trauma - Extramedullary fixation | Plate accessories | Locking screw | Paragon28 | 3.5 x 16 mm R3CON Locking Plate Screw | P50-353-3516 | Standalone | DE0502064 | Patients requiring fracture fixation or orthopaedic corrective surgery
Orthopaedics | Trauma - Extramedullary fixation | Plate accessories | Locking screw | Paragon28 | 3.5 x 18 mm R3CON Locking Plate Screw | P50-353-3518 | Standalone | DE0502064 | Patients requiring fracture fixation or orthopaedic corrective surgery
Orthopaedics | Trauma - Extramedullary fixation | Plate accessories | Locking screw | Paragon28 | 3.5 x 20 mm R3CON Locking Plate Screw | P50-353-3520 | Standalone | DE0502064 | Patients requiring fracture fixation or orthopaedic corrective surgery
Orthopaedics | Trauma - Extramedullary fixation | Plate accessories | Locking screw | Paragon28 | 3.5 x 22 mm R3CON Locking Plate Screw | P50-353-3522 | Standalone | DE0502064 | Patients requiring fracture fixation or orthopaedic corrective surgery
Orthopaedics | Trauma - Extramedullary fixation | Plate accessories | Locking screw | Paragon28 | 3.5 x 24 mm R3CON Locking Plate Screw | P50-353-3524 | Standalone | DE0502064 | Patients requiring fracture fixation or orthopaedic corrective surgery
Orthopaedics | Trauma - Extramedullary fixation | Plate accessories | Locking screw | Paragon28 | 3.5 x 26 mm R3CON Locking Plate Screw | P50-353-3526 | Standalone | DE0502064 | Patients requiring fracture fixation or orthopaedic corrective surgery
Orthopaedics | Trauma - Extramedullary fixation | Plate accessories | Locking screw | Paragon28 | 3.5 x 28 mm R3CON Locking Plate Screw | P50-353-3528 | Standalone | DE0502064 | Patients requiring fracture fixation or orthopaedic corrective surgery
Orthopaedics | Trauma - Extramedullary fixation | Plate accessories | Locking screw | Paragon28 | 3.5 x 30 mm R3CON Locking Plate Screw | P50-353-3530 | Standalone | DE0502064 | Patients requiring fracture fixation or orthopaedic corrective surgery
Orthopaedics | Trauma - Extramedullary fixation | Plate accessories | Locking screw | Paragon28 | 3.5 x 32 mm R3CON Locking Plate Screw | P50-353-3532 | Standalone | DE0502064 | Patients requiring fracture fixation or orthopaedic corrective surgery
Orthopaedics | Trauma - Extramedullary fixation | Plate accessories | Locking screw | Paragon28 | 3.5 x 34 mm R3CON Locking Plate Screw | P50-353-3534 | Standalone | DE0502064 | Patients requiring fracture fixation or orthopaedic corrective surgery
Orthopaedics | Trauma - Extramedullary fixation | Plate accessories | Locking screw | Paragon28 | 3.5 x 36 mm R3CON Locking Plate Screw | P50-353-3536 | Standalone | DE0502064 | Patients requiring fracture fixation or orthopaedic corrective surgery
Orthopaedics | Trauma - Extramedullary fixation | Plate accessories | Locking screw | Paragon28 | 3.5 x 38 mm R3CON Locking Plate Screw | P50-353-3538 | Standalone | DE0502064 | Patients requiring fracture fixation or orthopaedic corrective surgery
Orthopaedics | Trauma - Extramedullary fixation | Plate accessories | Locking screw | Paragon28 | 3.5 x 40 mm R3CON Locking Plate Screw | P50-353-3540 | Standalone | DE0502064 | Patients requiring fracture fixation or orthopaedic corrective surgery
Orthopaedics | Trauma - Extramedullary fixation | Plate accessories | Locking screw | Paragon28 | 3.5 x 42 mm R3CON Locking Plate Screw | P50-353-3542 | Standalone | DE0502064 | Patients requiring fracture fixation or orthopaedic corrective surgery
Orthopaedics | Trauma - Extramedullary fixation | Plate accessories | Locking screw | Paragon28 | 3.5 x 44 mm R3CON Locking Plate Screw | P50-353-3544 | Standalone | DE0502064 | Patients requiring fracture fixation or orthopaedic corrective surgery
Orthopaedics | Trauma - Extramedullary fixation | Plate accessories | Locking screw | Paragon28 | 3.5 x 46 mm R3CON Locking Plate Screw | P50-353-3546 | Standalone | DE0502064 | Patients requiring fracture fixation or orthopaedic corrective surgery
Orthopaedics | Trauma - Extramedullary fixation | Plate accessories | Locking screw | Paragon28 | 3.5 x 48 mm R3CON Locking Plate Screw | P50-353-3548 | Standalone | DE0502064 | Patients requiring fracture fixation or orthopaedic corrective surgery
Orthopaedics | Trauma - Extramedullary fixation | Plate accessories | Locking screw | Paragon28 | 3.5 x 50 mm R3CON Locking Plate Screw | P50-353-3550 | Standalone | DE0502064 | Patients requiring fracture fixation or orthopaedic corrective surgery
Orthopaedics | Trauma - Extramedullary fixation | Plate accessories | Locking screw | Paragon28 | Gorila, 3.5 x 52 mm R3CON Locking Plate Screw | P50-353-3552 | Standalone | DE0502064 | Patients requiring fracture fixation or orthopaedic corrective surgery
Orthopaedics | Trauma - Extramedullary fixation | Plate accessories | Locking screw | Paragon28 | Gorilla, 3.5 x 54 mm R3CON Locking Plate Screw | P50-353-3554 | Standalone | DE0502064 | Patients requiring fracture fixation or orthopaedic corrective surgery
Orthopaedics | Trauma - Extramedullary fixation | Plate accessories | Locking screw | Paragon28 | Gorilla, 3.5 x 55 mm R3CON Locking Plate Screw | P50-353-3555 | Standalone | DE0502064 | Patients requiring fracture fixation or orthopaedic corrective surgery
Orthopaedics | Trauma - Extramedullary fixation | Plate accessories | Locking screw | Paragon28 | Gorilla, 3.5 x 56 mm R3CON Locking Plate Screw | P50-353-3556 | Standalone | DE0502064 | Patients requiring fracture fixation or orthopaedic corrective surgery
Orthopaedics | Trauma - Extramedullary fixation | Plate accessories | Locking screw | Paragon28 | Gorilla, 3.5 x 58 mm R3CON Locking Plate Screw | P50-353-3558 | Standalone | DE0502064 | Patients requiring fracture fixation or orthopaedic corrective surgery
Orthopaedics | Trauma - Extramedullary fixation | Plate accessories | Locking screw | Paragon28 | Gorilla, 3.5 x 60 mm R3CON Locking Plate Screw | P50-353-3560 | Standalone | DE0502064 | Patients requiring fracture fixation or orthopaedic corrective surgery
Orthopaedics | Trauma - Extramedullary fixation | Plate accessories | Locking screw | Paragon28 | Gorilla, 3.5 x 62 mm R3CON Locking Plate Screw | P50-353-3562 | Standalone | DE0502064 | Patients requiring fracture fixation or orthopaedic corrective surgery
Orthopaedics | Trauma - Extramedullary fixation | Plate accessories | Locking screw | Paragon28 | Gorilla, 3.5 x 64 mm R3CON Locking Plate Screw | P50-353-3564 | Standalone | DE0502064 | Patients requiring fracture fixation or orthopaedic corrective surgery
Orthopaedics | Trauma - Extramedullary fixation | Plate accessories | Locking screw | Paragon28 | Gorilla, 3.5 x 65 mm R3CON Locking Plate Screw | P50-353-3565 | Standalone | DE0502064 | Patients requiring fracture fixation or orthopaedic corrective surgery
Orthopaedics | Trauma - Extramedullary fixation | Plate accessories | Locking screw | Paragon28 | Gorilla, 3.5 x 66 mm R3CON Locking Plate Screw | P50-353-3566 | Standalone | DE0502064 | Patients requiring fracture fixation or orthopaedic corrective surgery
Orthopaedics | Trauma - Extramedullary fixation | Plate accessories | Locking screw | Paragon28 | Gorilla, 3.5 x 68 mm R3CON Locking Plate Screw | P50-353-3568 | Standalone | DE0502064 | Patients requiring fracture fixation or orthopaedic corrective surgery
Orthopaedics | Trauma - Extramedullary fixation | Plate accessories | Locking screw | Paragon28 | Gorilla, 3.5 x 70 mm R3CON Locking Plate Screw | P50-353-3570 | Standalone | DE0502064 | Patients requiring fracture fixation or orthopaedic corrective surgery
Orthopaedics | Trauma - Extramedullary fixation | Plate accessories | Locking screw | Paragon28 | Gorilla, 4.2 x 8mm R3CON Locking Plate Screw | P50-353-4208 | Standalone | DE0502064 | Patients requiring fracture fixation or orthopaedic corrective surgery
Orthopaedics | Trauma - Extramedullary fixation | Plate accessories | Locking screw | Paragon28 | 4.2 x 10 mm R3CON Locking Plate Screw | P50-353-4210 | Standalone | DE0502064 | Patients requiring fracture fixation or orthopaedic corrective surgery
Orthopaedics | Trauma - Extramedullary fixation | Plate accessories | Locking screw | Paragon28 | 4.2 x 12 mm R3CON Locking Plate Screw | P50-353-4212 | Standalone | DE0502064 | Patients requiring fracture fixation or orthopaedic corrective surgery
Orthopaedics | Trauma - Extramedullary fixation | Plate accessories | Locking screw | Paragon28 | 4.2 x 14 mm R3CON Locking Plate Screw | P50-353-4214 | Standalone | DE0502064 | Patients requiring fracture fixation or orthopaedic corrective surgery
Orthopaedics | Trauma - Extramedullary fixation | Plate accessories | Locking screw | Paragon28 | 4.2 x 16 mm R3CON Locking Plate Screw | P50-353-4216 | Standalone | DE0502064 | Patients requiring fracture fixation or orthopaedic corrective surgery
Orthopaedics | Trauma - Extramedullary fixation | Plate accessories | Locking screw | Paragon28 | 4.2 x 18 mm R3CON Locking Plate Screw | P50-353-4218 | Standalone | DE0502064 | Patients requiring fracture fixation or orthopaedic corrective surgery
Orthopaedics | Trauma - Extramedullary fixation | Plate accessories | Locking screw | Paragon28 | 4.2 x 20 mm R3CON Locking Plate Screw | P50-353-4220 | Standalone | DE0502064 | Patients requiring fracture fixation or orthopaedic corrective surgery
Orthopaedics | Trauma - Extramedullary fixation | Plate accessories | Locking screw | Paragon28 | 4.2 x 22 mm R3CON Locking Plate Screw | P50-353-4222 | Standalone | DE0502064 | Patients requiring fracture fixation or orthopaedic corrective surgery
Orthopaedics | Trauma - Extramedullary fixation | Plate accessories | Locking screw | Paragon28 | 4.2 x 24 mm R3CON Locking Plate Screw | P50-353-4224 | Standalone | DE0502064 | Patients requiring fracture fixation or orthopaedic corrective surgery
Orthopaedics | Trauma - Extramedullary fixation | Plate accessories | Locking screw | Paragon28 | 4.2 x 26 mm R3CON Locking Plate Screw | P50-353-4226 | Standalone | DE0502064 | Patients requiring fracture fixation or orthopaedic corrective surgery
Orthopaedics | Trauma - Extramedullary fixation | Plate accessories | Locking screw | Paragon28 | 4.2 x 28 mm R3CON Locking Plate Screw | P50-353-4228 | Standalone | DE0502064 | Patients requiring fracture fixation or orthopaedic corrective surgery
Orthopaedics | Trauma - Extramedullary fixation | Plate accessories | Locking screw | Paragon28 | 4.2 x 30 mm R3CON Locking Plate Screw | P50-353-4230 | Standalone | DE0502064 | Patients requiring fracture fixation or orthopaedic corrective surgery
Orthopaedics | Trauma - Extramedullary fixation | Plate accessories | Locking screw | Paragon28 | 4.2 x 32 mm R3CON Locking Plate Screw | P50-353-4232 | Standalone | DE0502064 | Patients requiring fracture fixation or orthopaedic corrective surgery
Orthopaedics | Trauma - Extramedullary fixation | Plate accessories | Locking screw | Paragon28 | 4.2 x 34 mm R3CON Locking Plate Screw | P50-353-4234 | Standalone | DE0502064 | Patients requiring fracture fixation or orthopaedic corrective surgery
Orthopaedics | Trauma - Extramedullary fixation | Plate accessories | Locking screw | Paragon28 | 4.2 x 36 mm R3CON Locking Plate Screw | P50-353-4236 | Standalone | DE0502064 | Patients requiring fracture fixation or orthopaedic corrective surgery
Orthopaedics | Trauma - Extramedullary fixation | Plate accessories | Locking screw | Paragon28 | 4.2 x 38 mm R3CON Locking Plate Screw | P50-353-4238 | Standalone | DE0502064 | Patients requiring fracture fixation or orthopaedic corrective surgery
Orthopaedics | Trauma - Extramedullary fixation | Plate accessories | Locking screw | Paragon28 | 4.2 x 40 mm R3CON Locking Plate Screw | P50-353-4240 | Standalone | DE0502064 | Patients requiring fracture fixation or orthopaedic corrective surgery
Orthopaedics | Trauma - Extramedullary fixation | Plate accessories | Locking screw | Paragon28 | 4.2 x 42 mm R3CON Locking Plate Screw | P50-353-4242 | Standalone | DE0502064 | Patients requiring fracture fixation or orthopaedic corrective surgery
Orthopaedics | Trauma - Extramedullary fixation | Plate accessories | Locking screw | Paragon28 | 4.2 x 44 mm R3CON Locking Plate Screw | P50-353-4244 | Standalone | DE0502064 | Patients requiring fracture fixation or orthopaedic corrective surgery
Orthopaedics | Trauma - Extramedullary fixation | Plate accessories | Locking screw | Paragon28 | 4.2 x 46 mm R3CON Locking Plate Screw | P50-353-4246 | Standalone | DE0502064 | Patients requiring fracture fixation or orthopaedic corrective surgery
Orthopaedics | Trauma - Extramedullary fixation | Plate accessories | Locking screw | Paragon28 | 4.2 x 48 mm R3CON Locking Plate Screw | P50-353-4248 | Standalone | DE0502064 | Patients requiring fracture fixation or orthopaedic corrective surgery
Orthopaedics | Trauma - Extramedullary fixation | Plate accessories | Locking screw | Paragon28 | 4.2 x 50 mm R3CON Locking Plate Screw | P50-353-4250 | Standalone | DE0502064 | Patients requiring fracture fixation or orthopaedic corrective surgery
Orthopaedics | Trauma - Extramedullary fixation | Plate accessories | Locking screw | Paragon28 | Gorilla, 4.2 x 52 mm R3CON Locking Plate Screw | P50-353-4252 | Standalone | DE0502064 | Patients requiring fracture fixation or orthopaedic corrective surgery
Orthopaedics | Trauma - Extramedullary fixation | Plate accessories | Locking screw | Paragon28 | Gorilla, 4.2 x 54 mm R3CON Locking Plate Screw | P50-353-4254 | Standalone | DE0502064 | Patients requiring fracture fixation or orthopaedic corrective surgery
Orthopaedics | Trauma - Extramedullary fixation | Plate accessories | Locking screw | Paragon28 | 4.2 x 55 mm R3CON Locking Plate Screw | P50-353-4255 | Standalone | DE0502064 | Patients requiring fracture fixation or orthopaedic corrective surgery
Orthopaedics | Trauma - Extramedullary fixation | Plate accessories | Locking screw | Paragon28 | Gorilla, 4.2 x 56 mm R3CON Locking Plate Screw | P50-353-4256 | Standalone | DE0502064 | Patients requiring fracture fixation or orthopaedic corrective surgery
Orthopaedics | Trauma - Extramedullary fixation | Plate accessories | Locking screw | Paragon28 | Gorilla, 4.2 x 58 mm R3CON Locking Plate Screw | P50-353-4258 | Standalone | DE0502064 | Patients requiring fracture fixation or orthopaedic corrective surgery
Orthopaedics | Trauma - Extramedullary fixation | Plate accessories | Locking screw | Paragon28 | 4.2 x 60 mm R3CON Locking Plate Screw | P50-353-4260 | Standalone | DE0502064 | Patients requiring fracture fixation or orthopaedic corrective surgery
Orthopaedics | Trauma - Extramedullary fixation | Plate accessories | Locking screw | Paragon28 | Gorilla, 4.2 x 62 mm R3CON Locking Plate Screw | P50-353-4262 | Standalone | DE0502064 | Patients requiring fracture fixation or orthopaedic corrective surgery
Orthopaedics | Trauma - Extramedullary fixation | Plate accessories | Locking screw | Paragon28 | Gorilla, 4.2 x 64 mm R3CON Locking Plate Screw | P50-353-4264 | Standalone | DE0502064 | Patients requiring fracture fixation or orthopaedic corrective surgery
Orthopaedics | Trauma - Extramedullary fixation | Plate accessories | Locking screw | Paragon28 | 4.2 x 65 mm R3CON Locking Plate Screw | P50-353-4265 | Standalone | DE0502064 | Patients requiring fracture fixation or orthopaedic corrective surgery
Orthopaedics | Trauma - Extramedullary fixation | Plate accessories | Locking screw | Paragon28 | Gorilla, 4.2 x 66 mm R3CON Locking Plate Screw | P50-353-4266 | Standalone | DE0502064 | Patients requiring fracture fixation or orthopaedic corrective surgery
Orthopaedics | Trauma - Extramedullary fixation | Plate accessories | Locking screw | Paragon28 | Gorilla, 4.2 x 68 mm R3CON Locking Plate Screw | P50-353-4268 | Standalone | DE0502064 | Patients requiring fracture fixation or orthopaedic corrective surgery
Orthopaedics | Trauma - Extramedullary fixation | Plate accessories | Locking screw | Paragon28 | 4.2 x 70 mm R3CON Locking Plate Screw | P50-353-4270 | Standalone | DE0502064 | Patients requiring fracture fixation or orthopaedic corrective surgery
Orthopaedics | Trauma - Extramedullary fixation | Plate accessories | Non-locking screw | Paragon28 | 2.7 x 8 mm R3CON Non-Locking Plate Screw | P50-453-2708 | Standalone | DE0502064 | Patients requiring fracture fixation or orthopaedic corrective surgery
Orthopaedics | Trauma - Extramedullary fixation | Plate accessories | Non-locking screw | Paragon28 | 2.7 x 9 mm R3CON Non-Locking Plate Screw | P50-453-2709 | Standalone | DE0502064 | Patients requiring fracture fixation or orthopaedic corrective surgery
Orthopaedics | Trauma - Extramedullary fixation | Plate accessories | Non-locking screw | Paragon28 | 2.7 x 10 mm R3CON Non-Locking Plate Screw | P50-453-2710 | Standalone | DE0502064 | Patients requiring fracture fixation or orthopaedic corrective surgery
Orthopaedics | Trauma - Extramedullary fixation | Plate accessories | Non-locking screw | Paragon28 | 2.7 x 11 mm R3CON Non-Locking Plate Screw | P50-453-2711 | Standalone | DE0502064 | Patients requiring fracture fixation or orthopaedic corrective surgery
Orthopaedics | Trauma - Extramedullary fixation | Plate accessories | Non-locking screw | Paragon28 | 2.7 x 12 mm R3CON Non-Locking Plate Screw | P50-453-2712 | Standalone | DE0502064 | Patients requiring fracture fixation or orthopaedic corrective surgery
Orthopaedics | Trauma - Extramedullary fixation | Plate accessories | Non-locking screw | Paragon28 | 2.7 x 13 mm R3CON Non-Locking Plate Screw | P50-453-2713 | Standalone | DE0502064 | Patients requiring fracture fixation or orthopaedic corrective surgery
Orthopaedics | Trauma - Extramedullary fixation | Plate accessories | Non-locking screw | Paragon28 | 2.7 x 14 mm R3CON Non-Locking Plate Screw | P50-453-2714 | Standalone | DE0502064 | Patients requiring fracture fixation or orthopaedic corrective surgery
Orthopaedics | Trauma - Extramedullary fixation | Plate accessories | Non-locking screw | Paragon28 | 2.7 x 15 mm R3CON Non-Locking Plate Screw | P50-453-2715 | Standalone | DE0502064 | Patients requiring fracture fixation or orthopaedic corrective surgery
Orthopaedics | Trauma - Extramedullary fixation | Plate accessories | Non-locking screw | Paragon28 | 2.7 x 16 mm R3CON Non-Locking Plate Screw | P50-453-2716 | Standalone | DE0502064 | Patients requiring fracture fixation or orthopaedic corrective surgery
Orthopaedics | Trauma - Extramedullary fixation | Plate accessories | Non-locking screw | Paragon28 | 2.7 x 17 mm R3CON Non-Locking Plate Screw | P50-453-2717 | Standalone | DE0502064 | Patients requiring fracture fixation or orthopaedic corrective surgery
Orthopaedics | Trauma - Extramedullary fixation | Plate accessories | Non-locking screw | Paragon28 | 2.7 x 18 mm R3CON Non-Locking Plate Screw | P50-453-2718 | Standalone | DE0502064 | Patients requiring fracture fixation or orthopaedic corrective surgery
Orthopaedics | Trauma - Extramedullary fixation | Plate accessories | Non-locking screw | Paragon28 | 2.7 x 19 mm R3CON Non-Locking Plate Screw | P50-453-2719 | Standalone | DE0502064 | Patients requiring fracture fixation or orthopaedic corrective surgery
Orthopaedics | Trauma - Extramedullary fixation | Plate accessories | Non-locking screw | Paragon28 | 2.7 x 20 mm R3CON Non-Locking Plate Screw | P50-453-2720 | Standalone | DE0502064 | Patients requiring fracture fixation or orthopaedic corrective surgery
Orthopaedics | Trauma - Extramedullary fixation | Plate accessories | Non-locking screw | Paragon28 | 2.7 x 22 mm R3CON Non-Locking Plate Screw | P50-453-2722 | Standalone | DE0502064 | Patients requiring fracture fixation or orthopaedic corrective surgery
Orthopaedics | Trauma - Extramedullary fixation | Plate accessories | Non-locking screw | Paragon28 | Gorilla, R3CON Screw, D2.7 x 23mm, Non-Locking, Solid, TiA | P50-453-2723 | Standalone | DE0502064 | Patients requiring fracture fixation or orthopaedic corrective surgery
Orthopaedics | Trauma - Extramedullary fixation | Plate accessories | Non-locking screw | Paragon28 | 2.7 x 24 mm R3CON Non-Locking Plate Screw | P50-453-2724 | Standalone | DE0502064 | Patients requiring fracture fixation or orthopaedic corrective surgery
Orthopaedics | Trauma - Extramedullary fixation | Plate accessories | Non-locking screw | Paragon28 | Gorilla, R3CON Screw, D2.7 x 25mm, Non-Locking, Solid, TiA | P50-453-2725 | Standalone | DE0502064 | Patients requiring fracture fixation or orthopaedic corrective surgery
Orthopaedics | Trauma - Extramedullary fixation | Plate accessories | Non-locking screw | Paragon28 | 2.7 x 26 mm R3CON Non-Locking Plate Screw | P50-453-2726 | Standalone | DE0502064 | Patients requiring fracture fixation or orthopaedic corrective surgery
Orthopaedics | Trauma - Extramedullary fixation | Plate accessories | Non-locking screw | Paragon28 | Gorilla, R3CON Screw, D2.7 x 27mm, Non-Locking, Solid, TiA | P50-453-2727 | Standalone | DE0502064 | Patients requiring fracture fixation or orthopaedic corrective surgery
Orthopaedics | Trauma - Extramedullary fixation | Plate accessories | Non-locking screw | Paragon28 | 2.7 x 28 mm R3CON Non-Locking Plate Screw | P50-453-2728 | Standalone | DE0502064 | Patients requiring fracture fixation or orthopaedic corrective surgery
Orthopaedics | Trauma - Extramedullary fixation | Plate accessories | Non-locking screw | Paragon28 | Gorilla, R3CON Screw, D2.7 x 29mm, Non-Locking, Solid, TiA | P50-453-2729 | Standalone | DE0502064 | Patients requiring fracture fixation or orthopaedic corrective surgery
Orthopaedics | Trauma - Extramedullary fixation | Plate accessories | Non-locking screw | Paragon28 | 2.7 x 30 mm R3CON Non-Locking Plate Screw | P50-453-2730 | Standalone | DE0502064 | Patients requiring fracture fixation or orthopaedic corrective surgery
Orthopaedics | Trauma - Extramedullary fixation | Plate accessories | Non-locking screw | Paragon28 | Gorilla, R3CON Screw, D2.7 x 31mm, Non-Locking, Solid, TiA | P50-453-2731 | Standalone | DE0502064 | Patients requiring fracture fixation or orthopaedic corrective surgery
Orthopaedics | Trauma - Extramedullary fixation | Plate accessories | Non-locking screw | Paragon28 | 2.7 x 32 mm R3CON Non-Locking Plate Screw | P50-453-2732 | Standalone | DE0502064 | Patients requiring fracture fixation or orthopaedic corrective surgery
Orthopaedics | Trauma - Extramedullary fixation | Plate accessories | Non-locking screw | Paragon28 | Gorilla, R3CON Screw, D2.7 x 33mm, Non-Locking, Solid, TiA | P50-453-2733 | Standalone | DE0502064 | Patients requiring fracture fixation or orthopaedic corrective surgery
Orthopaedics | Trauma - Extramedullary fixation | Plate accessories | Non-locking screw | Paragon28 | 2.7 x 34 mm R3CON Non-Locking Plate Screw | P50-453-2734 | Standalone | DE0502064 | Patients requiring fracture fixation or orthopaedic corrective surgery
Orthopaedics | Trauma - Extramedullary fixation | Plate accessories | Non-locking screw | Paragon28 | Gorilla, R3CON Screw, D2.7 x 35mm, Non-Locking, Solid, TiA | P50-453-2735 | Standalone | DE0502064 | Patients requiring fracture fixation or orthopaedic corrective surgery
Orthopaedics | Trauma - Extramedullary fixation | Plate accessories | Non-locking screw | Paragon28 | 2.7 x 36 mm R3CON Non-Locking Plate Screw | P50-453-2736 | Standalone | DE0502064 | Patients requiring fracture fixation or orthopaedic corrective surgery
Orthopaedics | Trauma - Extramedullary fixation | Plate accessories | Non-locking screw | Paragon28 | Gorilla, R3CON Screw, D2.7 x 37mm, Non-Locking, Solid, TiA | P50-453-2737 | Standalone | DE0502064 | Patients requiring fracture fixation or orthopaedic corrective surgery
Orthopaedics | Trauma - Extramedullary fixation | Plate accessories | Non-locking screw | Paragon28 | 2.7 x 38 mm R3CON Non-Locking Plate Screw | P50-453-2738 | Standalone | DE0502064 | Patients requiring fracture fixation or orthopaedic corrective surgery
Orthopaedics | Trauma - Extramedullary fixation | Plate accessories | Non-locking screw | Paragon28 | Gorilla, R3CON Screw, D2.7 x 39mm, Non-Locking, Solid, TiA | P50-453-2739 | Standalone | DE0502064 | Patients requiring fracture fixation or orthopaedic corrective surgery
Orthopaedics | Trauma - Extramedullary fixation | Plate accessories | Non-locking screw | Paragon28 | 2.7 x 40 mm R3CON Non-Locking Plate Screw | P50-453-2740 | Standalone | DE0502064 | Patients requiring fracture fixation or orthopaedic corrective surgery
Orthopaedics | Trauma - Extramedullary fixation | Plate accessories | Non-locking screw | Paragon28 | Gorilla, R3CON Screw, D2.70 x 42mm, Non-Locking, Solid, TiA | P50-453-2742 | Standalone | DE0502064 | Patients requiring fracture fixation or orthopaedic corrective surgery
Orthopaedics | Trauma - Extramedullary fixation | Plate accessories | Non-locking screw | Paragon28 | Gorilla, R3CON Screw, D2.70 x 44mm, Non-Locking, Solid, TiA | P50-453-2744 | Standalone | DE0502064 | Patients requiring fracture fixation or orthopaedic corrective surgery
Orthopaedics | Trauma - Extramedullary fixation | Plate accessories | Non-locking screw | Paragon28 | Gorilla, R3CON Screw, D2.70 x 45mm, Non-Locking, Solid, TiA | P50-453-2745 | Standalone | DE0502064 | Patients requiring fracture fixation or orthopaedic corrective surgery
Orthopaedics | Trauma - Extramedullary fixation | Plate accessories | Non-locking screw | Paragon28 | Gorilla, R3CON Screw, D2.70 x 46mm, Non-Locking, Solid, TiA | P50-453-2746 | Standalone | DE0502064 | Patients requiring fracture fixation or orthopaedic corrective surgery
Orthopaedics | Trauma - Extramedullary fixation | Plate accessories | Non-locking screw | Paragon28 | Gorilla, R3CON Screw, D2.70 x 48mm, Non-Locking, Solid, TiA | P50-453-2748 | Standalone | DE0502064 | Patients requiring fracture fixation or orthopaedic corrective surgery
Orthopaedics | Trauma - Extramedullary fixation | Plate accessories | Non-locking screw | Paragon28 | Gorilla, R3CON Screw, D2.70 x 50mm, Non-Locking, Solid, TiA | P50-453-2750 | Standalone | DE0502064 | Patients requiring fracture fixation or orthopaedic corrective surgery
Orthopaedics | Trauma - Extramedullary fixation | Plate accessories | Non-locking screw | Paragon28 | Gorilla, R3CON Screw, D2.70 x 52mm, Non-Locking, Solid, TiA | P50-453-2752 | Standalone | DE0502064 | Patients requiring fracture fixation or orthopaedic corrective surgery
Orthopaedics | Trauma - Extramedullary fixation | Plate accessories | Non-locking screw | Paragon28 | Gorilla, R3CON Screw, D2.70 x 54mm, Non-Locking, Solid, TiA | P50-453-2754 | Standalone | DE0502064 | Patients requiring fracture fixation or orthopaedic corrective surgery
Orthopaedics | Trauma - Extramedullary fixation | Plate accessories | Non-locking screw | Paragon28 | Gorilla, R3CON Screw, D2.70 x 55mm, Non-Locking, Solid, TiA | P50-453-2755 | Standalone | DE0502064 | Patients requiring fracture fixation or orthopaedic corrective surgery
Orthopaedics | Trauma - Extramedullary fixation | Plate accessories | Non-locking screw | Paragon28 | Gorilla, R3CON Screw, D2.70 x 56mm, Non-Locking, Solid, TiA | P50-453-2756 | Standalone | DE0502064 | Patients requiring fracture fixation or orthopaedic corrective surgery
Orthopaedics | Trauma - Extramedullary fixation | Plate accessories | Non-locking screw | Paragon28 | Gorilla, R3CON Screw, D2.70 x 58mm, Non-Locking, Solid, TiA | P50-453-2758 | Standalone | DE0502064 | Patients requiring fracture fixation or orthopaedic corrective surgery
Orthopaedics | Trauma - Extramedullary fixation | Plate accessories | Non-locking screw | Paragon28 | Gorilla, R3CON Screw, D2.70 x 60mm, Non-Locking, Solid, TiA | P50-453-2760 | Standalone | DE0502064 | Patients requiring fracture fixation or orthopaedic corrective surgery
Orthopaedics | Trauma - Extramedullary fixation | Plate accessories | Non-locking screw | Paragon28 | Gorilla, 3.5 x 8 mm R3CON Non-Locking Plate Screw | P50-453-3508 | Standalone | DE0502064 | Patients requiring fracture fixation or orthopaedic corrective surgery
Orthopaedics | Trauma - Extramedullary fixation | Plate accessories | Non-locking screw | Paragon28 | 3.5 x 10 mm R3CON Non-Locking Plate Screw | P50-453-3510 | Standalone | DE0502064 | Patients requiring fracture fixation or orthopaedic corrective surgery
Orthopaedics | Trauma - Extramedullary fixation | Plate accessories | Non-locking screw | Paragon28 | 3.5 x 12 mm R3CON Non-Locking Plate Screw | P50-453-3512 | Standalone | DE0502064 | Patients requiring fracture fixation or orthopaedic corrective surgery
Orthopaedics | Trauma - Extramedullary fixation | Plate accessories | Non-locking screw | Paragon28 | 3.5 x 14 mm R3CON Non-Locking Plate Screw | P50-453-3514 | Standalone | DE0502064 | Patients requiring fracture fixation or orthopaedic corrective surgery
Orthopaedics | Trauma - Extramedullary fixation | Plate accessories | Non-locking screw | Paragon28 | 3.5 x 16 mm R3CON Non-Locking Plate Screw | P50-453-3516 | Standalone | DE0502064 | Patients requiring fracture fixation or orthopaedic corrective surgery
Orthopaedics | Trauma - Extramedullary fixation | Plate accessories | Non-locking screw | Paragon28 | 3.5 x 18 mm R3CON Non-Locking Plate Screw | P50-453-3518 | Standalone | DE0502064 | Patients requiring fracture fixation or orthopaedic corrective surgery
Orthopaedics | Trauma - Extramedullary fixation | Plate accessories | Non-locking screw | Paragon28 | 3.5 x 20 mm R3CON Non-Locking Plate Screw | P50-453-3520 | Standalone | DE0502064 | Patients requiring fracture fixation or orthopaedic corrective surgery
Orthopaedics | Trauma - Extramedullary fixation | Plate accessories | Non-locking screw | Paragon28 | 3.5 x 22 mm R3CON Non-Locking Plate Screw | P50-453-3522 | Standalone | DE0502064 | Patients requiring fracture fixation or orthopaedic corrective surgery
Orthopaedics | Trauma - Extramedullary fixation | Plate accessories | Non-locking screw | Paragon28 | 3.5 x 24 mm R3CON Non-Locking Plate Screw | P50-453-3524 | Standalone | DE0502064 | Patients requiring fracture fixation or orthopaedic corrective surgery
Orthopaedics | Trauma - Extramedullary fixation | Plate accessories | Non-locking screw | Paragon28 | 3.5 x 26 mm R3CON Non-Locking Plate Screw | P50-453-3526 | Standalone | DE0502064 | Patients requiring fracture fixation or orthopaedic corrective surgery
Orthopaedics | Trauma - Extramedullary fixation | Plate accessories | Non-locking screw | Paragon28 | 3.5 x 28 mm R3CON Non-Locking Plate Screw | P50-453-3528 | Standalone | DE0502064 | Patients requiring fracture fixation or orthopaedic corrective surgery
Orthopaedics | Trauma - Extramedullary fixation | Plate accessories | Non-locking screw | Paragon28 | 3.5 x 30 mm R3CON Non-Locking Plate Screw | P50-453-3530 | Standalone | DE0502064 | Patients requiring fracture fixation or orthopaedic corrective surgery
Orthopaedics | Trauma - Extramedullary fixation | Plate accessories | Non-locking screw | Paragon28 | 3.5 x 32 mm R3CON Non-Locking Plate Screw | P50-453-3532 | Standalone | DE0502064 | Patients requiring fracture fixation or orthopaedic corrective surgery
Orthopaedics | Trauma - Extramedullary fixation | Plate accessories | Non-locking screw | Paragon28 | 3.5 x 34 mm R3CON Non-Locking Plate Screw | P50-453-3534 | Standalone | DE0502064 | Patients requiring fracture fixation or orthopaedic corrective surgery
Orthopaedics | Trauma - Extramedullary fixation | Plate accessories | Non-locking screw | Paragon28 | 3.5 x 36 mm R3CON Non-Locking Plate Screw | P50-453-3536 | Standalone | DE0502064 | Patients requiring fracture fixation or orthopaedic corrective surgery
Orthopaedics | Trauma - Extramedullary fixation | Plate accessories | Non-locking screw | Paragon28 | 3.5 x 38 mm R3CON Non-Locking Plate Screw | P50-453-3538 | Standalone | DE0502064 | Patients requiring fracture fixation or orthopaedic corrective surgery
Orthopaedics | Trauma - Extramedullary fixation | Plate accessories | Non-locking screw | Paragon28 | 3.5 x 40 mm R3CON Non-Locking Plate Screw | P50-453-3540 | Standalone | DE0502064 | Patients requiring fracture fixation or orthopaedic corrective surgery
Orthopaedics | Trauma - Extramedullary fixation | Plate accessories | Non-locking screw | Paragon28 | 3.5 x 42 mm R3CON Non-Locking Plate Screw | P50-453-3542 | Standalone | DE0502064 | Patients requiring fracture fixation or orthopaedic corrective surgery
Orthopaedics | Trauma - Extramedullary fixation | Plate accessories | Non-locking screw | Paragon28 | 3.5 x 44 mm R3CON Non-Locking Plate Screw | P50-453-3544 | Standalone | DE0502064 | Patients requiring fracture fixation or orthopaedic corrective surgery
Orthopaedics | Trauma - Extramedullary fixation | Plate accessories | Non-locking screw | Paragon28 | 3.5 x 46 mm R3CON Non-Locking Plate Screw | P50-453-3546 | Standalone | DE0502064 | Patients requiring fracture fixation or orthopaedic corrective surgery
Orthopaedics | Trauma - Extramedullary fixation | Plate accessories | Non-locking screw | Paragon28 | 3.5 x 48 mm R3CON Non-Locking Plate Screw | P50-453-3548 | Standalone | DE0502064 | Patients requiring fracture fixation or orthopaedic corrective surgery
Orthopaedics | Trauma - Extramedullary fixation | Plate accessories | Non-locking screw | Paragon28 | 3.5 x 50 mm R3CON Non-Locking Plate Screw | P50-453-3550 | Standalone | DE0502064 | Patients requiring fracture fixation or orthopaedic corrective surgery
Orthopaedics | Trauma - Extramedullary fixation | Plate accessories | Non-locking screw | Paragon28 | Gorilla, 3.5 x 52 mm R3CON Non-Locking Plate Screw | P50-453-3552 | Standalone | DE0502064 | Patients requiring fracture fixation or orthopaedic corrective surgery
Orthopaedics | Trauma - Extramedullary fixation | Plate accessories | Non-locking screw | Paragon28 | Gorilla, 3.5 x 54 mm R3CON Non-Locking Plate Screw | P50-453-3554 | Standalone | DE0502064 | Patients requiring fracture fixation or orthopaedic corrective surgery
Orthopaedics | Trauma - Extramedullary fixation | Plate accessories | Non-locking screw | Paragon28 | Gorilla, 3.5 x 55 mm R3CON Non-Locking Plate Screw | P50-453-3555 | Standalone | DE0502064 | Patients requiring fracture fixation or orthopaedic corrective surgery
Orthopaedics | Trauma - Extramedullary fixation | Plate accessories | Non-locking screw | Paragon28 | Gorilla, 3.5 x 56 mm R3CON Non-Locking Plate Screw | P50-453-3556 | Standalone | DE0502064 | Patients requiring fracture fixation or orthopaedic corrective surgery
Orthopaedics | Trauma - Extramedullary fixation | Plate accessories | Non-locking screw | Paragon28 | Gorilla, 3.5 x 58 mm R3CON Non-Locking Plate Screw | P50-453-3558 | Standalone | DE0502064 | Patients requiring fracture fixation or orthopaedic corrective surgery
Orthopaedics | Trauma - Extramedullary fixation | Plate accessories | Non-locking screw | Paragon28 | Gorilla, 3.5 x 60 mm R3CON Non-Locking Plate Screw | P50-453-3560 | Standalone | DE0502064 | Patients requiring fracture fixation or orthopaedic corrective surgery
Orthopaedics | Trauma - Extramedullary fixation | Plate accessories | Non-locking screw | Paragon28 | Gorilla, 3.5 x 62 mm R3CON Non-Locking Plate Screw | P50-453-3562 | Standalone | DE0502064 | Patients requiring fracture fixation or orthopaedic corrective surgery
Orthopaedics | Trauma - Extramedullary fixation | Plate accessories | Non-locking screw | Paragon28 | Gorilla, 3.5 x 64 mm R3CON Non-Locking Plate Screw | P50-453-3564 | Standalone | DE0502064 | Patients requiring fracture fixation or orthopaedic corrective surgery
Orthopaedics | Trauma - Extramedullary fixation | Plate accessories | Non-locking screw | Paragon28 | Gorilla, 3.5 x 65 mm R3CON Non-Locking Plate Screw | P50-453-3565 | Standalone | DE0502064 | Patients requiring fracture fixation or orthopaedic corrective surgery
Orthopaedics | Trauma - Extramedullary fixation | Plate accessories | Non-locking screw | Paragon28 | Gorilla, 3.5 x 66 mm R3CON Non-Locking Plate Screw | P50-453-3566 | Standalone | DE0502064 | Patients requiring fracture fixation or orthopaedic corrective surgery
Orthopaedics | Trauma - Extramedullary fixation | Plate accessories | Non-locking screw | Paragon28 | Gorilla, 3.5 x 68 mm R3CON Non-Locking Plate Screw | P50-453-3568 | Standalone | DE0502064 | Patients requiring fracture fixation or orthopaedic corrective surgery
Orthopaedics | Trauma - Extramedullary fixation | Plate accessories | Non-locking screw | Paragon28 | Gorilla, 3.5 x 70 mm R3CON Non-Locking Plate Screw | P50-453-3570 | Standalone | DE0502064 | Patients requiring fracture fixation or orthopaedic corrective surgery
Orthopaedics | Trauma - Extramedullary fixation | Plate accessories | Non-locking screw | Paragon28 | Gorilla, 3.5 x 75mm R3CON Non-Locking Plate Screw | P50-453-3575 | Standalone | DE0502064 | Patients requiring fracture fixation or orthopaedic corrective surgery
Orthopaedics | Trauma - Extramedullary fixation | Plate accessories | Non-locking screw | Paragon28 | Gorilla, 3.5 x 80mm R3CON Non-Locking Plate Screw | P50-453-3580 | Standalone | DE0502064 | Patients requiring fracture fixation or orthopaedic corrective surgery
Orthopaedics | Trauma - Extramedullary fixation | Plate accessories | Non-locking screw | Paragon28 | Gorilla, 3.5 x 90mm R3CON Non-Locking Plate Screw | P50-453-3590 | Standalone | DE0502064 | Patients requiring fracture fixation or orthopaedic corrective surgery
Orthopaedics | Trauma - Extramedullary fixation | Plate accessories | Non-locking screw | Paragon28 | Gorilla, 4.2 x 8mm R3CON Non-Locking Plate Screw | P50-453-4208 | Standalone | DE0502064 | Patients requiring fracture fixation or orthopaedic corrective surgery
Orthopaedics | Trauma - Extramedullary fixation | Plate accessories | Non-locking screw | Paragon28 | 4.2 x 10 mm R3CON Non-Locking Plate Screw | P50-453-4210 | Standalone | DE0502064 | Patients requiring fracture fixation or orthopaedic corrective surgery
Orthopaedics | Trauma - Extramedullary fixation | Plate accessories | Non-locking screw | Paragon28 | 4.2 x 12 mm R3CON Non-Locking Plate Screw | P50-453-4212 | Standalone | DE0502064 | Patients requiring fracture fixation or orthopaedic corrective surgery
Orthopaedics | Trauma - Extramedullary fixation | Plate accessories | Non-locking screw | Paragon28 | 4.2 x 14 mm R3CON Non-Locking Plate Screw | P50-453-4214 | Standalone | DE0502064 | Patients requiring fracture fixation or orthopaedic corrective surgery
Orthopaedics | Trauma - Extramedullary fixation | Plate accessories | Non-locking screw | Paragon28 | 4.2 x 16 mm R3CON Non-Locking Plate Screw | P50-453-4216 | Standalone | DE0502064 | Patients requiring fracture fixation or orthopaedic corrective surgery
Orthopaedics | Trauma - Extramedullary fixation | Plate accessories | Non-locking screw | Paragon28 | 4.2 x 18 mm R3CON Non-Locking Plate Screw | P50-453-4218 | Standalone | DE0502064 | Patients requiring fracture fixation or orthopaedic corrective surgery
Orthopaedics | Trauma - Extramedullary fixation | Plate accessories | Non-locking screw | Paragon28 | 4.2 x 20 mm R3CON Non-Locking Plate Screw | P50-453-4220 | Standalone | DE0502064 | Patients requiring fracture fixation or orthopaedic corrective surgery
Orthopaedics | Trauma - Extramedullary fixation | Plate accessories | Non-locking screw | Paragon28 | 4.2 x 22 mm R3CON Non-Locking Plate Screw | P50-453-4222 | Standalone | DE0502064 | Patients requiring fracture fixation or orthopaedic corrective surgery
Orthopaedics | Trauma - Extramedullary fixation | Plate accessories | Non-locking screw | Paragon28 | 4.2 x 24 mm R3CON Non-Locking Plate Screw | P50-453-4224 | Standalone | DE0502064 | Patients requiring fracture fixation or orthopaedic corrective surgery
Orthopaedics | Trauma - Extramedullary fixation | Plate accessories | Non-locking screw | Paragon28 | 4.2 x 26 mm R3CON Non-Locking Plate Screw | P50-453-4226 | Standalone | DE0502064 | Patients requiring fracture fixation or orthopaedic corrective surgery
Orthopaedics | Trauma - Extramedullary fixation | Plate accessories | Non-locking screw | Paragon28 | 4.2 x 28 mm R3CON Non-Locking Plate Screw | P50-453-4228 | Standalone | DE0502064 | Patients requiring fracture fixation or orthopaedic corrective surgery
Orthopaedics | Trauma - Extramedullary fixation | Plate accessories | Non-locking screw | Paragon28 | 4.2 x 30 mm R3CON Non-Locking Plate Screw | P50-453-4230 | Standalone | DE0502064 | Patients requiring fracture fixation or orthopaedic corrective surgery
Orthopaedics | Trauma - Extramedullary fixation | Plate accessories | Non-locking screw | Paragon28 | 4.2 x 32 mm R3CON Non-Locking Plate Screw | P50-453-4232 | Standalone | DE0502064 | Patients requiring fracture fixation or orthopaedic corrective surgery
Orthopaedics | Trauma - Extramedullary fixation | Plate accessories | Non-locking screw | Paragon28 | 4.2 x 34 mm R3CON Non-Locking Plate Screw | P50-453-4234 | Standalone | DE0502064 | Patients requiring fracture fixation or orthopaedic corrective surgery
Orthopaedics | Trauma - Extramedullary fixation | Plate accessories | Non-locking screw | Paragon28 | 4.2 x 36 mm R3CON Non-Locking Plate Screw | P50-453-4236 | Standalone | DE0502064 | Patients requiring fracture fixation or orthopaedic corrective surgery
Orthopaedics | Trauma - Extramedullary fixation | Plate accessories | Non-locking screw | Paragon28 | 4.2 x 38 mm R3CON Non-Locking Plate Screw | P50-453-4238 | Standalone | DE0502064 | Patients requiring fracture fixation or orthopaedic corrective surgery
Orthopaedics | Trauma - Extramedullary fixation | Plate accessories | Non-locking screw | Paragon28 | 4.2 x 40 mm R3CON Non-Locking Plate Screw | P50-453-4240 | Standalone | DE0502064 | Patients requiring fracture fixation or orthopaedic corrective surgery
Orthopaedics | Trauma - Extramedullary fixation | Plate accessories | Non-locking screw | Paragon28 | 4.2 x 42 mm R3CON Non-Locking Plate Screw | P50-453-4242 | Standalone | DE0502064 | Patients requiring fracture fixation or orthopaedic corrective surgery
Orthopaedics | Trauma - Extramedullary fixation | Plate accessories | Non-locking screw | Paragon28 | 4.2 x 44 mm R3CON Non-Locking Plate Screw | P50-453-4244 | Standalone | DE0502064 | Patients requiring fracture fixation or orthopaedic corrective surgery
Orthopaedics | Trauma - Extramedullary fixation | Plate accessories | Non-locking screw | Paragon28 | 4.2 x 46 mm R3CON Non-Locking Plate Screw | P50-453-4246 | Standalone | DE0502064 | Patients requiring fracture fixation or orthopaedic corrective surgery
Orthopaedics | Trauma - Extramedullary fixation | Plate accessories | Non-locking screw | Paragon28 | 4.2 x 48 mm R3CON Non-Locking Plate Screw | P50-453-4248 | Standalone | DE0502064 | Patients requiring fracture fixation or orthopaedic corrective surgery
Orthopaedics | Trauma - Extramedullary fixation | Plate accessories | Non-locking screw | Paragon28 | 4.2 x 50 mm R3CON Non-Locking Plate Screw | P50-453-4250 | Standalone | DE0502064 | Patients requiring fracture fixation or orthopaedic corrective surgery
Orthopaedics | Trauma - Extramedullary fixation | Plate accessories | Non-locking screw | Paragon28 | Gorilla, 4.2 x 52 mm R3CON Non-Locking Plate Screw | P50-453-4252 | Standalone | DE0502064 | Patients requiring fracture fixation or orthopaedic corrective surgery
Orthopaedics | Trauma - Extramedullary fixation | Plate accessories | Non-locking screw | Paragon28 | Gorilla, 4.2 x 54 mm R3CON Non-Locking Plate Screw | P50-453-4254 | Standalone | DE0502064 | Patients requiring fracture fixation or orthopaedic corrective surgery
Orthopaedics | Trauma - Extramedullary fixation | Plate accessories | Non-locking screw | Paragon28 | 4.2 x 55 mm R3CON Non-Locking Plate Screw | P50-453-4255 | Standalone | DE0502064 | Patients requiring fracture fixation or orthopaedic corrective surgery
Orthopaedics | Trauma - Extramedullary fixation | Plate accessories | Non-locking screw | Paragon28 | Gorilla, 4.2 x 56 mm R3CON Non-Locking Plate Screw | P50-453-4256 | Standalone | DE0502064 | Patients requiring fracture fixation or orthopaedic corrective surgery
Orthopaedics | Trauma - Extramedullary fixation | Plate accessories | Non-locking screw | Paragon28 | Gorilla, 4.2 x 58 mm R3CON Non-Locking Plate Screw | P50-453-4258 | Standalone | DE0502064 | Patients requiring fracture fixation or orthopaedic corrective surgery
Orthopaedics | Trauma - Extramedullary fixation | Plate accessories | Non-locking screw | Paragon28 | 4.2 x 60 mm R3CON Non-Locking Plate Screw | P50-453-4260 | Standalone | DE0502064 | Patients requiring fracture fixation or orthopaedic corrective surgery
Orthopaedics | Trauma - Extramedullary fixation | Plate accessories | Non-locking screw | Paragon28 | Gorilla, 4.2 x 62 mm R3CON Non-Locking Plate Screw | P50-453-4262 | Standalone | DE0502064 | Patients requiring fracture fixation or orthopaedic corrective surgery
Orthopaedics | Trauma - Extramedullary fixation | Plate accessories | Non-locking screw | Paragon28 | Gorilla, 4.2 x 64 mm R3CON Non-Locking Plate Screw | P50-453-4264 | Standalone | DE0502064 | Patients requiring fracture fixation or orthopaedic corrective surgery
Orthopaedics | Trauma - Extramedullary fixation | Plate accessories | Non-locking screw | Paragon28 | 4.2 x 65 mm R3CON Non-Locking Plate Screw | P50-453-4265 | Standalone | DE0502064 | Patients requiring fracture fixation or orthopaedic corrective surgery
Orthopaedics | Trauma - Extramedullary fixation | Plate accessories | Non-locking screw | Paragon28 | Gorilla, 4.2 x 66 mm R3CON Non-Locking Plate Screw | P50-453-4266 | Standalone | DE0502064 | Patients requiring fracture fixation or orthopaedic corrective surgery
Orthopaedics | Trauma - Extramedullary fixation | Plate accessories | Non-locking screw | Paragon28 | Gorilla, 4.2 x 68 mm R3CON Non-Locking Plate Screw | P50-453-4268 | Standalone | DE0502064 | Patients requiring fracture fixation or orthopaedic corrective surgery
Orthopaedics | Trauma - Extramedullary fixation | Plate accessories | Non-locking screw | Paragon28 | 4.2 x 70 mm R3CON Non-Locking Plate Screw | P50-453-4270 | Standalone | DE0502064 | Patients requiring fracture fixation or orthopaedic corrective surgery
Orthopaedics | Trauma - Extramedullary fixation | Plate accessories | Non-locking screw | Paragon28 | Gorilla, 4.2 x 75 mm R3CON Non-Locking Plate Screw | P50-453-4275 | Standalone | DE0502064 | Patients requiring fracture fixation or orthopaedic corrective surgery
Orthopaedics | Trauma - Extramedullary fixation | Plate accessories | Non-locking screw | Paragon28 | Gorilla, 4.2 x 80 mm R3CON Non-Locking Plate Screw | P50-453-4280 | Standalone | DE0502064 | Patients requiring fracture fixation or orthopaedic corrective surgery
Orthopaedics | Trauma - Extramedullary fixation | Plate accessories | Non-locking screw | Paragon28 | Gorilla, 4.2 x 90 mm R3CON Non-Locking Plate Screw | P50-453-4290 | Standalone | DE0502064 | Patients requiring fracture fixation or orthopaedic corrective surgery
Orthopaedics | Trauma - Extramedullary fixation | Plate accessories | Locking screw | Paragon28 | Silverback Locking Plate Screw, 4.5 x 14mm | P50-553-4514 | Standalone | DE0502064 | Patients requiring fracture fixation or orthopaedic corrective surgery
Orthopaedics | Trauma - Extramedullary fixation | Plate accessories | Locking screw | Paragon28 | Silverback Locking Plate Screw, 4.5 x 16mm | P50-553-4516 | Standalone | DE0502064 | Patients requiring fracture fixation or orthopaedic corrective surgery
Orthopaedics | Trauma - Extramedullary fixation | Plate accessories | Locking screw | Paragon28 | Silverback Locking Plate Screw, 4.5 x 18mm | P50-553-4518 | Standalone | DE0502064 | Patients requiring fracture fixation or orthopaedic corrective surgery
Orthopaedics | Trauma - Extramedullary fixation | Plate accessories | Locking screw | Paragon28 | Silverback Locking Plate Screw, 4.5 x 20mm | P50-553-4520 | Standalone | DE0502064 | Patients requiring fracture fixation or orthopaedic corrective surgery
Orthopaedics | Trauma - Extramedullary fixation | Plate accessories | Locking screw | Paragon28 | Silverback Locking Plate Screw, 4.5 x 22mm | P50-553-4522 | Standalone | DE0502064 | Patients requiring fracture fixation or orthopaedic corrective surgery
Orthopaedics | Trauma - Extramedullary fixation | Plate accessories | Locking screw | Paragon28 | Silverback Locking Plate Screw, 4.5 x 24mm | P50-553-4524 | Standalone | DE0502064 | Patients requiring fracture fixation or orthopaedic corrective surgery
Orthopaedics | Trauma - Extramedullary fixation | Plate accessories | Locking screw | Paragon28 | Silverback Locking Plate Screw, 4.5 x 26mm | P50-553-4526 | Standalone | DE0502064 | Patients requiring fracture fixation or orthopaedic corrective surgery
Orthopaedics | Trauma - Extramedullary fixation | Plate accessories | Locking screw | Paragon28 | Silverback Locking Plate Screw, 4.5 x 28mm | P50-553-4528 | Standalone | DE0502064 | Patients requiring fracture fixation or orthopaedic corrective surgery
Orthopaedics | Trauma - Extramedullary fixation | Plate accessories | Locking screw | Paragon28 | Silverback Locking Plate Screw, 4.5 x 30mm | P50-553-4530 | Standalone | DE0502064 | Patients requiring fracture fixation or orthopaedic corrective surgery
Orthopaedics | Trauma - Extramedullary fixation | Plate accessories | Locking screw | Paragon28 | Silverback Locking Plate Screw, 4.5 x 32mm | P50-553-4532 | Standalone | DE0502064 | Patients requiring fracture fixation or orthopaedic corrective surgery
Orthopaedics | Trauma - Extramedullary fixation | Plate accessories | Locking screw | Paragon28 | Silverback Locking Plate Screw, 4.5 x 34mm | P50-553-4534 | Standalone | DE0502064 | Patients requiring fracture fixation or orthopaedic corrective surgery
Orthopaedics | Trauma - Extramedullary fixation | Plate accessories | Locking screw | Paragon28 | Silverback Locking Plate Screw, 4.5 x 36mm | P50-553-4536 | Standalone | DE0502064 | Patients requiring fracture fixation or orthopaedic corrective surgery
Orthopaedics | Trauma - Extramedullary fixation | Plate accessories | Locking screw | Paragon28 | Silverback Locking Plate Screw, 4.5 x 38mm | P50-553-4538 | Standalone | DE0502064 | Patients requiring fracture fixation or orthopaedic corrective surgery
Orthopaedics | Trauma - Extramedullary fixation | Plate accessories | Locking screw | Paragon28 | Silverback Locking Plate Screw, 4.5 x 40mm | P50-553-4540 | Standalone | DE0502064 | Patients requiring fracture fixation or orthopaedic corrective surgery
Orthopaedics | Trauma - Extramedullary fixation | Plate accessories | Locking screw | Paragon28 | Silverback Locking Plate Screw, 4.5 x 42mm | P50-553-4542 | Standalone | DE0502064 | Patients requiring fracture fixation or orthopaedic corrective surgery
Orthopaedics | Trauma - Extramedullary fixation | Plate accessories | Locking screw | Paragon28 | Silverback Locking Plate Screw, 4.5 x 44mm | P50-553-4544 | Standalone | DE0502064 | Patients requiring fracture fixation or orthopaedic corrective surgery
Orthopaedics | Trauma - Extramedullary fixation | Plate accessories | Locking screw | Paragon28 | Silverback Locking Plate Screw, 4.5 x 46mm | P50-553-4546 | Standalone | DE0502064 | Patients requiring fracture fixation or orthopaedic corrective surgery
Orthopaedics | Trauma - Extramedullary fixation | Plate accessories | Locking screw | Paragon28 | Silverback Locking Plate Screw, 4.5 x 48mm | P50-553-4548 | Standalone | DE0502064 | Patients requiring fracture fixation or orthopaedic corrective surgery
Orthopaedics | Trauma - Extramedullary fixation | Plate accessories | Locking screw | Paragon28 | Silverback Locking Plate Screw, 4.5 x 50mm | P50-553-4550 | Standalone | DE0502064 | Patients requiring fracture fixation or orthopaedic corrective surgery
Orthopaedics | Trauma - Extramedullary fixation | Plate accessories | Locking screw | Paragon28 | Silverback Locking Plate Screw, 4.5 x 55mm | P50-553-4555 | Standalone | DE0502064 | Patients requiring fracture fixation or orthopaedic corrective surgery
Orthopaedics | Trauma - Extramedullary fixation | Plate accessories | Locking screw | Paragon28 | Silverback Locking Plate Screw, 4.5 x 60mm | P50-553-4560 | Standalone | DE0502064 | Patients requiring fracture fixation or orthopaedic corrective surgery
Orthopaedics | Trauma - Extramedullary fixation | Plate accessories | Locking screw | Paragon28 | Silverback Locking Plate Screw, 5.2 x 14mm | P50-553-5214 | Standalone | DE0502064 | Patients requiring fracture fixation or orthopaedic corrective surgery
Orthopaedics | Trauma - Extramedullary fixation | Plate accessories | Locking screw | Paragon28 | Silverback Locking Plate Screw, 5.2 x 16mm | P50-553-5216 | Standalone | DE0502064 | Patients requiring fracture fixation or orthopaedic corrective surgery
Orthopaedics | Trauma - Extramedullary fixation | Plate accessories | Locking screw | Paragon28 | Silverback Locking Plate Screw, 5.2 x 18mm | P50-553-5218 | Standalone | DE0502064 | Patients requiring fracture fixation or orthopaedic corrective surgery
Orthopaedics | Trauma - Extramedullary fixation | Plate accessories | Locking screw | Paragon28 | Silverback Locking Plate Screw, 5.2 x 20mm | P50-553-5220 | Standalone | DE0502064 | Patients requiring fracture fixation or orthopaedic corrective surgery
Orthopaedics | Trauma - Extramedullary fixation | Plate accessories | Locking screw | Paragon28 | Silverback Locking Plate Screw, 5.2 x 22mm | P50-553-5222 | Standalone | DE0502064 | Patients requiring fracture fixation or orthopaedic corrective surgery
Orthopaedics | Trauma - Extramedullary fixation | Plate accessories | Locking screw | Paragon28 | Silverback Locking Plate Screw, 5.2 x 24mm | P50-553-5224 | Standalone | DE0502064 | Patients requiring fracture fixation or orthopaedic corrective surgery
Orthopaedics | Trauma - Extramedullary fixation | Plate accessories | Locking screw | Paragon28 | Silverback Locking Plate Screw, 5.2 x 26mm | P50-553-5226 | Standalone | DE0502064 | Patients requiring fracture fixation or orthopaedic corrective surgery
Orthopaedics | Trauma - Extramedullary fixation | Plate accessories | Locking screw | Paragon28 | Silverback Locking Plate Screw, 5.2 x 28mm | P50-553-5228 | Standalone | DE0502064 | Patients requiring fracture fixation or orthopaedic corrective surgery
Orthopaedics | Trauma - Extramedullary fixation | Plate accessories | Locking screw | Paragon28 | Silverback Locking Plate Screw, 5.2 x 30mm | P50-553-5230 | Standalone | DE0502064 | Patients requiring fracture fixation or orthopaedic corrective surgery
Orthopaedics | Trauma - Extramedullary fixation | Plate accessories | Locking screw | Paragon28 | Silverback Locking Plate Screw, 5.2 x 32mm | P50-553-5232 | Standalone | DE0502064 | Patients requiring fracture fixation or orthopaedic corrective surgery
Orthopaedics | Trauma - Extramedullary fixation | Plate accessories | Locking screw | Paragon28 | Silverback Locking Plate Screw, 5.2 x 34mm | P50-553-5234 | Standalone | DE0502064 | Patients requiring fracture fixation or orthopaedic corrective surgery
Orthopaedics | Trauma - Extramedullary fixation | Plate accessories | Locking screw | Paragon28 | Silverback Locking Plate Screw, 5.2 x 36mm | P50-553-5236 | Standalone | DE0502064 | Patients requiring fracture fixation or orthopaedic corrective surgery
Orthopaedics | Trauma - Extramedullary fixation | Plate accessories | Locking screw | Paragon28 | Silverback Locking Plate Screw, 5.2 x 38mm | P50-553-5238 | Standalone | DE0502064 | Patients requiring fracture fixation or orthopaedic corrective surgery
Orthopaedics | Trauma - Extramedullary fixation | Plate accessories | Locking screw | Paragon28 | Silverback Locking Plate Screw, 5.2 x 40mm | P50-553-5240 | Standalone | DE0502064 | Patients requiring fracture fixation or orthopaedic corrective surgery
Orthopaedics | Trauma - Extramedullary fixation | Plate accessories | Locking screw | Paragon28 | Silverback Locking Plate Screw, 5.2 x 42mm | P50-553-5242 | Standalone | DE0502064 | Patients requiring fracture fixation or orthopaedic corrective surgery
Orthopaedics | Trauma - Extramedullary fixation | Plate accessories | Locking screw | Paragon28 | Silverback Locking Plate Screw, 5.2 x 44mm | P50-553-5244 | Standalone | DE0502064 | Patients requiring fracture fixation or orthopaedic corrective surgery
Orthopaedics | Trauma - Extramedullary fixation | Plate accessories | Locking screw | Paragon28 | Silverback Locking Plate Screw, 5.2 x 46mm | P50-553-5246 | Standalone | DE0502064 | Patients requiring fracture fixation or orthopaedic corrective surgery
Orthopaedics | Trauma - Extramedullary fixation | Plate accessories | Locking screw | Paragon28 | Silverback Locking Plate Screw, 5.2 x 48mm | P50-553-5248 | Standalone | DE0502064 | Patients requiring fracture fixation or orthopaedic corrective surgery
Orthopaedics | Trauma - Extramedullary fixation | Plate accessories | Locking screw | Paragon28 | Silverback Locking Plate Screw, 5.2 x 50mm | P50-553-5250 | Standalone | DE0502064 | Patients requiring fracture fixation or orthopaedic corrective surgery
Orthopaedics | Trauma - Extramedullary fixation | Plate accessories | Locking screw | Paragon28 | Silverback Locking Plate Screw, 5.2 x 55mm | P50-553-5255 | Standalone | DE0502064 | Patients requiring fracture fixation or orthopaedic corrective surgery
Orthopaedics | Trauma - Extramedullary fixation | Plate accessories | Locking screw | Paragon28 | Silverback Locking Plate Screw, 5.2 x 60mm | P50-553-5260 | Standalone | DE0502064 | Patients requiring fracture fixation or orthopaedic corrective surgery
Orthopaedics | Trauma - Extramedullary fixation | Plate accessories | Non-locking screw | Paragon28 | Silverback Non-Locking Plate Screw, 4.5 x 14mm | P50-653-4514 | Standalone | DE0502064 | Patients requiring fracture fixation or orthopaedic corrective surgery
Orthopaedics | Trauma - Extramedullary fixation | Plate accessories | Non-locking screw | Paragon28 | Silverback Non-Locking Plate Screw, 4.5 x 16mm | P50-653-4516 | Standalone | DE0502064 | Patients requiring fracture fixation or orthopaedic corrective surgery
Orthopaedics | Trauma - Extramedullary fixation | Plate accessories | Non-locking screw | Paragon28 | Silverback Non-Locking Plate Screw, 4.5 x 18mm | P50-653-4518 | Standalone | DE0502064 | Patients requiring fracture fixation or orthopaedic corrective surgery
Orthopaedics | Trauma - Extramedullary fixation | Plate accessories | Non-locking screw | Paragon28 | Silverback Non-Locking Plate Screw, 4.5 x 20mm | P50-653-4520 | Standalone | DE0502064 | Patients requiring fracture fixation or orthopaedic corrective surgery
Orthopaedics | Trauma - Extramedullary fixation | Plate accessories | Non-locking screw | Paragon28 | Silverback Non-Locking Plate Screw, 4.5 x 22mm | P50-653-4522 | Standalone | DE0502064 | Patients requiring fracture fixation or orthopaedic corrective surgery
Orthopaedics | Trauma - Extramedullary fixation | Plate accessories | Non-locking screw | Paragon28 | Silverback Non-Locking Plate Screw, 4.5 x 24mm | P50-653-4524 | Standalone | DE0502064 | Patients requiring fracture fixation or orthopaedic corrective surgery
Orthopaedics | Trauma - Extramedullary fixation | Plate accessories | Non-locking screw | Paragon28 | Silverback Non-Locking Plate Screw, 4.5 x 26mm | P50-653-4526 | Standalone | DE0502064 | Patients requiring fracture fixation or orthopaedic corrective surgery
Orthopaedics | Trauma - Extramedullary fixation | Plate accessories | Non-locking screw | Paragon28 | Silverback Non-Locking Plate Screw, 4.5 x 28mm | P50-653-4528 | Standalone | DE0502064 | Patients requiring fracture fixation or orthopaedic corrective surgery
Orthopaedics | Trauma - Extramedullary fixation | Plate accessories | Non-locking screw | Paragon28 | Silverback Non-Locking Plate Screw, 4.5 x 30mm | P50-653-4530 | Standalone | DE0502064 | Patients requiring fracture fixation or orthopaedic corrective surgery
Orthopaedics | Trauma - Extramedullary fixation | Plate accessories | Non-locking screw | Paragon28 | Silverback Non-Locking Plate Screw, 4.5 x 32mm | P50-653-4532 | Standalone | DE0502064 | Patients requiring fracture fixation or orthopaedic corrective surgery
Orthopaedics | Trauma - Extramedullary fixation | Plate accessories | Non-locking screw | Paragon28 | Silverback Non-Locking Plate Screw, 4.5 x 34mm | P50-653-4534 | Standalone | DE0502064 | Patients requiring fracture fixation or orthopaedic corrective surgery
Orthopaedics | Trauma - Extramedullary fixation | Plate accessories | Non-locking screw | Paragon28 | Silverback Non-Locking Plate Screw, 4.5 x 36mm | P50-653-4536 | Standalone | DE0502064 | Patients requiring fracture fixation or orthopaedic corrective surgery
Orthopaedics | Trauma - Extramedullary fixation | Plate accessories | Non-locking screw | Paragon28 | Silverback Non-Locking Plate Screw, 4.5 x 38mm | P50-653-4538 | Standalone | DE0502064 | Patients requiring fracture fixation or orthopaedic corrective surgery
Orthopaedics | Trauma - Extramedullary fixation | Plate accessories | Non-locking screw | Paragon28 | Silverback Non-Locking Plate Screw, 4.5 x 40mm | P50-653-4540 | Standalone | DE0502064 | Patients requiring fracture fixation or orthopaedic corrective surgery
Orthopaedics | Trauma - Extramedullary fixation | Plate accessories | Non-locking screw | Paragon28 | Silverback Non-Locking Plate Screw, 4.5 x 42mm | P50-653-4542 | Standalone | DE0502064 | Patients requiring fracture fixation or orthopaedic corrective surgery
Orthopaedics | Trauma - Extramedullary fixation | Plate accessories | Non-locking screw | Paragon28 | Silverback Non-Locking Plate Screw, 4.5 x 44mm | P50-653-4544 | Standalone | DE0502064 | Patients requiring fracture fixation or orthopaedic corrective surgery
Orthopaedics | Trauma - Extramedullary fixation | Plate accessories | Non-locking screw | Paragon28 | Silverback Non-Locking Plate Screw, 4.5 x 46mm | P50-653-4546 | Standalone | DE0502064 | Patients requiring fracture fixation or orthopaedic corrective surgery
Orthopaedics | Trauma - Extramedullary fixation | Plate accessories | Non-locking screw | Paragon28 | Silverback Non-Locking Plate Screw, 4.5 x 48mm | P50-653-4548 | Standalone | DE0502064 | Patients requiring fracture fixation or orthopaedic corrective surgery
Orthopaedics | Trauma - Extramedullary fixation | Plate accessories | Non-locking screw | Paragon28 | Silverback Non-Locking Plate Screw, 4.5 x 50mm | P50-653-4550 | Standalone | DE0502064 | Patients requiring fracture fixation or orthopaedic corrective surgery
Orthopaedics | Trauma - Extramedullary fixation | Plate accessories | Non-locking screw | Paragon28 | Silverback Non-Locking Plate Screw, 4.5 x 55mm | P50-653-4555 | Standalone | DE0502064 | Patients requiring fracture fixation or orthopaedic corrective surgery
Orthopaedics | Trauma - Extramedullary fixation | Plate accessories | Non-locking screw | Paragon28 | Silverback Non-Locking Plate Screw, 4.5 x 60mm | P50-653-4560 | Standalone | DE0502064 | Patients requiring fracture fixation or orthopaedic corrective surgery
Orthopaedics | Trauma - Extramedullary fixation | Plate accessories | Non-locking screw | Paragon28 | Silverback Non-Locking Plate Screw, 5.2 x 14mm | P50-653-5214 | Standalone | DE0502064 | Patients requiring fracture fixation or orthopaedic corrective surgery
Orthopaedics | Trauma - Extramedullary fixation | Plate accessories | Non-locking screw | Paragon28 | Silverback Non-Locking Plate Screw, 5.2 x 16mm | P50-653-5216 | Standalone | DE0502064 | Patients requiring fracture fixation or orthopaedic corrective surgery
Orthopaedics | Trauma - Extramedullary fixation | Plate accessories | Non-locking screw | Paragon28 | Silverback Non-Locking Plate Screw, 5.2 x 18mm | P50-653-5218 | Standalone | DE0502064 | Patients requiring fracture fixation or orthopaedic corrective surgery
Orthopaedics | Trauma - Extramedullary fixation | Plate accessories | Non-locking screw | Paragon28 | Silverback Non-Locking Plate Screw, 5.2 x 20mm | P50-653-5220 | Standalone | DE0502064 | Patients requiring fracture fixation or orthopaedic corrective surgery
Orthopaedics | Trauma - Extramedullary fixation | Plate accessories | Non-locking screw | Paragon28 | Silverback Non-Locking Plate Screw, 5.2 x 22mm | P50-653-5222 | Standalone | DE0502064 | Patients requiring fracture fixation or orthopaedic corrective surgery
Orthopaedics | Trauma - Extramedullary fixation | Plate accessories | Non-locking screw | Paragon28 | Silverback Non-Locking Plate Screw, 5.2 x 24mm | P50-653-5224 | Standalone | DE0502064 | Patients requiring fracture fixation or orthopaedic corrective surgery
Orthopaedics | Trauma - Extramedullary fixation | Plate accessories | Non-locking screw | Paragon28 | Silverback Non-Locking Plate Screw, 5.2 x 26mm | P50-653-5226 | Standalone | DE0502064 | Patients requiring fracture fixation or orthopaedic corrective surgery
Orthopaedics | Trauma - Extramedullary fixation | Plate accessories | Non-locking screw | Paragon28 | Silverback Non-Locking Plate Screw, 5.2 x 28mm | P50-653-5228 | Standalone | DE0502064 | Patients requiring fracture fixation or orthopaedic corrective surgery
Orthopaedics | Trauma - Extramedullary fixation | Plate accessories | Non-locking screw | Paragon28 | Silverback Non-Locking Plate Screw, 5.2 x 30mm | P50-653-5230 | Standalone | DE0502064 | Patients requiring fracture fixation or orthopaedic corrective surgery
Orthopaedics | Trauma - Extramedullary fixation | Plate accessories | Non-locking screw | Paragon28 | Silverback Non-Locking Plate Screw, 5.2 x 32mm | P50-653-5232 | Standalone | DE0502064 | Patients requiring fracture fixation or orthopaedic corrective surgery
Orthopaedics | Trauma - Extramedullary fixation | Plate accessories | Non-locking screw | Paragon28 | Silverback Non-Locking Plate Screw, 5.2 x 34mm | P50-653-5234 | Standalone | DE0502064 | Patients requiring fracture fixation or orthopaedic corrective surgery
Orthopaedics | Trauma - Extramedullary fixation | Plate accessories | Non-locking screw | Paragon28 | Silverback Non-Locking Plate Screw, 5.2 x 36mm | P50-653-5236 | Standalone | DE0502064 | Patients requiring fracture fixation or orthopaedic corrective surgery
Orthopaedics | Trauma - Extramedullary fixation | Plate accessories | Non-locking screw | Paragon28 | Silverback Non-Locking Plate Screw, 5.2 x 38mm | P50-653-5238 | Standalone | DE0502064 | Patients requiring fracture fixation or orthopaedic corrective surgery
Orthopaedics | Trauma - Extramedullary fixation | Plate accessories | Non-locking screw | Paragon28 | Silverback Non-Locking Plate Screw, 5.2 x 40mm | P50-653-5240 | Standalone | DE0502064 | Patients requiring fracture fixation or orthopaedic corrective surgery
Orthopaedics | Trauma - Extramedullary fixation | Plate accessories | Non-locking screw | Paragon28 | Silverback Non-Locking Plate Screw, 5.2 x 42mm | P50-653-5242 | Standalone | DE0502064 | Patients requiring fracture fixation or orthopaedic corrective surgery
Orthopaedics | Trauma - Extramedullary fixation | Plate accessories | Non-locking screw | Paragon28 | Silverback Non-Locking Plate Screw, 5.2 x 44mm | P50-653-5244 | Standalone | DE0502064 | Patients requiring fracture fixation or orthopaedic corrective surgery
Orthopaedics | Trauma - Extramedullary fixation | Plate accessories | Non-locking screw | Paragon28 | Silverback Non-Locking Plate Screw, 5.2 x 46mm | P50-653-5246 | Standalone | DE0502064 | Patients requiring fracture fixation or orthopaedic corrective surgery
Orthopaedics | Trauma - Extramedullary fixation | Plate accessories | Non-locking screw | Paragon28 | Silverback Non-Locking Plate Screw, 5.2 x 48mm | P50-653-5248 | Standalone | DE0502064 | Patients requiring fracture fixation or orthopaedic corrective surgery
Orthopaedics | Trauma - Extramedullary fixation | Plate accessories | Non-locking screw | Paragon28 | Silverback Non-Locking Plate Screw, 5.2 x 50mm | P50-653-5250 | Standalone | DE0502064 | Patients requiring fracture fixation or orthopaedic corrective surgery
Orthopaedics | Trauma - Extramedullary fixation | Plate accessories | Non-locking screw | Paragon28 | Silverback Non-Locking Plate Screw, 5.2 x 55mm | P50-653-5255 | Standalone | DE0502064 | Patients requiring fracture fixation or orthopaedic corrective surgery
Orthopaedics | Trauma - Extramedullary fixation | Plate accessories | Non-locking screw | Paragon28 | Silverback Non-Locking Plate Screw, 5.2 x 60mm | P50-653-5260 | Standalone | DE0502064 | Patients requiring fracture fixation or orthopaedic corrective surgery
Orthopaedics | Trauma - Extramedullary fixation | Plate accessories | Locking screw | Paragon28 | Silverback Locking Cortical Plate Screw, 4.7 x 20mm | P50-753-4720 | Standalone | DE0502064 | Patients requiring fracture fixation or orthopaedic corrective surgery
Orthopaedics | Trauma - Extramedullary fixation | Plate accessories | Locking screw | Paragon28 | Silverback Locking Cortical Plate Screw, 4.7 x 22mm | P50-753-4722 | Standalone | DE0502064 | Patients requiring fracture fixation or orthopaedic corrective surgery
Orthopaedics | Trauma - Extramedullary fixation | Plate accessories | Locking screw | Paragon28 | Silverback Locking Cortical Plate Screw, 4.7 x 24mm | P50-753-4724 | Standalone | DE0502064 | Patients requiring fracture fixation or orthopaedic corrective surgery
Orthopaedics | Trauma - Extramedullary fixation | Plate accessories | Locking screw | Paragon28 | Silverback Locking Cortical Plate Screw, 4.7 x 26mm | P50-753-4726 | Standalone | DE0502064 | Patients requiring fracture fixation or orthopaedic corrective surgery
Orthopaedics | Trauma - Extramedullary fixation | Plate accessories | Locking screw | Paragon28 | Silverback Locking Cortical Plate Screw, 4.7 x 28mm | P50-753-4728 | Standalone | DE0502064 | Patients requiring fracture fixation or orthopaedic corrective surgery
Orthopaedics | Trauma - Extramedullary fixation | Plate accessories | Locking screw | Paragon28 | Silverback Locking Cortical Plate Screw, 4.7 x 30mm | P50-753-4730 | Standalone | DE0502064 | Patients requiring fracture fixation or orthopaedic corrective surgery
Orthopaedics | Trauma - Extramedullary fixation | Plate accessories | Locking screw | Paragon28 | Silverback Locking Cortical Plate Screw, 4.7 x 32mm | P50-753-4732 | Standalone | DE0502064 | Patients requiring fracture fixation or orthopaedic corrective surgery
Orthopaedics | Trauma - Extramedullary fixation | Plate accessories | Locking screw | Paragon28 | Silverback Locking Cortical Plate Screw, 4.7 x 34mm | P50-753-4734 | Standalone | DE0502064 | Patients requiring fracture fixation or orthopaedic corrective surgery
Orthopaedics | Trauma - Extramedullary fixation | Plate accessories | Locking screw | Paragon28 | Silverback Locking Cortical Plate Screw, 4.7 x 36mm | P50-753-4736 | Standalone | DE0502064 | Patients requiring fracture fixation or orthopaedic corrective surgery
Orthopaedics | Trauma - Extramedullary fixation | Plate accessories | Locking screw | Paragon28 | Silverback Locking Cortical Plate Screw, 4.7 x 38mm | P50-753-4738 | Standalone | DE0502064 | Patients requiring fracture fixation or orthopaedic corrective surgery
Orthopaedics | Trauma - Extramedullary fixation | Plate accessories | Locking screw | Paragon28 | Silverback Locking Cortical Plate Screw, 4.7 x 40mm | P50-753-4740 | Standalone | DE0502064 | Patients requiring fracture fixation or orthopaedic corrective surgery
Orthopaedics | Trauma - Extramedullary fixation | Plate accessories | Non-locking screw | Paragon28 | Silverback Non-Locking Cortical Plate Screw, 4.7 x 20mm | P50-853-4720 | Standalone | DE0502064 | Patients requiring fracture fixation or orthopaedic corrective surgery
Orthopaedics | Trauma - Extramedullary fixation | Plate accessories | Non-locking screw | Paragon28 | Silverback Non-Locking Cortical Plate Screw, 4.7 x 22mm | P50-853-4722 | Standalone | DE0502064 | Patients requiring fracture fixation or orthopaedic corrective surgery
Orthopaedics | Trauma - Extramedullary fixation | Plate accessories | Non-locking screw | Paragon28 | Silverback Non-Locking Cortical Plate Screw, 4.7 x 24mm | P50-853-4724 | Standalone | DE0502064 | Patients requiring fracture fixation or orthopaedic corrective surgery
Orthopaedics | Trauma - Extramedullary fixation | Plate accessories | Non-locking screw | Paragon28 | Silverback Non-Locking Cortical Plate Screw, 4.7 x 26mm | P50-853-4726 | Standalone | DE0502064 | Patients requiring fracture fixation or orthopaedic corrective surgery
Orthopaedics | Trauma - Extramedullary fixation | Plate accessories | Non-locking screw | Paragon28 | Silverback Non-Locking Cortical Plate Screw, 4.7 x 28mm | P50-853-4728 | Standalone | DE0502064 | Patients requiring fracture fixation or orthopaedic corrective surgery
Orthopaedics | Trauma - Extramedullary fixation | Plate accessories | Non-locking screw | Paragon28 | Silverback Non-Locking Cortical Plate Screw, 4.7 x 30mm | P50-853-4730 | Standalone | DE0502064 | Patients requiring fracture fixation or orthopaedic corrective surgery
Orthopaedics | Trauma - Extramedullary fixation | Plate accessories | Non-locking screw | Paragon28 | Silverback Non-Locking Cortical Plate Screw, 4.7 x 32mm | P50-853-4732 | Standalone | DE0502064 | Patients requiring fracture fixation or orthopaedic corrective surgery
Orthopaedics | Trauma - Extramedullary fixation | Plate accessories | Non-locking screw | Paragon28 | Silverback Non-Locking Cortical Plate Screw, 4.7 x 34mm | P50-853-4734 | Standalone | DE0502064 | Patients requiring fracture fixation or orthopaedic corrective surgery
Orthopaedics | Trauma - Extramedullary fixation | Plate accessories | Non-locking screw | Paragon28 | Silverback Non-Locking Cortical Plate Screw, 4.7 x 36mm | P50-853-4736 | Standalone | DE0502064 | Patients requiring fracture fixation or orthopaedic corrective surgery
Orthopaedics | Trauma - Extramedullary fixation | Plate accessories | Non-locking screw | Paragon28 | Silverback Non-Locking Cortical Plate Screw, 4.7 x 38mm | P50-853-4738 | Standalone | DE0502064 | Patients requiring fracture fixation or orthopaedic corrective surgery
Orthopaedics | Trauma - Extramedullary fixation | Plate accessories | Non-locking screw | Paragon28 | Silverback Non-Locking Cortical Plate Screw, 4.7 x 40mm | P50-853-4740 | Standalone | DE0502064 | Patients requiring fracture fixation or orthopaedic corrective surgery
Orthopaedics | Trauma - Extramedullary fixation | Locking/combination plate | Locking/combination plate - Foot/ankle | Paragon28 | Straight titanium plate 4 hole 1.1mm thick | P53-001-0004 | Standalone | DE0506822 | Patients requiring fracture fixation or orthopaedic corrective surgery
Orthopaedics | Trauma - Extramedullary fixation | Locking/combination plate | Locking/combination plate - Foot/ankle | Paragon28 | Straight titanium plate 6 hole 1.1mm thick | P53-001-0006 | Standalone | DE0506822 | Patients requiring fracture fixation or orthopaedic corrective surgery
Orthopaedics | Trauma - Extramedullary fixation | Locking/combination plate | Locking/combination plate - Foot/ankle | Paragon28 | Straight titanium plate 8 hole 1.1mm thick | P53-001-0008 | Standalone | DE0506822 | Patients requiring fracture fixation or orthopaedic corrective surgery
Orthopaedics | Trauma - Extramedullary fixation | Locking/combination plate | Locking/combination plate - Foot/ankle | Paragon28 | Straight titanium plate 10 hole 1.1mm thick | P53-001-0010 | Standalone | DE0506822 | Patients requiring fracture fixation or orthopaedic corrective surgery
Orthopaedics | Trauma - Extramedullary fixation | Locking/combination plate | Locking/combination plate - Foot/ankle | Paragon28 | Straight titanium plate 15 hole 1.1mm thick | P53-001-0015 | Standalone | DE0506822 | Patients requiring fracture fixation or orthopaedic corrective surgery
Orthopaedics | Trauma - Extramedullary fixation | Locking/combination plate | Locking/combination plate - Foot/ankle | Paragon28 | Straight titanium plate 15 hole 1.1mm thick | P53-001-0020 | Standalone | DE0506822 | Patients requiring fracture fixation or orthopaedic corrective surgery
Orthopaedics | Trauma - Extramedullary fixation | Locking/combination plate | Locking/combination plate - Foot/ankle | Paragon28 | Straight plate 4 Hole, w/Comp, 1.1mm thick | P53-001-0C04 | Standalone | DE0506822 | Patients requiring fracture fixation or orthopaedic corrective surgery
Orthopaedics | Trauma - Extramedullary fixation | Locking/combination plate | Locking/combination plate - Foot/ankle | Paragon28 | Straight plate 6 Hole, w/Comp, 1.1mm thick | P53-001-0C06 | Standalone | DE0506822 | Patients requiring fracture fixation or orthopaedic corrective surgery
Orthopaedics | Trauma - Extramedullary fixation | Locking/combination plate | Locking/combination plate - Foot/ankle | Paragon28 | Straight plate 8 Hole, w/Comp, 1.1mm thick | P53-001-0C08 | Standalone | DE0506822 | Patients requiring fracture fixation or orthopaedic corrective surgery
Orthopaedics | Trauma - Extramedullary fixation | Locking/combination plate | Locking/combination plate - Foot/ankle | Paragon28 | Straight plate 10 Hole, w/Comp, 1.1mm thick | P53-001-0C10 | Standalone | DE0506822 | Patients requiring fracture fixation or orthopaedic corrective surgery
Orthopaedics | Trauma - Extramedullary fixation | Locking/combination plate | Locking/combination plate - Foot/ankle | Paragon28 | Straight plate 12 Hole, w/Comp, 1.1mm thick | P53-001-0C12 | Standalone | DE0506822 | Patients requiring fracture fixation or orthopaedic corrective surgery
Orthopaedics | Trauma - Extramedullary fixation | Locking/combination plate | Locking/combination plate - Foot/ankle | Paragon28 | Straight plate 14 Hole, w/Comp, 1.1mm thick | P53-001-0C14 | Standalone | DE0506822 | Patients requiring fracture fixation or orthopaedic corrective surgery
Orthopaedics | Trauma - Extramedullary fixation | Locking/combination plate | Locking/combination plate - Foot/ankle | Paragon28 | Straight plate 16 Hole, w/Comp, 1.1mm thick | P53-001-0C16 | Standalone | DE0506822 | Patients requiring fracture fixation or orthopaedic corrective surgery
Orthopaedics | Trauma - Extramedullary fixation | Locking/combination plate | Locking/combination plate - Foot/ankle | Paragon28 | Akin Plate, 8 mm, 1.1mm thick | P53-001-1008 | Standalone | DE0506822 | Patients requiring fracture fixation or orthopaedic corrective surgery
Orthopaedics | Trauma - Extramedullary fixation | Locking/combination plate | Locking/combination plate - Foot/ankle | Paragon28 | Akin Plate, 10 mm, 1.1mm thick | P53-001-1010 | Standalone | DE0506822 | Patients requiring fracture fixation or orthopaedic corrective surgery
Orthopaedics | Trauma - Extramedullary fixation | Locking/combination plate | Locking/combination plate - Foot/ankle | Paragon28 | Akin Plate, 10 mm, 1.1mm thick w/compression | P53-001-1C08 | Standalone | DE0506822 | Patients requiring fracture fixation or orthopaedic corrective surgery
Orthopaedics | Trauma - Extramedullary fixation | Locking/combination plate | Locking/combination plate - Foot/ankle | Paragon28 | Akin Plate, 10 mm, 1.1mm thick w/compression | P53-001-1C10 | Standalone | DE0506822 | Patients requiring fracture fixation or orthopaedic corrective surgery
Orthopaedics | Trauma - Extramedullary fixation | Locking/combination plate | Locking/combination plate - Foot/ankle | Paragon28 | Akin Plate anatomic , 8 mm, 1.1mm thick | P53-001-2008 | Standalone | DE0506822 | Patients requiring fracture fixation or orthopaedic corrective surgery
Orthopaedics | Trauma - Extramedullary fixation | Locking/combination plate | Locking/combination plate - Foot/ankle | Paragon28 | Akin Plate anatomic, 10 mm, 1.1mm thick | P53-001-2010 | Standalone | DE0506822 | Patients requiring fracture fixation or orthopaedic corrective surgery
Orthopaedics | Trauma - Extramedullary fixation | Locking/combination plate | Locking/combination plate - Foot/ankle | Paragon28 | Straight titanium plate 15 hole 1.4mm thick | P53-001-4020 | Standalone | DE0506822 | Patients requiring fracture fixation or orthopaedic corrective surgery
Orthopaedics | Trauma - Extramedullary fixation | Locking/combination plate | Locking/combination plate - Foot/ankle | Paragon28 | Baby Gorilla, Plate, Straight, 4 Hole Locking, 1.5mm Thk, TiA | P53-001-5004 | Standalone | DE0506822 | Patients requiring fracture fixation or orthopaedic corrective surgery
Orthopaedics | Trauma - Extramedullary fixation | Locking/combination plate | Locking/combination plate - Foot/ankle | Paragon28 | Baby Gorilla, Plate, Straight, 6 Hole Locking, 1.5mm Thk, TiA | P53-001-5006 | Standalone | DE0506822 | Patients requiring fracture fixation or orthopaedic corrective surgery
Orthopaedics | Trauma - Extramedullary fixation | Locking/combination plate | Locking/combination plate - Foot/ankle | Paragon28 | Baby Gorilla, Plate, Straight, 8 Hole Locking, 1.5mm Thk, TiA | P53-001-5008 | Standalone | DE0506822 | Patients requiring fracture fixation or orthopaedic corrective surgery
Orthopaedics | Trauma - Extramedullary fixation | Locking/combination plate | Locking/combination plate - Foot/ankle | Paragon28 | Baby Gorilla, Plate, Straight, 10 Hole Locking, 1.5mm Thk, TiA | P53-001-5010 | Standalone | DE0506822 | Patients requiring fracture fixation or orthopaedic corrective surgery
Orthopaedics | Trauma - Extramedullary fixation | Locking/combination plate | Locking/combination plate - Foot/ankle | Paragon28 | Baby Gorilla, Plate, Straight, 15 Hole Locking, 1.5mm Thk, TiA | P53-001-5015 | Standalone | DE0506822 | Patients requiring fracture fixation or orthopaedic corrective surgery
Orthopaedics | Trauma - Extramedullary fixation | Locking/combination plate | Locking/combination plate - Foot/ankle | Paragon28 | Baby Gorilla, Plate, Straight, 20 Hole Locking, 1.5mm Thk, TiA | P53-001-5020 | Standalone | DE0506822 | Patients requiring fracture fixation or orthopaedic corrective surgery
Orthopaedics | Trauma - Extramedullary fixation | Locking/combination plate | Locking/combination plate - Foot/ankle | Paragon28 | Baby Gorilla, Plate, Straight, 4 Hole, w/Comp, 1.5mm Thk, TiA | P53-001-5C04 | Standalone | DE0506822 | Patients requiring fracture fixation or orthopaedic corrective surgery
Orthopaedics | Trauma - Extramedullary fixation | Locking/combination plate | Locking/combination plate - Foot/ankle | Paragon28 | Baby Gorilla, Plate, Straight, 6 Hole, w/Comp, 1.5mm Thk, TiA | P53-001-5C06 | Standalone | DE0506822 | Patients requiring fracture fixation or orthopaedic corrective surgery
Orthopaedics | Trauma - Extramedullary fixation | Locking/combination plate | Locking/combination plate - Foot/ankle | Paragon28 | Baby Gorilla, Plate, Straight, 8 Hole, w/Comp, 1.5mm Thk, TiA | P53-001-5C08 | Standalone | DE0506822 | Patients requiring fracture fixation or orthopaedic corrective surgery
Orthopaedics | Trauma - Extramedullary fixation | Locking/combination plate | Locking/combination plate - Foot/ankle | Paragon28 | Baby Gorilla, Plate, Straight, 10 Hole, w/Comp, 1.5mm Thk, TiA | P53-001-5C10 | Standalone | DE0506822 | Patients requiring fracture fixation or orthopaedic corrective surgery
Orthopaedics | Trauma - Extramedullary fixation | Locking/combination plate | Locking/combination plate - Foot/ankle | Paragon28 | Baby Gorilla, Plate, Straight, 12 Hole, w/Comp, 1.5mm Thk, TiA | P53-001-5C12 | Standalone | DE0506822 | Patients requiring fracture fixation or orthopaedic corrective surgery
Orthopaedics | Trauma - Extramedullary fixation | Locking/combination plate | Locking/combination plate - Foot/ankle | Paragon28 | Baby Gorilla, Plate, Straight, 14 Hole, w/Comp, 1.5mm Thk, TiA | P53-001-5C14 | Standalone | DE0506822 | Patients requiring fracture fixation or orthopaedic corrective surgery
Orthopaedics | Trauma - Extramedullary fixation | Locking/combination plate | Locking/combination plate - Foot/ankle | Paragon28 | Baby Gorilla, Plate, Straight, 16 Hole, w/Comp, 1.5mm Thk, TiA | P53-001-5C16 | Standalone | DE0506822 | Patients requiring fracture fixation or orthopaedic corrective surgery
Orthopaedics | Trauma - Extramedullary fixation | Locking/combination plate | Locking/combination plate - Foot/ankle | Paragon28 | Plate Oblique-L2, Left , 5 Hole, 1.1mm thick | P53-002-L005 | Standalone | DE0506822 | Patients requiring fracture fixation or orthopaedic corrective surgery
Orthopaedics | Trauma - Extramedullary fixation | Locking/combination plate | Locking/combination plate - Foot/ankle | Paragon28 | Plate Oblique-L2, Left , 7 Hole, 1.1mm thick | P53-002-L007 | Standalone | DE0506822 | Patients requiring fracture fixation or orthopaedic corrective surgery
Orthopaedics | Trauma - Extramedullary fixation | Locking/combination plate | Locking/combination plate - Foot/ankle | Paragon28 | Plate Oblique-L2, Left , 5 Hole, w/Comp, 1.1mm thick | P53-002-LC05 | Standalone | DE0506822 | Patients requiring fracture fixation or orthopaedic corrective surgery
Orthopaedics | Trauma - Extramedullary fixation | Locking/combination plate | Locking/combination plate - Foot/ankle | Paragon28 | Plate Oblique-L2, Left , 7 Hole, w/Comp, 1.1mm thick | P53-002-LC07 | Standalone | DE0506822 | Patients requiring fracture fixation or orthopaedic corrective surgery
Orthopaedics | Trauma - Extramedullary fixation | Locking/combination plate | Locking/combination plate - Foot/ankle | Paragon28 | Plate Oblique-L3, 8 Hole Compression, Left , 1.1mm | P53-002-LC38 | Standalone | DE0506822 | Patients requiring fracture fixation or orthopaedic corrective surgery
Orthopaedics | Trauma - Extramedullary fixation | Locking/combination plate | Locking/combination plate - Foot/ankle | Paragon28 | Plate Oblique-L3, 8 Hole L-Compression, Left , 1.1mm thick | P53-002-LC83 | Standalone | DE0506822 | Patients requiring fracture fixation or orthopaedic corrective surgery
Orthopaedics | Trauma - Extramedullary fixation | Locking/combination plate | Locking/combination plate - Foot/ankle | Paragon28 | Plate Oblique-L2, Right , 5 Hole, 1.1mm thick | P53-002-R005 | Standalone | DE0506822 | Patients requiring fracture fixation or orthopaedic corrective surgery
Orthopaedics | Trauma - Extramedullary fixation | Locking/combination plate | Locking/combination plate - Foot/ankle | Paragon28 | Plate Oblique-L2, Right , 7 Hole, 1.1mm thick | P53-002-R007 | Standalone | DE0506822 | Patients requiring fracture fixation or orthopaedic corrective surgery
Orthopaedics | Trauma - Extramedullary fixation | Locking/combination plate | Locking/combination plate - Foot/ankle | Paragon28 | Plate Oblique-L2, Right , 5 Hole, w/Comp, 1.1mm thick | P53-002-RC05 | Standalone | DE0506822 | Patients requiring fracture fixation or orthopaedic corrective surgery
Orthopaedics | Trauma - Extramedullary fixation | Locking/combination plate | Locking/combination plate - Foot/ankle | Paragon28 | Plate Oblique-L2, Right , 7 Hole, w/Comp, 1.1mm thick | P53-002-RC07 | Standalone | DE0506822 | Patients requiring fracture fixation or orthopaedic corrective surgery
Orthopaedics | Trauma - Extramedullary fixation | Locking/combination plate | Locking/combination plate - Foot/ankle | Paragon28 | Plate Oblique-L3, 8 Hole Compression, Right , 1.1mm | P53-002-RC38 | Standalone | DE0506822 | Patients requiring fracture fixation or orthopaedic corrective surgery
Orthopaedics | Trauma - Extramedullary fixation | Locking/combination plate | Locking/combination plate - Foot/ankle | Paragon28 | Plate Oblique-L3, 8 Hole L-Compression, Right , 1.1mm thick | P53-002-RC83 | Standalone | DE0506822 | Patients requiring fracture fixation or orthopaedic corrective surgery
Orthopaedics | Trauma - Extramedullary fixation | Locking/combination plate | Locking/combination plate - Foot/ankle | Paragon28 | Plate, L-UNIV, 11 Hole Locking, , 1.4mm thick | P53-003-0066 | Standalone | DE0506822 | Patients requiring fracture fixation or orthopaedic corrective surgery
Orthopaedics | Trauma - Extramedullary fixation | Locking/combination plate | Locking/combination plate - Foot/ankle | Paragon28 | Plate, L-UNIV, 17 Hole Locking, , 1.4mm thick | P53-003-0099 | Standalone | DE0506822 | Patients requiring fracture fixation or orthopaedic corrective surgery
Orthopaedics | Trauma - Extramedullary fixation | Locking/combination plate | Locking/combination plate - Foot/ankle | Paragon28 | Plate, L2, 6 Hole Locking, Left , 1.1mm thick | P53-003-L006 | Standalone | DE0506822 | Patients requiring fracture fixation or orthopaedic corrective surgery
Orthopaedics | Trauma - Extramedullary fixation | Locking/combination plate | Locking/combination plate - Foot/ankle | Paragon28 | Plate, L2, 8 Hole Locking, Left, 1.1mm thick | P53-003-L008 | Standalone | DE0506822 | Patients requiring fracture fixation or orthopaedic corrective surgery
Orthopaedics | Trauma - Extramedullary fixation | Locking/combination plate | Locking/combination plate - Foot/ankle | Paragon28 | Plate, L2, 10 Hole Locking, Left, 1.1mm thick | P53-003-L010 | Standalone | DE0506822 | Patients requiring fracture fixation or orthopaedic corrective surgery
Orthopaedics | Trauma - Extramedullary fixation | Locking/combination plate | Locking/combination plate - Foot/ankle | Paragon28 | Plate, L3, 11 Hole Locking, Left , 1.1mm thick | P53-003-L031 | Standalone | DE0506822 | Patients requiring fracture fixation or orthopaedic corrective surgery
Orthopaedics | Trauma - Extramedullary fixation | Locking/combination plate | Locking/combination plate - Foot/ankle | Paragon28 | Plate, L3, 7 Hole Locking, Left, 1.1mm thick | P53-003-L037 | Standalone | DE0506822 | Patients requiring fracture fixation or orthopaedic corrective surgery
Orthopaedics | Trauma - Extramedullary fixation | Locking/combination plate | Locking/combination plate - Foot/ankle | Paragon28 | Plate, L3, 9 Hole Locking, Left , 1.1mm thick | P53-003-L039 | Standalone | DE0506822 | Patients requiring fracture fixation or orthopaedic corrective surgery
Orthopaedics | Trauma - Extramedullary fixation | Locking/combination plate | Locking/combination plate - Foot/ankle | Paragon28 | Plate, L2, 6 Hole /W Compression, Left , 1.1mm thick | P53-003-LC06 | Standalone | DE0506822 | Patients requiring fracture fixation or orthopaedic corrective surgery
Orthopaedics | Trauma - Extramedullary fixation | Locking/combination plate | Locking/combination plate - Foot/ankle | Paragon28 | Plate L2, 8 Hole/W Compression, Left , 1.1mm thick | P53-003-LC08 | Standalone | DE0506822 | Patients requiring fracture fixation or orthopaedic corrective surgery
Orthopaedics | Trauma - Extramedullary fixation | Locking/combination plate | Locking/combination plate - Foot/ankle | Paragon28 | Plate L2, 10 Hole/W Compression, Left , 1.1mm thick | P53-003-LC10 | Standalone | DE0506822 | Patients requiring fracture fixation or orthopaedic corrective surgery
Orthopaedics | Trauma - Extramedullary fixation | Locking/combination plate | Locking/combination plate - Foot/ankle | Paragon28 | Plate L2-2nd Met, 11 Hole /W Compression, Left , 1.1mm thick | P53-003-LC21 | Standalone | DE0506822 | Patients requiring fracture fixation or orthopaedic corrective surgery
Orthopaedics | Trauma - Extramedullary fixation | Locking/combination plate | Locking/combination plate - Foot/ankle | Paragon28 | Plate L2-2nd Met, 7 Hole /W Compression, Left , 1.1mm thick | P53-003-LC27 | Standalone | DE0506822 | Patients requiring fracture fixation or orthopaedic corrective surgery
Orthopaedics | Trauma - Extramedullary fixation | Locking/combination plate | Locking/combination plate - Foot/ankle | Paragon28 | Plate L2-2nd Met, 9 Hole /W Compression, Left , 1.1mm thick | P53-003-LC29 | Standalone | DE0506822 | Patients requiring fracture fixation or orthopaedic corrective surgery
Orthopaedics | Trauma - Extramedullary fixation | Locking/combination plate | Locking/combination plate - Foot/ankle | Paragon28 | Plate, L2, 6 Hole Locking, Right , 1.1mm thick | P53-003-R006 | Standalone | DE0506822 | Patients requiring fracture fixation or orthopaedic corrective surgery
Orthopaedics | Trauma - Extramedullary fixation | Locking/combination plate | Locking/combination plate - Foot/ankle | Paragon28 | Plate, L2, 8 Hole Locking,Right , 1.1mm thick | P53-003-R008 | Standalone | DE0506822 | Patients requiring fracture fixation or orthopaedic corrective surgery
Orthopaedics | Trauma - Extramedullary fixation | Locking/combination plate | Locking/combination plate - Foot/ankle | Paragon28 | Plate, L2, 10 Hole Locking,Right , 1.1mm thick | P53-003-R010 | Standalone | DE0506822 | Patients requiring fracture fixation or orthopaedic corrective surgery
Orthopaedics | Trauma - Extramedullary fixation | Locking/combination plate | Locking/combination plate - Foot/ankle | Paragon28 | Plate, L3, 11 Hole Locking, Right , 1.1mm thick | P53-003-R031 | Standalone | DE0506822 | Patients requiring fracture fixation or orthopaedic corrective surgery
Orthopaedics | Trauma - Extramedullary fixation | Locking/combination plate | Locking/combination plate - Foot/ankle | Paragon28 | Plate, L3, 7 Hole Locking, Right , 1.1mm thick | P53-003-R037 | Standalone | DE0506822 | Patients requiring fracture fixation or orthopaedic corrective surgery
Orthopaedics | Trauma - Extramedullary fixation | Locking/combination plate | Locking/combination plate - Foot/ankle | Paragon28 | Plate, L3, 9 Hole Locking, Right , 1.1mm thick | P53-003-R039 | Standalone | DE0506822 | Patients requiring fracture fixation or orthopaedic corrective surgery
Orthopaedics | Trauma - Extramedullary fixation | Locking/combination plate | Locking/combination plate - Foot/ankle | Paragon28 | Plate, L2, 6 Hole /W Compression,Right , 1.1mm thick | P53-003-RC06 | Standalone | DE0506822 | Patients requiring fracture fixation or orthopaedic corrective surgery
Orthopaedics | Trauma - Extramedullary fixation | Locking/combination plate | Locking/combination plate - Foot/ankle | Paragon28 | Plate L2, 8 Hole/W Compression, Right , 1.1mm thick | P53-003-RC08 | Standalone | DE0506822 | Patients requiring fracture fixation or orthopaedic corrective surgery
Orthopaedics | Trauma - Extramedullary fixation | Locking/combination plate | Locking/combination plate - Foot/ankle | Paragon28 | Plate L2, 10 Hole/W Compression, Right , 1.1mm thick | P53-003-RC10 | Standalone | DE0506822 | Patients requiring fracture fixation or orthopaedic corrective surgery
Orthopaedics | Trauma - Extramedullary fixation | Locking/combination plate | Locking/combination plate - Foot/ankle | Paragon28 | Plate L2-2nd Met, 11 Hole /W Compression, Right , 1.1mm thick | P53-003-RC21 | Standalone | DE0506822 | Patients requiring fracture fixation or orthopaedic corrective surgery
Orthopaedics | Trauma - Extramedullary fixation | Locking/combination plate | Locking/combination plate - Foot/ankle | Paragon28 | Plate L2-2nd Met, 7 Hole /W Compression, Right , 1.1mm thick | P53-003-RC27 | Standalone | DE0506822 | Patients requiring fracture fixation or orthopaedic corrective surgery
Orthopaedics | Trauma - Extramedullary fixation | Locking/combination plate | Locking/combination plate - Foot/ankle | Paragon28 | Plate L2-2nd Met, 9 Hole /W Compression, Right , 1.1mm thick | P53-003-RC29 | Standalone | DE0506822 | Patients requiring fracture fixation or orthopaedic corrective surgery
Orthopaedics | Trauma - Extramedullary fixation | Locking/combination plate | Locking/combination plate - Foot/ankle | Paragon28 | Plate, Oblique-T2, 4 Hole Locking, Left , 1.1mm thick | P53-004-L004 | Standalone | DE0506822 | Patients requiring fracture fixation or orthopaedic corrective surgery
Orthopaedics | Trauma - Extramedullary fixation | Locking/combination plate | Locking/combination plate - Foot/ankle | Paragon28 | Plate, Oblique-T2, 5 Hole Locking, Left, 1.1mm thick | P53-004-L005 | Standalone | DE0506822 | Patients requiring fracture fixation or orthopaedic corrective surgery
Orthopaedics | Trauma - Extramedullary fixation | Locking/combination plate | Locking/combination plate - Foot/ankle | Paragon28 | Plate, Oblique-T2, 6 Hole Locking, Left, 1.1mm thick | P53-004-L006 | Standalone | DE0506822 | Patients requiring fracture fixation or orthopaedic corrective surgery
Orthopaedics | Trauma - Extramedullary fixation | Locking/combination plate | Locking/combination plate - Foot/ankle | Paragon28 | Plate, Oblique-T2, 8 Hole Locking, Left, 1.1mm thick | P53-004-L008 | Standalone | DE0506822 | Patients requiring fracture fixation or orthopaedic corrective surgery
Orthopaedics | Trauma - Extramedullary fixation | Locking/combination plate | Locking/combination plate - Foot/ankle | Paragon28 | Plate, Oblique-T2, 10 Hole Locking, Left , 1.1mm thick | P53-004-L010 | Standalone | DE0506822 | Patients requiring fracture fixation or orthopaedic corrective surgery
Orthopaedics | Trauma - Extramedullary fixation | Locking/combination plate | Locking/combination plate - Foot/ankle | Paragon28 | Plate, Oblique-T2, 4 Hole /W Compression, Left, 1.1mm thick | P53-004-LC04 | Standalone | DE0506822 | Patients requiring fracture fixation or orthopaedic corrective surgery
Orthopaedics | Trauma - Extramedullary fixation | Locking/combination plate | Locking/combination plate - Foot/ankle | Paragon28 | Plate, Oblique-T2, 5 Hole /W Compression, Left, 1.1mm thick | P53-004-LC05 | Standalone | DE0506822 | Patients requiring fracture fixation or orthopaedic corrective surgery
Orthopaedics | Trauma - Extramedullary fixation | Locking/combination plate | Locking/combination plate - Foot/ankle | Paragon28 | Plate, Oblique-T2, 6 Hole /W Compression, Left, 1.1mm thick | P53-004-LC06 | Standalone | DE0506822 | Patients requiring fracture fixation or orthopaedic corrective surgery
Orthopaedics | Trauma - Extramedullary fixation | Locking/combination plate | Locking/combination plate - Foot/ankle | Paragon28 | Plate, Oblique-T2, 8 Hole /W Compression, Left 1.1mm, thick | P53-004-LC08 | Standalone | DE0506822 | Patients requiring fracture fixation or orthopaedic corrective surgery
Orthopaedics | Trauma - Extramedullary fixation | Locking/combination plate | Locking/combination plate - Foot/ankle | Paragon28 | Plate, Oblique-T2,10 Hole /W Compression, Left,1.1mm thick | P53-004-LC10 | Standalone | DE0506822 | Patients requiring fracture fixation or orthopaedic corrective surgery
Orthopaedics | Trauma - Extramedullary fixation | Locking/combination plate | Locking/combination plate - Foot/ankle | Paragon28 | Plate, Oblique-T2, 4 Hole Locking, Right, 1.1mm thick | P53-004-R004 | Standalone | DE0506822 | Patients requiring fracture fixation or orthopaedic corrective surgery
Orthopaedics | Trauma - Extramedullary fixation | Locking/combination plate | Locking/combination plate - Foot/ankle | Paragon28 | Plate, Oblique-T2, 5 Hole Locking, Right, 1.1mm thick | P53-004-R005 | Standalone | DE0506822 | Patients requiring fracture fixation or orthopaedic corrective surgery
Orthopaedics | Trauma - Extramedullary fixation | Locking/combination plate | Locking/combination plate - Foot/ankle | Paragon28 | Plate, Oblique-T2, 6 Hole Locking, Right, 1.1mm thick | P53-004-R006 | Standalone | DE0506822 | Patients requiring fracture fixation or orthopaedic corrective surgery
Orthopaedics | Trauma - Extramedullary fixation | Locking/combination plate | Locking/combination plate - Foot/ankle | Paragon28 | Plate, Oblique-T2, 8 Hole Locking, Right, 1.1mm thick | P53-004-R008 | Standalone | DE0506822 | Patients requiring fracture fixation or orthopaedic corrective surgery
Orthopaedics | Trauma - Extramedullary fixation | Locking/combination plate | Locking/combination plate - Foot/ankle | Paragon28 | Plate, Oblique-T2, 10 Hole Locking, Right, 1.1mm thick | P53-004-R010 | Standalone | DE0506822 | Patients requiring fracture fixation or orthopaedic corrective surgery
Orthopaedics | Trauma - Extramedullary fixation | Locking/combination plate | Locking/combination plate - Foot/ankle | Paragon28 | Plate, Oblique-T2, 4 Hole /W Compression, Right, 1.1mm thick | P53-004-RC04 | Standalone | DE0506822 | Patients requiring fracture fixation or orthopaedic corrective surgery
Orthopaedics | Trauma - Extramedullary fixation | Locking/combination plate | Locking/combination plate - Foot/ankle | Paragon28 | Plate, Oblique-T2,5 Hole /W Compression, Right, 1.1mm thick | P53-004-RC05 | Standalone | DE0506822 | Patients requiring fracture fixation or orthopaedic corrective surgery
Orthopaedics | Trauma - Extramedullary fixation | Locking/combination plate | Locking/combination plate - Foot/ankle | Paragon28 | Plate, Oblique-T2, 6 Hole /W Compression, Right, 1.1mm thick | P53-004-RC06 | Standalone | DE0506822 | Patients requiring fracture fixation or orthopaedic corrective surgery
Orthopaedics | Trauma - Extramedullary fixation | Locking/combination plate | Locking/combination plate - Foot/ankle | Paragon28 | Plate, Oblique-T2, 8 Hole /W Compression, Right, 1.1 mm thick | P53-004-RC08 | Standalone | DE0506822 | Patients requiring fracture fixation or orthopaedic corrective surgery
Orthopaedics | Trauma - Extramedullary fixation | Locking/combination plate | Locking/combination plate - Foot/ankle | Paragon28 | Plate, Oblique-T2, 10 Hole /W Compression, Right, 1.1mm thick | P53-004-RC10 | Standalone | DE0506822 | Patients requiring fracture fixation or orthopaedic corrective surgery
Orthopaedics | Trauma - Extramedullary fixation | Locking/combination plate | Locking/combination plate - Foot/ankle | Paragon28 | Plate, T2, 8 Hole Locking, 1.1mm thick | P53-005-0008 | Standalone | DE0506822 | Patients requiring fracture fixation or orthopaedic corrective surgery
Orthopaedics | Trauma - Extramedullary fixation | Locking/combination plate | Locking/combination plate - Foot/ankle | Paragon28 | Plate, T2, 10 Hole Locking, 1.1mm thick | P53-005-0010 | Standalone | DE0506822 | Patients requiring fracture fixation or orthopaedic corrective surgery
Orthopaedics | Trauma - Extramedullary fixation | Locking/combination plate | Locking/combination plate - Foot/ankle | Paragon28 | Plate, T2, 13 Hole Locking, 1.1mm thick | P53-005-0013 | Standalone | DE0506822 | Patients requiring fracture fixation or orthopaedic corrective surgery
Orthopaedics | Trauma - Extramedullary fixation | Locking/combination plate | Locking/combination plate - Foot/ankle | Paragon28 | Plate, T2, 8 Hole / W Compression, 1.1mm thick | P53-005-0C08 | Standalone | DE0506822 | Patients requiring fracture fixation or orthopaedic corrective surgery
Orthopaedics | Trauma - Extramedullary fixation | Locking/combination plate | Locking/combination plate - Foot/ankle | Paragon28 | Plate, T2, 10 Hole / W Compression, 1.1mm thick | P53-005-0C10 | Standalone | DE0506822 | Patients requiring fracture fixation or orthopaedic corrective surgery
Orthopaedics | Trauma - Extramedullary fixation | Locking/combination plate | Locking/combination plate - Foot/ankle | Paragon28 | Plate, T2, 13 Hole / W Compression, 1.1mm thick | P53-005-0C13 | Standalone | DE0506822 | Patients requiring fracture fixation or orthopaedic corrective surgery
Orthopaedics | Trauma - Extramedullary fixation | Locking/combination plate | Locking/combination plate - Foot/ankle | Paragon28 | Baby Gorilla, Plate, T2, Short Neck, 08 Hole Locking, 1.1mm Thk, TiA | P53-005-1008 | Standalone | DE0506822 | Patients requiring fracture fixation or orthopaedic corrective surgery
Orthopaedics | Trauma - Extramedullary fixation | Locking/combination plate | Locking/combination plate - Foot/ankle | Paragon28 | Baby Gorilla, Plate, T2, Short Neck, 10 Hole Locking, 1.1mm Thk, TiA | P53-005-1010 | Standalone | DE0506822 | Patients requiring fracture fixation or orthopaedic corrective surgery
Orthopaedics | Trauma - Extramedullary fixation | Locking/combination plate | Locking/combination plate - Foot/ankle | Paragon28 | Baby Gorilla, Plate, T2, Short Neck, 13 Hole Locking, 1.1mm Thk, TiA | P53-005-1013 | Standalone | DE0506822 | Patients requiring fracture fixation or orthopaedic corrective surgery
Orthopaedics | Trauma - Extramedullary fixation | Locking/combination plate | Locking/combination plate - Foot/ankle | Paragon28 | Plate, T2, 7 Hole Locking, 1.1mm thick | P53-005-3007 | Standalone | DE0506822 | Patients requiring fracture fixation or orthopaedic corrective surgery
Orthopaedics | Trauma - Extramedullary fixation | Locking/combination plate | Locking/combination plate - Foot/ankle | Paragon28 | Plate, T2, 9 Hole Locking, 1.1mm thick | P53-005-3009 | Standalone | DE0506822 | Patients requiring fracture fixation or orthopaedic corrective surgery
Orthopaedics | Trauma - Extramedullary fixation | Locking/combination plate | Locking/combination plate - Foot/ankle | Paragon28 | Plate, T2, 7 13 Hole / W Compression, 1.1mm thick | P53-005-3C07 | Standalone | DE0506822 | Patients requiring fracture fixation or orthopaedic corrective surgery
Orthopaedics | Trauma - Extramedullary fixation | Locking/combination plate | Locking/combination plate - Foot/ankle | Paragon28 | Plate, T2, 9 Hole / W Compression, 1.1mm thick | P53-005-3C09 | Standalone | DE0506822 | Patients requiring fracture fixation or orthopaedic corrective surgery
Orthopaedics | Trauma - Extramedullary fixation | Locking/combination plate | Locking/combination plate - Foot/ankle | Paragon28 | Plate, T5, 10 Hole Locking, 1.1mm thick | P53-005-5010 | Standalone | DE0506822 | Patients requiring fracture fixation or orthopaedic corrective surgery
Orthopaedics | Trauma - Extramedullary fixation | Locking/combination plate | Locking/combination plate - Foot/ankle | Paragon28 | Plate, T5, 16 Hole Locking, 1.1mm thick | P53-005-5016 | Standalone | DE0506822 | Patients requiring fracture fixation or orthopaedic corrective surgery
Orthopaedics | Trauma - Extramedullary fixation | Locking/combination plate | Locking/combination plate - Foot/ankle | Paragon28 | Baby Gorilla, Plate, Curved T-Plate, 4 Hole Compression, TiA | P53-005-TC04 | Standalone | DE0506822 | Patients requiring fracture fixation or orthopaedic corrective surgery
Orthopaedics | Trauma - Extramedullary fixation | Locking/combination plate | Locking/combination plate - Foot/ankle | Paragon28 | Baby Gorilla, Plate, Curved T-Plate, 5 Hole Compression, TiA | P53-005-TC05 | Standalone | DE0506822 | Patients requiring fracture fixation or orthopaedic corrective surgery
Orthopaedics | Trauma - Extramedullary fixation | Locking/combination plate | Locking/combination plate - Foot/ankle | Paragon28 | Baby Gorilla, Plate, Curved T-Plate, 6 Hole Compression, TiA | P53-005-TC06 | Standalone | DE0506822 | Patients requiring fracture fixation or orthopaedic corrective surgery
Orthopaedics | Trauma - Extramedullary fixation | Locking/combination plate | Locking/combination plate - Foot/ankle | Paragon28 | Plate, Dub-Y 3-2-3, 08 Hole Locking, 1.4mm | P53-006-0323 | Standalone | DE0506822 | Patients requiring fracture fixation or orthopaedic corrective surgery
Orthopaedics | Trauma - Extramedullary fixation | Locking/combination plate | Locking/combination plate - Foot/ankle | Paragon28 | Plate, Dub-Y 5-3-5, 13 Hole Locking, 1.4mm | P53-006-0535 | Standalone | DE0506822 | Patients requiring fracture fixation or orthopaedic corrective surgery
Orthopaedics | Trauma - Extramedullary fixation | Locking/combination plate | Locking/combination plate - Foot/ankle | Paragon28 | Plate, Dub-Y 5-5-5, 15 Hole Locking, 1.4mm | P53-006-0555 | Standalone | DE0506822 | Patients requiring fracture fixation or orthopaedic corrective surgery
Orthopaedics | Trauma - Extramedullary fixation | Locking/combination plate | Locking/combination plate - Foot/ankle | Paragon28 | Plate, Dub-Y 777, 21 Hole Locking, 1.4mm | P53-006-0777 | Standalone | DE0506822 | Patients requiring fracture fixation or orthopaedic corrective surgery
Orthopaedics | Trauma - Extramedullary fixation | Locking/combination plate | Locking/combination plate - Foot/ankle | Paragon28 | Plate, Dub-Y 4-6-4, 14 Hole Locking, 1.4mm | P53-006-2464 | Standalone | DE0506822 | Patients requiring fracture fixation or orthopaedic corrective surgery
Orthopaedics | Trauma - Extramedullary fixation | Locking/combination plate | Locking/combination plate - Foot/ankle | Paragon28 | Plate, Dub-Y 6-6-6, 18 Hole Locking, 1.4mm | P53-006-2666 | Standalone | DE0506822 | Patients requiring fracture fixation or orthopaedic corrective surgery
Orthopaedics | Trauma - Extramedullary fixation | Locking/combination plate | Locking/combination plate - Foot/ankle | Paragon28 | Plate, Y3, 7 Hole Locking, 1.1mm thick | P53-006-3007 | Standalone | DE0506822 | Patients requiring fracture fixation or orthopaedic corrective surgery
Orthopaedics | Trauma - Extramedullary fixation | Locking/combination plate | Locking/combination plate - Foot/ankle | Paragon28 | Plate, Y3, 9 Hole Locking, 1.1mm thick | P53-006-3009 | Standalone | DE0506822 | Patients requiring fracture fixation or orthopaedic corrective surgery
Orthopaedics | Trauma - Extramedullary fixation | Locking/combination plate | Locking/combination plate - Foot/ankle | Paragon28 | Plate, Y3, 7 Hole /W Compression, 1.1mm thick | P53-006-3C07 | Standalone | DE0506822 | Patients requiring fracture fixation or orthopaedic corrective surgery
Orthopaedics | Trauma - Extramedullary fixation | Locking/combination plate | Locking/combination plate - Foot/ankle | Paragon28 | Plate, Y3, 9 Hole /W Compression, 1.1mm thick | P53-006-3C09 | Standalone | DE0506822 | Patients requiring fracture fixation or orthopaedic corrective surgery
Orthopaedics | Trauma - Extramedullary fixation | Locking/combination plate | Locking/combination plate - Foot/ankle | Paragon28 | Plate, Y5, 11 Hole Locking, 1.4mm thick | P53-006-5011 | Standalone | DE0506822 | Patients requiring fracture fixation or orthopaedic corrective surgery
Orthopaedics | Trauma - Extramedullary fixation | Locking/combination plate | Locking/combination plate - Foot/ankle | Paragon28 | Plate, Y5, 17 Hole Locking, 1.4mm thick | P53-006-5017 | Standalone | DE0506822 | Patients requiring fracture fixation or orthopaedic corrective surgery
Orthopaedics | Trauma - Extramedullary fixation | Locking/combination plate | Locking/combination plate - Foot/ankle | Paragon28 | Plate, Y5, 11 Hole Comp, 1.4mm | P53-006-5C11 | Standalone | DE0506822 | Patients requiring fracture fixation or orthopaedic corrective surgery
Orthopaedics | Trauma - Extramedullary fixation | Locking/combination plate | Locking/combination plate - Foot/ankle | Paragon28 | Plate, Y5, 17 Hole Comp, 1.4mm | P53-006-5C17 | Standalone | DE0506822 | Patients requiring fracture fixation or orthopaedic corrective surgery
Orthopaedics | Trauma - Extramedullary fixation | Locking/combination plate | Locking/combination plate - Foot/ankle | Paragon28 | Plate, Jones, 8 Hole, compression Left, 14mm thick | P53-007-LC08 | Standalone | DE0506822 | Patients requiring fracture fixation or orthopaedic corrective surgery
Orthopaedics | Trauma - Extramedullary fixation | Locking/combination plate | Locking/combination plate - Foot/ankle | Paragon28 | Plate, Jones, 8 Hole, compression Right, 14mm thick | P53-007-RC08 | Standalone | DE0506822 | Patients requiring fracture fixation or orthopaedic corrective surgery
Orthopaedics | Trauma - Extramedullary fixation | Locking/combination plate | Locking/combination plate - Foot/ankle | Paragon28 | Plate, Hook, 5 Hole, compression, Left, 1.4mm thick | P53-008-LC05 | Standalone | DE0506822 | Patients requiring fracture fixation or orthopaedic corrective surgery
Orthopaedics | Trauma - Extramedullary fixation | Locking/combination plate | Locking/combination plate - Foot/ankle | Paragon28 | Baby Gorilla, Plate, 6 Hole, comp, Left, 1.2mm, TiA | P53-008-LC06 | Standalone | DE0506822 | Patients requiring fracture fixation or orthopaedic corrective surgery
Orthopaedics | Trauma - Extramedullary fixation | Locking/combination plate | Locking/combination plate - Foot/ankle | Paragon28 | Plate, Hook, 5 Hole, compression, Right, 1.4mm thick | P53-008-RC05 | Standalone | DE0506822 | Patients requiring fracture fixation or orthopaedic corrective surgery
Orthopaedics | Trauma - Extramedullary fixation | Locking/combination plate | Locking/combination plate - Foot/ankle | Paragon28 | Baby Gorilla, Plate, 6 Hole, comp, Right, 1.2mm, TiA | P53-008-RC06 | Standalone | DE0506822 | Patients requiring fracture fixation or orthopaedic corrective surgery
Orthopaedics | Trauma - Extramedullary fixation | Locking/combination plate | Locking/combination plate - Foot/ankle | Paragon28 | Navicular Left , Small 9 holes | P53-009-L001 | Standalone | DE0506822 | Patients requiring fracture fixation or orthopaedic corrective surgery
Orthopaedics | Trauma - Extramedullary fixation | Locking/combination plate | Locking/combination plate - Foot/ankle | Paragon28 | Navicular Left , Medium 9 holes | P53-009-L002 | Standalone | DE0506822 | Patients requiring fracture fixation or orthopaedic corrective surgery
Orthopaedics | Trauma - Extramedullary fixation | Locking/combination plate | Locking/combination plate - Foot/ankle | Paragon28 | Navicular Right, Small 9 holes | P53-009-R001 | Standalone | DE0506822 | Patients requiring fracture fixation or orthopaedic corrective surgery
Orthopaedics | Trauma - Extramedullary fixation | Locking/combination plate | Locking/combination plate - Foot/ankle | Paragon28 | Navicular Right, Medium 9 holes | P53-009-R002 | Standalone | DE0506822 | Patients requiring fracture fixation or orthopaedic corrective surgery
Orthopaedics | Trauma - Extramedullary fixation | Locking/combination plate | Locking/combination plate - Foot/ankle | Paragon28 | Plate, Cuboid, Small, 1.1mm thick 7 holes | P53-010-0001 | Standalone | DE0506822 | Patients requiring fracture fixation or orthopaedic corrective surgery
Orthopaedics | Trauma - Extramedullary fixation | Locking/combination plate | Locking/combination plate - Foot/ankle | Paragon28 | Plate, Cuboid, Large, 1.1mm thick 8 holes | P53-010-0002 | Standalone | DE0506822 | Patients requiring fracture fixation or orthopaedic corrective surgery
Orthopaedics | Trauma - Extramedullary fixation | Locking/combination plate | Locking/combination plate - Foot/ankle | Paragon28 | Baby Gorilla, Plate, Talar Neck, Lateral, 04 Hole, Left, SM, 1.4mm Thk, TiA | P53-011-L001 | Standalone | DE0506822 | Patients requiring fracture fixation or orthopaedic corrective surgery
Orthopaedics | Trauma - Extramedullary fixation | Locking/combination plate | Locking/combination plate - Foot/ankle | Paragon28 | Baby Gorilla, Plate, Talar Neck, Lateral, 04 Hole, Left, MD, 1.4mm Thk, TiA | P53-011-L002 | Standalone | DE0506822 | Patients requiring fracture fixation or orthopaedic corrective surgery
Orthopaedics | Trauma - Extramedullary fixation | Locking/combination plate | Locking/combination plate - Foot/ankle | Paragon28 | Baby Gorilla, Plate, Talar Neck, Medial, 06 Hole, Left, 1.1mm Thk, TiA | P53-011-L101 | Standalone | DE0506822 | Patients requiring fracture fixation or orthopaedic corrective surgery
Orthopaedics | Trauma - Extramedullary fixation | Locking/combination plate | Locking/combination plate - Foot/ankle | Paragon28 | Baby Gorilla, Plate, Talar Neck, Lateral, 04 Hole, Right, SM, 1.4mm Thk, TiA | P53-011-R001 | Standalone | DE0506822 | Patients requiring fracture fixation or orthopaedic corrective surgery
Orthopaedics | Trauma - Extramedullary fixation | Locking/combination plate | Locking/combination plate - Foot/ankle | Paragon28 | Baby Gorilla, Plate, Talar Neck, Lateral, 04 Hole, Right, MD, 1.4mm Thk, TiA | P53-011-R002 | Standalone | DE0506822 | Patients requiring fracture fixation or orthopaedic corrective surgery
Orthopaedics | Trauma - Extramedullary fixation | Locking/combination plate | Locking/combination plate - Foot/ankle | Paragon28 | Baby Gorilla, Plate, Talar Neck, Medial, 06 Hole, Right, 1.1mm Thk, TiA | P53-011-R101 | Standalone | DE0506822 | Patients requiring fracture fixation or orthopaedic corrective surgery
Orthopaedics | Trauma - Extramedullary fixation | Locking/combination plate | Locking/combination plate - Foot/ankle | Paragon28 | Plate, Mesh, 32 Hole Locking, , 1.1mm thick | P53-012-0408 | Standalone | DE0506822 | Patients requiring fracture fixation or orthopaedic corrective surgery
Orthopaedics | Trauma - Extramedullary fixation | Locking/combination plate | Locking/combination plate - Foot/ankle | Paragon28 | Plate, Mesh, 72 Hole Locking, , 1.1mm thick | P53-012-0612 | Standalone | DE0506822 | Patients requiring fracture fixation or orthopaedic corrective surgery
Orthopaedics | Trauma - Extramedullary fixation | Locking/combination plate | Locking/combination plate - Foot/ankle | Paragon28 | Plate, Mesh, 84 Hole Locking, , 1.1mm thick | P53-012-0614 | Standalone | DE0506822 | Patients requiring fracture fixation or orthopaedic corrective surgery
Orthopaedics | Trauma - Extramedullary fixation | Locking/combination plate | Locking/combination plate - Foot/ankle | Paragon28 | PROMO Plate, Left Size 1 1.1mm thick | P53-014-L001 | Standalone | DE0506822 | Patients requiring fracture fixation or orthopaedic corrective surgery
Orthopaedics | Trauma - Extramedullary fixation | Locking/combination plate | Locking/combination plate - Foot/ankle | Paragon28 | PROMO Plate, Left Size 2 1.1mm thick | P53-014-L002 | Standalone | DE0506822 | Patients requiring fracture fixation or orthopaedic corrective surgery
Orthopaedics | Trauma - Extramedullary fixation | Locking/combination plate | Locking/combination plate - Foot/ankle | Paragon28 | PROMO Plate, Left Size 3 1.1mm thick | P53-014-L003 | Standalone | DE0506822 | Patients requiring fracture fixation or orthopaedic corrective surgery
Orthopaedics | Trauma - Extramedullary fixation | Locking/combination plate | Locking/combination plate - Foot/ankle | Paragon28 | PROMO Plate, Left Size 4 1.1mm thick | P53-014-L004 | Standalone | DE0506822 | Patients requiring fracture fixation or orthopaedic corrective surgery
Orthopaedics | Trauma - Extramedullary fixation | Locking/combination plate | Locking/combination plate - Foot/ankle | Paragon28 | PROMO, Plate, Left, Angled, 6 Degree, Size 1 | P53-014-L021 | Standalone | DE0506822 | Patients requiring fracture fixation or orthopaedic corrective surgery
Orthopaedics | Trauma - Extramedullary fixation | Locking/combination plate | Locking/combination plate - Foot/ankle | Paragon28 | PROMO, Plate, Left, Angled, 6 Degree, Size 2 | P53-014-L022 | Standalone | DE0506822 | Patients requiring fracture fixation or orthopaedic corrective surgery
Orthopaedics | Trauma - Extramedullary fixation | Locking/combination plate | Locking/combination plate - Foot/ankle | Paragon28 | PROMO Plate, Right Size 1 1.1mm thick | P53-014-R001 | Standalone | DE0506822 | Patients requiring fracture fixation or orthopaedic corrective surgery
Orthopaedics | Trauma - Extramedullary fixation | Locking/combination plate | Locking/combination plate - Foot/ankle | Paragon28 | PROMO Plate, Right Size 2 1.1mm thick | P53-014-R002 | Standalone | DE0506822 | Patients requiring fracture fixation or orthopaedic corrective surgery
Orthopaedics | Trauma - Extramedullary fixation | Locking/combination plate | Locking/combination plate - Foot/ankle | Paragon28 | PROMO Plate, Right Size 3 1.1mm thick | P53-014-R003 | Standalone | DE0506822 | Patients requiring fracture fixation or orthopaedic corrective surgery
Orthopaedics | Trauma - Extramedullary fixation | Locking/combination plate | Locking/combination plate - Foot/ankle | Paragon28 | PROMO Plate, Right Size 4 1.1mm thick | P53-014-R004 | Standalone | DE0506822 | Patients requiring fracture fixation or orthopaedic corrective surgery
Orthopaedics | Trauma - Extramedullary fixation | Locking/combination plate | Locking/combination plate - Foot/ankle | Paragon28 | PROMO Plate, Right, Angled 6 Degree, Size 1 | P53-014-R021 | Standalone | DE0506822 | Patients requiring fracture fixation or orthopaedic corrective surgery
Orthopaedics | Trauma - Extramedullary fixation | Locking/combination plate | Locking/combination plate - Foot/ankle | Paragon28 | PROMO Plate, Right, Angled 6 Degree, Size 2 | P53-014-R022 | Standalone | DE0506822 | Patients requiring fracture fixation or orthopaedic corrective surgery
Orthopaedics | Trauma - Extramedullary fixation | Locking/combination plate | Locking/combination plate - Foot/ankle | Paragon28 | Baby Gorilla Zig-Zag Plate, 5 Hole, Locking, 1.1mm Thk, TiA | P53-051-0005 | Standalone | DE0506822 | Patients requiring fracture fixation or orthopaedic corrective surgery
Orthopaedics | Trauma - Extramedullary fixation | Locking/combination plate | Locking/combination plate - Foot/ankle | Paragon28 | Baby Gorilla Zig-Zag Plate, 7 Hole, Locking, 1.1mm Thk, TiA | P53-051-0007 | Standalone | DE0506822 | Patients requiring fracture fixation or orthopaedic corrective surgery
Orthopaedics | Trauma - Extramedullary fixation | Locking/combination plate | Locking/combination plate - Foot/ankle | Paragon28 | Baby Gorilla Zig-Zag Plate, 9 Hole, Locking, 1.1mm Thk, TiA | P53-051-0009 | Standalone | DE0506822 | Patients requiring fracture fixation or orthopaedic corrective surgery
Orthopaedics | Trauma - Extramedullary fixation | Locking/combination plate | Locking/combination plate - Foot/ankle | Paragon28 | Baby Gorilla Zig-Zag Plate, 11 Hole, Locking, 1.1mm Thk, TiA | P53-051-0011 | Standalone | DE0506822 | Patients requiring fracture fixation or orthopaedic corrective surgery
Orthopaedics | Trauma - Extramedullary fixation | Locking/combination plate | Locking/combination plate - Foot/ankle | Paragon28 | Baby Gorilla Zig-Zag Plate, 13 Hole, Locking, 1.1mm Thk, TiA | P53-051-0013 | Standalone | DE0506822 | Patients requiring fracture fixation or orthopaedic corrective surgery
Orthopaedics | Trauma - Extramedullary fixation | Locking/combination plate | Locking/combination plate - Foot/ankle | Paragon28 | Baby Gorilla Zig-Zag Plate, 15 Hole, Locking, 1.1mm Thk, TiA | P53-051-0015 | Standalone | DE0506822 | Patients requiring fracture fixation or orthopaedic corrective surgery
Orthopaedics | Trauma - Extramedullary fixation | Locking/combination plate | Locking/combination plate - Foot/ankle | Paragon28 | Baby Gorilla Zig-Zag Plate, 17 Hole, Locking, 1.1mm Thk, TiA | P53-051-0017 | Standalone | DE0506822 | Patients requiring fracture fixation or orthopaedic corrective surgery
Orthopaedics | Trauma - Extramedullary fixation | Locking/combination plate | Locking/combination plate - Foot/ankle | Paragon28 | Baby Gorilla Zig-Zag Plate, 19 Hole, Locking, 1.1mm Thk, TiA | P53-051-0019 | Standalone | DE0506822 | Patients requiring fracture fixation or orthopaedic corrective surgery
Orthopaedics | Trauma - Extramedullary fixation | Locking/combination plate | Locking/combination plate - Foot/ankle | Paragon28 | Gorilla, Plate, 28-Plate, 2 Hole Compression, Small (15mm), 1.15mm Thk,TiA | P53-101-1011 | Standalone | DE0502064 | Patients requiring fracture fixation or orthopaedic corrective surgery
Orthopaedics | Trauma - Extramedullary fixation | Locking/combination plate | Locking/combination plate - Foot/ankle | Paragon28 | 28 Plate, 20 mm, 2-Hole Compression | P53-101-1012 | Standalone | DE0502064 | Patients requiring fracture fixation or orthopaedic corrective surgery
Orthopaedics | Trauma - Extramedullary fixation | Locking/combination plate | Locking/combination plate - Foot/ankle | Paragon28 | Gorilla, Plate, 28-Plate, 2 Hole Compression, Large (25mm), 1.15mm Thk,TiA | P53-101-1013 | Standalone | DE0502064 | Patients requiring fracture fixation or orthopaedic corrective surgery
Orthopaedics | Trauma - Extramedullary fixation | Locking/combination plate | Locking/combination plate - Foot/ankle | Paragon28 | 28 Plate, 15 mm, 2-Hole Compression | P53-101-1021 | Standalone | DE0502064 | Patients requiring fracture fixation or orthopaedic corrective surgery
Orthopaedics | Trauma - Extramedullary fixation | Locking/combination plate | Locking/combination plate - Foot/ankle | Paragon28 | 28 Plate, 20 mm, 2-Hole Compression | P53-101-1022 | Standalone | DE0502064 | Patients requiring fracture fixation or orthopaedic corrective surgery
Orthopaedics | Trauma - Extramedullary fixation | Locking/combination plate | Locking/combination plate - Foot/ankle | Paragon28 | 28 Plate, 25 mm, 2-Hole Compression | P53-101-1023 | Standalone | DE0502064 | Patients requiring fracture fixation or orthopaedic corrective surgery
Orthopaedics | Trauma - Extramedullary fixation | Locking/combination plate | Locking/combination plate - Foot/ankle | Paragon28 | 28 Plate, 15 mm, 2-Hole Locking | P53-101-2011 | Standalone | DE0502064 | Patients requiring fracture fixation or orthopaedic corrective surgery
Orthopaedics | Trauma - Extramedullary fixation | Locking/combination plate | Locking/combination plate - Foot/ankle | Paragon28 | 28 Plate, 20 mm, 2-Hole Locking | P53-101-2012 | Standalone | DE0502064 | Patients requiring fracture fixation or orthopaedic corrective surgery
Orthopaedics | Trauma - Extramedullary fixation | Locking/combination plate | Locking/combination plate - Foot/ankle | Paragon28 | 28 Plate, 25 mm, 2-Hole Locking | P53-101-2013 | Standalone | DE0502064 | Patients requiring fracture fixation or orthopaedic corrective surgery
Orthopaedics | Trauma - Extramedullary fixation | Locking/combination plate | Locking/combination plate - Foot/ankle | Paragon28 | 28 Plate, 15 mm, 2-Hole Locking | P53-101-2021 | Standalone | DE0502064 | Patients requiring fracture fixation or orthopaedic corrective surgery
Orthopaedics | Trauma - Extramedullary fixation | Locking/combination plate | Locking/combination plate - Foot/ankle | Paragon28 | 28 Plate, 20 mm, 2-Hole Locking | P53-101-2022 | Standalone | DE0502064 | Patients requiring fracture fixation or orthopaedic corrective surgery
Orthopaedics | Trauma - Extramedullary fixation | Locking/combination plate | Locking/combination plate - Foot/ankle | Paragon28 | 28 Plate, 25 mm, 2-Hole Locking | P53-101-2023 | Standalone | DE0502064 | Patients requiring fracture fixation or orthopaedic corrective surgery
Orthopaedics | Trauma - Extramedullary fixation | Locking/combination plate | Locking/combination plate - Foot/ankle | Paragon28 | 28 Plate, 25 mm, 3-Hole Compression | P53-101-3011 | Standalone | DE0502064 | Patients requiring fracture fixation or orthopaedic corrective surgery
Orthopaedics | Trauma - Extramedullary fixation | Locking/combination plate | Locking/combination plate - Foot/ankle | Paragon28 | 28 Plate, 30 mm, 3-Hole Compression | P53-101-3012 | Standalone | DE0502064 | Patients requiring fracture fixation or orthopaedic corrective surgery
Orthopaedics | Trauma - Extramedullary fixation | Locking/combination plate | Locking/combination plate - Foot/ankle | Paragon28 | Gorilla, Plate, 28-Plate, 3 Hole Compression, Large (35mm), 1.15mm Thk,TiA | P53-101-3013 | Standalone | DE0502064 | Patients requiring fracture fixation or orthopaedic corrective surgery
Orthopaedics | Trauma - Extramedullary fixation | Locking/combination plate | Locking/combination plate - Foot/ankle | Paragon28 | 28 Plate, 25 mm, 3-Hole Compression | P53-101-3021 | Standalone | DE0502064 | Patients requiring fracture fixation or orthopaedic corrective surgery
Orthopaedics | Trauma - Extramedullary fixation | Locking/combination plate | Locking/combination plate - Foot/ankle | Paragon28 | 28 Plate, 30 mm, 3-Hole Compression | P53-101-3022 | Standalone | DE0502064 | Patients requiring fracture fixation or orthopaedic corrective surgery
Orthopaedics | Trauma - Extramedullary fixation | Locking/combination plate | Locking/combination plate - Foot/ankle | Paragon28 | 28 Plate, 35 mm, 3-Hole Compression | P53-101-3023 | Standalone | DE0502064 | Patients requiring fracture fixation or orthopaedic corrective surgery
Orthopaedics | Trauma - Extramedullary fixation | Locking/combination plate | Locking/combination plate - Foot/ankle | Paragon28 | Gorilla, Plate, 28-Plate, 4 Hole Compression, Small (33mm), 1.15mm Thk,TiA | P53-101-4011 | Standalone | DE0502064 | Patients requiring fracture fixation or orthopaedic corrective surgery
Orthopaedics | Trauma - Extramedullary fixation | Locking/combination plate | Locking/combination plate - Foot/ankle | Paragon28 | 28 Plate, 4-Hole Straight w/ Compression | P53-101-4021 | Standalone | DE0502064 | Patients requiring fracture fixation or orthopaedic corrective surgery
Orthopaedics | Trauma - Extramedullary fixation | Locking/combination plate | Locking/combination plate - Foot/ankle | Paragon28 | Gorilla, Plate, 28-Plate, 4 Hole Locking, Small (32mm), 1.5mm Thk,TiA | P53-101-4121 | Standalone | DE0502064 | Patients requiring fracture fixation or orthopaedic corrective surgery
Orthopaedics | Trauma - Extramedullary fixation | Locking/combination plate | Locking/combination plate - Foot/ankle | Paragon28 | Gorilla, Plate, 28-Plate, 5 Hole Compression, Small (40mm), 1.15mm Thk,TiA | P53-101-5011 | Standalone | DE0502064 | Patients requiring fracture fixation or orthopaedic corrective surgery
Orthopaedics | Trauma - Extramedullary fixation | Locking/combination plate | Locking/combination plate - Foot/ankle | Paragon28 | 28 Plate, 5-Hole Straight w/ Compression | P53-101-5021 | Standalone | DE0502064 | Patients requiring fracture fixation or orthopaedic corrective surgery
Orthopaedics | Trauma - Extramedullary fixation | Locking/combination plate | Locking/combination plate - Foot/ankle | Paragon28 | Calcaneal Fracture Perimeter Plate, Extra Small, Left | P53-102-L000 | Standalone | DE0502064 | Patients requiring fracture fixation or orthopaedic corrective surgery
Orthopaedics | Trauma - Extramedullary fixation | Locking/combination plate | Locking/combination plate - Foot/ankle | Paragon28 | Calcaneal Fracture Perimeter Plate, Small, Left | P53-102-L001 | Standalone | DE0502064 | Patients requiring fracture fixation or orthopaedic corrective surgery
Orthopaedics | Trauma - Extramedullary fixation | Locking/combination plate | Locking/combination plate - Foot/ankle | Paragon28 | Calcaneal Fracture Perimeter Plate, Medium, Left | P53-102-L002 | Standalone | DE0502064 | Patients requiring fracture fixation or orthopaedic corrective surgery
Orthopaedics | Trauma - Extramedullary fixation | Locking/combination plate | Locking/combination plate - Foot/ankle | Paragon28 | Calcaneal Fracture Perimeter Plate, Large, Left | P53-102-L003 | Standalone | DE0502064 | Patients requiring fracture fixation or orthopaedic corrective surgery
Orthopaedics | Trauma - Extramedullary fixation | Locking/combination plate | Locking/combination plate - Foot/ankle | Paragon28 | Calcaneal Fracture, Sinus Tarsi + Support Plate, Small, Left | P53-102-L101 | Standalone | DE0502064 | Patients requiring fracture fixation or orthopaedic corrective surgery
Orthopaedics | Trauma - Extramedullary fixation | Locking/combination plate | Locking/combination plate - Foot/ankle | Paragon28 | Calcaneal Fracture, Sinus Tarsi + Support Plate, Medium, Left | P53-102-L102 | Standalone | DE0502064 | Patients requiring fracture fixation or orthopaedic corrective surgery
Orthopaedics | Trauma - Extramedullary fixation | Locking/combination plate | Locking/combination plate - Foot/ankle | Paragon28 | Calcaneal Fracture, Sinus Tarsi + Support Plate, Large, Left | P53-102-L103 | Standalone | DE0502064 | Patients requiring fracture fixation or orthopaedic corrective surgery
Orthopaedics | Trauma - Extramedullary fixation | Locking/combination plate | Locking/combination plate - Foot/ankle | Paragon28 | Calcaneal Fracture, Sinus Tarsi Plate, Small, Left | P53-102-L201 | Standalone | DE0502064 | Patients requiring fracture fixation or orthopaedic corrective surgery
Orthopaedics | Trauma - Extramedullary fixation | Locking/combination plate | Locking/combination plate - Foot/ankle | Paragon28 | Calcaneal Fracture, Sinus Tarsi Plate, Medium, Left | P53-102-L202 | Standalone | DE0502064 | Patients requiring fracture fixation or orthopaedic corrective surgery
Orthopaedics | Trauma - Extramedullary fixation | Locking/combination plate | Locking/combination plate - Foot/ankle | Paragon28 | Calcaneal Fracture, Sinus Tarsi Plate, Large, Left | P53-102-L203 | Standalone | DE0502064 | Patients requiring fracture fixation or orthopaedic corrective surgery
Orthopaedics | Trauma - Extramedullary fixation | Locking/combination plate | Locking/combination plate - Foot/ankle | Paragon28 | Calcaneal Fracture Perimeter Plate, Extra Small, Right | P53-102-R000 | Standalone | DE0502064 | Patients requiring fracture fixation or orthopaedic corrective surgery
Orthopaedics | Trauma - Extramedullary fixation | Locking/combination plate | Locking/combination plate - Foot/ankle | Paragon28 | Calcaneal Fracture Perimeter Plate, Small, Right | P53-102-R001 | Standalone | DE0502064 | Patients requiring fracture fixation or orthopaedic corrective surgery
Orthopaedics | Trauma - Extramedullary fixation | Locking/combination plate | Locking/combination plate - Foot/ankle | Paragon28 | Calcaneal Fracture Perimeter Plate, Medium, Right | P53-102-R002 | Standalone | DE0502064 | Patients requiring fracture fixation or orthopaedic corrective surgery
Orthopaedics | Trauma - Extramedullary fixation | Locking/combination plate | Locking/combination plate - Foot/ankle | Paragon28 | Calcaneal Fracture Perimeter Plate, Large, Right | P53-102-R003 | Standalone | DE0502064 | Patients requiring fracture fixation or orthopaedic corrective surgery
Orthopaedics | Trauma - Extramedullary fixation | Locking/combination plate | Locking/combination plate - Foot/ankle | Paragon28 | Calcaneal Fracture, Sinus Tarsi + Support Plate, Small, Right | P53-102-R101 | Standalone | DE0502064 | Patients requiring fracture fixation or orthopaedic corrective surgery
Orthopaedics | Trauma - Extramedullary fixation | Locking/combination plate | Locking/combination plate - Foot/ankle | Paragon28 | Calcaneal Fracture, Sinus Tarsi + Support Plate, Medium, Right | P53-102-R102 | Standalone | DE0502064 | Patients requiring fracture fixation or orthopaedic corrective surgery
Orthopaedics | Trauma - Extramedullary fixation | Locking/combination plate | Locking/combination plate - Foot/ankle | Paragon28 | Calcaneal Fracture, Sinus Tarsi + Support Plate, Large, Right | P53-102-R103 | Standalone | DE0502064 | Patients requiring fracture fixation or orthopaedic corrective surgery
Orthopaedics | Trauma - Extramedullary fixation | Locking/combination plate | Locking/combination plate - Foot/ankle | Paragon28 | Calcaneal Fracture, Sinus Tarsi Plate, Small, Right | P53-102-R201 | Standalone | DE0502064 | Patients requiring fracture fixation or orthopaedic corrective surgery
Orthopaedics | Trauma - Extramedullary fixation | Locking/combination plate | Locking/combination plate - Foot/ankle | Paragon28 | Calcaneal Fracture, Sinus Tarsi Plate, Medium, Right | P53-102-R202 | Standalone | DE0502064 | Patients requiring fracture fixation or orthopaedic corrective surgery
Orthopaedics | Trauma - Extramedullary fixation | Locking/combination plate | Locking/combination plate - Foot/ankle | Paragon28 | Calcaneal Fracture, Sinus Tarsi Plate, Large, Right | P53-102-R203 | Standalone | DE0502064 | Patients requiring fracture fixation or orthopaedic corrective surgery
Orthopaedics | Trauma - Extramedullary fixation | Locking/combination plate | Locking/combination plate - Foot/ankle | Paragon28 | MTP, 0 degree, Short Plate, Left | P53-103-L001 | Standalone | DE0502064 | Patients requiring fracture fixation or orthopaedic corrective surgery
Orthopaedics | Trauma - Extramedullary fixation | Locking/combination plate | Locking/combination plate - Foot/ankle | Paragon28 | MTP, 0 degree, Medium Plate, Left | P53-103-L002 | Standalone | DE0502064 | Patients requiring fracture fixation or orthopaedic corrective surgery
Orthopaedics | Trauma - Extramedullary fixation | Locking/combination plate | Locking/combination plate - Foot/ankle | Paragon28 | MTP, 0 degree, Long Plate, Left | P53-103-L003 | Standalone | DE0502064 | Patients requiring fracture fixation or orthopaedic corrective surgery
Orthopaedics | Trauma - Extramedullary fixation | Locking/combination plate | Locking/combination plate - Foot/ankle | Paragon28 | MTP, 0 degree , Short Plate (2 Hole Distal), Left | P53-103-L004 | Standalone | DE0502064 | Patients requiring fracture fixation or orthopaedic corrective surgery
Orthopaedics | Trauma - Extramedullary fixation | Locking/combination plate | Locking/combination plate - Foot/ankle | Paragon28 | MTP, 5 degree, Short Plate, Left | P53-103-L051 | Standalone | DE0502064 | Patients requiring fracture fixation or orthopaedic corrective surgery
Orthopaedics | Trauma - Extramedullary fixation | Locking/combination plate | Locking/combination plate - Foot/ankle | Paragon28 | MTP, 5 degree, Medium Plate, Left | P53-103-L052 | Standalone | DE0502064 | Patients requiring fracture fixation or orthopaedic corrective surgery
Orthopaedics | Trauma - Extramedullary fixation | Locking/combination plate | Locking/combination plate - Foot/ankle | Paragon28 | MTP, 5 degree, Long Plate, Left | P53-103-L053 | Standalone | DE0502064 | Patients requiring fracture fixation or orthopaedic corrective surgery
Orthopaedics | Trauma - Extramedullary fixation | Locking/combination plate | Locking/combination plate - Foot/ankle | Paragon28 | MTP, 5 degree , Short Plate (2 Hole Distal), Left | P53-103-L054 | Standalone | DE0502064 | Patients requiring fracture fixation or orthopaedic corrective surgery
Orthopaedics | Trauma - Extramedullary fixation | Locking/combination plate | Locking/combination plate - Foot/ankle | Paragon28 | MTP, 10 degree, Short Plate, Left | P53-103-L101 | Standalone | DE0502064 | Patients requiring fracture fixation or orthopaedic corrective surgery
Orthopaedics | Trauma - Extramedullary fixation | Locking/combination plate | Locking/combination plate - Foot/ankle | Paragon28 | MTP, 10 degree, Medium Plate, Left | P53-103-L102 | Standalone | DE0502064 | Patients requiring fracture fixation or orthopaedic corrective surgery
Orthopaedics | Trauma - Extramedullary fixation | Locking/combination plate | Locking/combination plate - Foot/ankle | Paragon28 | MTP, 10 degree, Long Plate, Left | P53-103-L103 | Standalone | DE0502064 | Patients requiring fracture fixation or orthopaedic corrective surgery
Orthopaedics | Trauma - Extramedullary fixation | Locking/combination plate | Locking/combination plate - Foot/ankle | Paragon28 | MTP, 10 degree , Short Plate (2 Hole Distal), Left | P53-103-L104 | Standalone | DE0502064 | Patients requiring fracture fixation or orthopaedic corrective surgery
Orthopaedics | Trauma - Extramedullary fixation | Locking/combination plate | Locking/combination plate - Foot/ankle | Paragon28 | MTP, 5 degree, Revision Plate, Short, Left | P53-103-L151 | Standalone | DE0502064 | Patients requiring fracture fixation or orthopaedic corrective surgery
Orthopaedics | Trauma - Extramedullary fixation | Locking/combination plate | Locking/combination plate - Foot/ankle | Paragon28 | MTP, 5 degree, Revision Plate, Medium, Left | P53-103-L152 | Standalone | DE0502064 | Patients requiring fracture fixation or orthopaedic corrective surgery
Orthopaedics | Trauma - Extramedullary fixation | Locking/combination plate | Locking/combination plate - Foot/ankle | Paragon28 | MTP, 5 degree, Revision Plate, Long, Left | P53-103-L153 | Standalone | DE0502064 | Patients requiring fracture fixation or orthopaedic corrective surgery
Orthopaedics | Trauma - Extramedullary fixation | Locking/combination plate | Locking/combination plate - Foot/ankle | Paragon28 | MTP, 5 degree, Graft Spanning Plate, Left | P53-103-L252 | Standalone | DE0502064 | Patients requiring fracture fixation or orthopaedic corrective surgery
Orthopaedics | Trauma - Extramedullary fixation | Locking/combination plate | Locking/combination plate - Foot/ankle | Paragon28 | MTP, 0 degree, Short Plate, Right | P53-103-R001 | Standalone | DE0502064 | Patients requiring fracture fixation or orthopaedic corrective surgery
Orthopaedics | Trauma - Extramedullary fixation | Locking/combination plate | Locking/combination plate - Foot/ankle | Paragon28 | MTP, 0 degree, Medium Plate, Right | P53-103-R002 | Standalone | DE0502064 | Patients requiring fracture fixation or orthopaedic corrective surgery
Orthopaedics | Trauma - Extramedullary fixation | Locking/combination plate | Locking/combination plate - Foot/ankle | Paragon28 | MTP, 0 degree, Long Plate, Right | P53-103-R003 | Standalone | DE0502064 | Patients requiring fracture fixation or orthopaedic corrective surgery
Orthopaedics | Trauma - Extramedullary fixation | Locking/combination plate | Locking/combination plate - Foot/ankle | Paragon28 | MTP, 0 degree , Short Plate (2 Hole Distal), Right | P53-103-R004 | Standalone | DE0502064 | Patients requiring fracture fixation or orthopaedic corrective surgery
Orthopaedics | Trauma - Extramedullary fixation | Locking/combination plate | Locking/combination plate - Foot/ankle | Paragon28 | MTP, 5 degree, Short Plate, Right | P53-103-R051 | Standalone | DE0502064 | Patients requiring fracture fixation or orthopaedic corrective surgery
Orthopaedics | Trauma - Extramedullary fixation | Locking/combination plate | Locking/combination plate - Foot/ankle | Paragon28 | MTP, 5 degree, Medium Plate, Right | P53-103-R052 | Standalone | DE0502064 | Patients requiring fracture fixation or orthopaedic corrective surgery
Orthopaedics | Trauma - Extramedullary fixation | Locking/combination plate | Locking/combination plate - Foot/ankle | Paragon28 | MTP, 5 degree, Long Plate, Right | P53-103-R053 | Standalone | DE0502064 | Patients requiring fracture fixation or orthopaedic corrective surgery
Orthopaedics | Trauma - Extramedullary fixation | Locking/combination plate | Locking/combination plate - Foot/ankle | Paragon28 | MTP, 5 degree , Short Plate (2 Hole Distal), Right | P53-103-R054 | Standalone | DE0502064 | Patients requiring fracture fixation or orthopaedic corrective surgery
Orthopaedics | Trauma - Extramedullary fixation | Locking/combination plate | Locking/combination plate - Foot/ankle | Paragon28 | MTP, 10 degree, Short Plate, Right | P53-103-R101 | Standalone | DE0502064 | Patients requiring fracture fixation or orthopaedic corrective surgery
Orthopaedics | Trauma - Extramedullary fixation | Locking/combination plate | Locking/combination plate - Foot/ankle | Paragon28 | MTP, 10 degree, Medium Plate, Right | P53-103-R102 | Standalone | DE0502064 | Patients requiring fracture fixation or orthopaedic corrective surgery
Orthopaedics | Trauma - Extramedullary fixation | Locking/combination plate | Locking/combination plate - Foot/ankle | Paragon28 | MTP, 10 degree, Long Plate, Right | P53-103-R103 | Standalone | DE0502064 | Patients requiring fracture fixation or orthopaedic corrective surgery
Orthopaedics | Trauma - Extramedullary fixation | Locking/combination plate | Locking/combination plate - Foot/ankle | Paragon28 | MTP, 10 degree , Short Plate (2 Hole Distal), Right | P53-103-R104 | Standalone | DE0502064 | Patients requiring fracture fixation or orthopaedic corrective surgery
Orthopaedics | Trauma - Extramedullary fixation | Locking/combination plate | Locking/combination plate - Foot/ankle | Paragon28 | MTP, 5 degree, Revision Plate, Short, Right | P53-103-R151 | Standalone | DE0502064 | Patients requiring fracture fixation or orthopaedic corrective surgery
Orthopaedics | Trauma - Extramedullary fixation | Locking/combination plate | Locking/combination plate - Foot/ankle | Paragon28 | MTP, 5 degree, Revision Plate, Medium, Right | P53-103-R152 | Standalone | DE0502064 | Patients requiring fracture fixation or orthopaedic corrective surgery
Orthopaedics | Trauma - Extramedullary fixation | Locking/combination plate | Locking/combination plate - Foot/ankle | Paragon28 | MTP, 5 degree, Revision Plate, Long, Right | P53-103-R153 | Standalone | DE0502064 | Patients requiring fracture fixation or orthopaedic corrective surgery
Orthopaedics | Trauma - Extramedullary fixation | Locking/combination plate | Locking/combination plate - Foot/ankle | Paragon28 | MTP, 5 degree, Graft Spanning Plate, Right | P53-103-R252 | Standalone | DE0502064 | Patients requiring fracture fixation or orthopaedic corrective surgery
Orthopaedics | Trauma - Extramedullary fixation | Locking/combination plate | Locking/combination plate - Foot/ankle | Paragon28 | BOW and Arrow, Base Wedge Plate, 0.0mm Wedge | P53-104-0000 | Standalone | DE0502064 | Patients requiring fracture fixation or orthopaedic corrective surgery
Orthopaedics | Trauma - Extramedullary fixation | Locking/combination plate | Locking/combination plate - Foot/ankle | Paragon28 | BOW and Arrow, Base Wedge Plate, 2.0mm Wedge | P53-104-0020 | Standalone | DE0502064 | Patients requiring fracture fixation or orthopaedic corrective surgery
Orthopaedics | Trauma - Extramedullary fixation | Locking/combination plate | Locking/combination plate - Foot/ankle | Paragon28 | BOW and Arrow, Base Wedge Plate, 2.5mm Wedge | P53-104-0025 | Standalone | DE0502064 | Patients requiring fracture fixation or orthopaedic corrective surgery
Orthopaedics | Trauma - Extramedullary fixation | Locking/combination plate | Locking/combination plate - Foot/ankle | Paragon28 | BOW and Arrow, Base Wedge Plate, 3.0mm Wedge | P53-104-0030 | Standalone | DE0502064 | Patients requiring fracture fixation or orthopaedic corrective surgery
Orthopaedics | Trauma - Extramedullary fixation | Locking/combination plate | Locking/combination plate - Foot/ankle | Paragon28 | BOW and Arrow, Base Wedge Plate, 3.5mm Wedge | P53-104-0035 | Standalone | DE0502064 | Patients requiring fracture fixation or orthopaedic corrective surgery
Orthopaedics | Trauma - Extramedullary fixation | Locking/combination plate | Locking/combination plate - Foot/ankle | Paragon28 | BOW and Arrow, Base Wedge Plate, 4.0mm Wedge | P53-104-0040 | Standalone | DE0502064 | Patients requiring fracture fixation or orthopaedic corrective surgery
Orthopaedics | Trauma - Extramedullary fixation | Locking/combination plate | Locking/combination plate - Foot/ankle | Paragon28 | BOW and Arrow, Base Wedge Plate, 4.5mm Wedge | P53-104-0045 | Standalone | DE0502064 | Patients requiring fracture fixation or orthopaedic corrective surgery
Orthopaedics | Trauma - Extramedullary fixation | Locking/combination plate | Locking/combination plate - Foot/ankle | Paragon28 | Gorilla, Plate, Bow and Arrow, Base, 5.0mm Wedge, 1.1mm Thk, TiA | P53-104-0050 | Standalone | DE0502064 | Patients requiring fracture fixation or orthopaedic corrective surgery
Orthopaedics | Trauma - Extramedullary fixation | Locking/combination plate | Locking/combination plate - Foot/ankle | Paragon28 | Gorilla, Plate, Bow and Arrow, Base, 6.0mm Wedge, 1.1mm Thk, TiA | P53-104-0060 | Standalone | DE0502064 | Patients requiring fracture fixation or orthopaedic corrective surgery
Orthopaedics | Trauma - Extramedullary fixation | Locking/combination plate | Locking/combination plate - Foot/ankle | Paragon28 | Gorilla, Plate, Bow and Arrow, Base, 7.0mm Wedge, 1.1mm Thk, TiA | P53-104-0070 | Standalone | DE0502064 | Patients requiring fracture fixation or orthopaedic corrective surgery
Orthopaedics | Trauma - Extramedullary fixation | Locking/combination plate | Locking/combination plate - Foot/ankle | Paragon28 | Gorilla, Plate, Bow and Arrow, Base, 8.0mm Wedge, 1.1mm Thk, TiA | P53-104-0080 | Standalone | DE0502064 | Patients requiring fracture fixation or orthopaedic corrective surgery
Orthopaedics | Trauma - Extramedullary fixation | Locking/combination plate | Locking/combination plate - Foot/ankle | Paragon28 | BOW and Arrow Cotton Plate, 5mm Wedge | P53-104-0150 | Standalone | DE0502064 | Patients requiring fracture fixation or orthopaedic corrective surgery
Orthopaedics | Trauma - Extramedullary fixation | Locking/combination plate | Locking/combination plate - Foot/ankle | Paragon28 | BOW and Arrow Cotton Plate, 6mm Wedge | P53-104-0160 | Standalone | DE0502064 | Patients requiring fracture fixation or orthopaedic corrective surgery
Orthopaedics | Trauma - Extramedullary fixation | Locking/combination plate | Locking/combination plate - Foot/ankle | Paragon28 | BOW and Arrow Cotton Plate, 7mm Wedge | P53-104-0170 | Standalone | DE0502064 | Patients requiring fracture fixation or orthopaedic corrective surgery
Orthopaedics | Trauma - Extramedullary fixation | Locking/combination plate | Locking/combination plate - Foot/ankle | Paragon28 | BOW and Arrow Cotton Plate, 8mm Wedge | P53-104-0180 | Standalone | DE0502064 | Patients requiring fracture fixation or orthopaedic corrective surgery
Orthopaedics | Trauma - Extramedullary fixation | Locking/combination plate | Locking/combination plate - Foot/ankle | Paragon28 | BOW and Arrow, Evans Plate, 6mm Wedge | P53-104-0206 | Standalone | DE0502064 | Patients requiring fracture fixation or orthopaedic corrective surgery
Orthopaedics | Trauma - Extramedullary fixation | Locking/combination plate | Locking/combination plate - Foot/ankle | Paragon28 | BOW and Arrow, Evans Plate, 8mm Wedge | P53-104-0208 | Standalone | DE0502064 | Patients requiring fracture fixation or orthopaedic corrective surgery
Orthopaedics | Trauma - Extramedullary fixation | Locking/combination plate | Locking/combination plate - Foot/ankle | Paragon28 | BOW and Arrow, Evans Plate, 10mm Wedge | P53-104-0210 | Standalone | DE0502064 | Patients requiring fracture fixation or orthopaedic corrective surgery
Orthopaedics | Trauma - Extramedullary fixation | Locking/combination plate | Locking/combination plate - Foot/ankle | Paragon28 | BOW and Arrow, Evans Plate, 12mm Wedge | P53-104-0212 | Standalone | DE0502064 | Patients requiring fracture fixation or orthopaedic corrective surgery
Orthopaedics | Trauma - Extramedullary fixation | Locking/combination plate | Locking/combination plate - Foot/ankle | Paragon28 | Gorilla, Plate, Bow and Arrow, 0.00mm Wedge, Left, 1.1mm Thk, TiA | P53-104-1000 | Standalone | DE0502064 | Patients requiring fracture fixation or orthopaedic corrective surgery
Orthopaedics | Trauma - Extramedullary fixation | Locking/combination plate | Locking/combination plate - Foot/ankle | Paragon28 | HEvans Plate, Small, 16mm, Left | P53-105-L001 | Standalone | DE0502064 | Patients requiring fracture fixation or orthopaedic corrective surgery
Orthopaedics | Trauma - Extramedullary fixation | Locking/combination plate | Locking/combination plate - Foot/ankle | Paragon28 | HEvans Plate, Medium, 20mm, Left | P53-105-L002 | Standalone | DE0502064 | Patients requiring fracture fixation or orthopaedic corrective surgery
Orthopaedics | Trauma - Extramedullary fixation | Locking/combination plate | Locking/combination plate - Foot/ankle | Paragon28 | HEvans Plate, Long, 24mm, Left | P53-105-L003 | Standalone | DE0502064 | Patients requiring fracture fixation or orthopaedic corrective surgery
Orthopaedics | Trauma - Extramedullary fixation | Locking/combination plate | Locking/combination plate - Foot/ankle | Paragon28 | HEvans Plate, Small, 16mm, Right | P53-105-R001 | Standalone | DE0502064 | Patients requiring fracture fixation or orthopaedic corrective surgery
Orthopaedics | Trauma - Extramedullary fixation | Locking/combination plate | Locking/combination plate - Foot/ankle | Paragon28 | HEvans Plate, Medium, 20mm, Right | P53-105-R002 | Standalone | DE0502064 | Patients requiring fracture fixation or orthopaedic corrective surgery
Orthopaedics | Trauma - Extramedullary fixation | Locking/combination plate | Locking/combination plate - Foot/ankle | Paragon28 | HEvans Plate, Long, 24mm, Right | P53-105-R003 | Standalone | DE0502064 | Patients requiring fracture fixation or orthopaedic corrective surgery
Orthopaedics | Trauma - Extramedullary fixation | Locking/combination plate | Locking/combination plate - Foot/ankle | Paragon28 | Lapidus, Medial Wall - Standard, Left (1.3mm thick) w/ compression | P53-106-L001 | Standalone | DE0502064 | Patients requiring fracture fixation or orthopaedic corrective surgery
Orthopaedics | Trauma - Extramedullary fixation | Locking/combination plate | Locking/combination plate - Foot/ankle | Paragon28 | Lapidus, Medial Wall - Graft Spanning Small, Left (1.6mm thk) w/ compression | P53-106-L002 | Standalone | DE0502064 | Patients requiring fracture fixation or orthopaedic corrective surgery
Orthopaedics | Trauma - Extramedullary fixation | Locking/combination plate | Locking/combination plate - Foot/ankle | Paragon28 | Lapidus, Medial Wall - Graft Spanning Medium, Left (1.6mm thk) | P53-106-L003 | Standalone | DE0502064 | Patients requiring fracture fixation or orthopaedic corrective surgery
Orthopaedics | Trauma - Extramedullary fixation | Locking/combination plate | Locking/combination plate - Foot/ankle | Paragon28 | Lapidus, Medial Wall - Graft Spanning Large, Left (1.6mm thk) | P53-106-L005 | Standalone | DE0502064 | Patients requiring fracture fixation or orthopaedic corrective surgery
Orthopaedics | Trauma - Extramedullary fixation | Locking/combination plate | Locking/combination plate - Foot/ankle | Paragon28 | Gorilla, Lapidus Plate, Standard, No Plantar Arm, Left, 1.3mm Thk, TiA | P53-106-L101 | Standalone | DE0502064 | Patients requiring fracture fixation or orthopaedic corrective surgery
Orthopaedics | Trauma - Extramedullary fixation | Locking/combination plate | Locking/combination plate - Foot/ankle | Paragon28 | Lapidus, Medial Wall-Step-Off, 4 mm Step Plate, Left (1.4mm thick) | P53-106-L204 | Standalone | DE0502064 | Patients requiring fracture fixation or orthopaedic corrective surgery
Orthopaedics | Trauma - Extramedullary fixation | Locking/combination plate | Locking/combination plate - Foot/ankle | Paragon28 | Lapidus, Medial Wall-Step-Off, 5 mm Step Plate, Left (1.4mm thick) | P53-106-L205 | Standalone | DE0502064 | Patients requiring fracture fixation or orthopaedic corrective surgery
Orthopaedics | Trauma - Extramedullary fixation | Locking/combination plate | Locking/combination plate - Foot/ankle | Paragon28 | Gorilla, Plate, Lapidus, Step-Off 6mm, Left, W/Compression, 1.4mm Thk, TiA | P53-106-L206 | Standalone | DE0502064 | Patients requiring fracture fixation or orthopaedic corrective surgery
Orthopaedics | Trauma - Extramedullary fixation | Locking/combination plate | Locking/combination plate - Foot/ankle | Paragon28 | Lapidus, Medial Wall - Standard, Right (1.3mm thick) w/ compression | P53-106-R001 | Standalone | DE0502064 | Patients requiring fracture fixation or orthopaedic corrective surgery
Orthopaedics | Trauma - Extramedullary fixation | Locking/combination plate | Locking/combination plate - Foot/ankle | Paragon28 | Lapidus, Medial Wall - Graft Spanning Small, Right (1.6mm thk) w/ compression | P53-106-R002 | Standalone | DE0502064 | Patients requiring fracture fixation or orthopaedic corrective surgery
Orthopaedics | Trauma - Extramedullary fixation | Locking/combination plate | Locking/combination plate - Foot/ankle | Paragon28 | Lapidus, Medial Wall - Graft Spanning Medium, Right (1.6mm thk) | P53-106-R003 | Standalone | DE0502064 | Patients requiring fracture fixation or orthopaedic corrective surgery
Orthopaedics | Trauma - Extramedullary fixation | Locking/combination plate | Locking/combination plate - Foot/ankle | Paragon28 | Lapidus, Medial Wall - Graft Spanning Large, Right (1.6mm thk) | P53-106-R005 | Standalone | DE0502064 | Patients requiring fracture fixation or orthopaedic corrective surgery
Orthopaedics | Trauma - Extramedullary fixation | Locking/combination plate | Locking/combination plate - Foot/ankle | Paragon28 | Gorilla, Lapidus Plate, Standard, No Plantar Arm, Right, 1.3mm Thk, TiA | P53-106-R101 | Standalone | DE0502064 | Patients requiring fracture fixation or orthopaedic corrective surgery
Orthopaedics | Trauma - Extramedullary fixation | Locking/combination plate | Locking/combination plate - Foot/ankle | Paragon28 | Lapidus, Medial Wall-Step-Off, 4 mm Step Plate, Right (1.4mm thick) | P53-106-R204 | Standalone | DE0502064 | Patients requiring fracture fixation or orthopaedic corrective surgery
Orthopaedics | Trauma - Extramedullary fixation | Locking/combination plate | Locking/combination plate - Foot/ankle | Paragon28 | Lapidus, Medial Wall-Step-Off, 5 mm Step Plate, Right (1.4mm thick) | P53-106-R205 | Standalone | DE0502064 | Patients requiring fracture fixation or orthopaedic corrective surgery
Orthopaedics | Trauma - Extramedullary fixation | Locking/combination plate | Locking/combination plate - Foot/ankle | Paragon28 | Gorilla, Plate, Lapidus, Step-Off 6mm, Right, W/Compression, 1.4mm Thk, TiA | P53-106-R206 | Standalone | DE0502064 | Patients requiring fracture fixation or orthopaedic corrective surgery
Orthopaedics | Trauma - Extramedullary fixation | Locking/combination plate | Locking/combination plate - Foot/ankle | Paragon28 | Medial Slide, Beaver Plate | P53-107-2015 | Standalone | DE0502064 | Patients requiring fracture fixation or orthopaedic corrective surgery
Orthopaedics | Trauma - Extramedullary fixation | Locking/combination plate | Locking/combination plate - Foot/ankle | Paragon28 | Gorilla, Plate, Med Col Rescue, 1.5mm Thk, 7-Hole, TiA | P53-109-1007 | Standalone | DE0502064 | Patients requiring fracture fixation or orthopaedic corrective surgery
Orthopaedics | Trauma - Extramedullary fixation | Locking/combination plate | Locking/combination plate - Foot/ankle | Paragon28 | Med Col Rescue, 9-hole, 1.5mm | P53-109-1009 | Standalone | DE0502064 | Patients requiring fracture fixation or orthopaedic corrective surgery
Orthopaedics | Trauma - Extramedullary fixation | Locking/combination plate | Locking/combination plate - Foot/ankle | Paragon28 | Med Col Rescue, 11-hole, 1.5mm | P53-109-1011 | Standalone | DE0502064 | Patients requiring fracture fixation or orthopaedic corrective surgery
Orthopaedics | Trauma - Extramedullary fixation | Locking/combination plate | Locking/combination plate - Foot/ankle | Paragon28 | Gorilla, Plate, Med Col Rescue, 1.5mm Thk, 13-Hole, TiA | P53-109-1013 | Standalone | DE0502064 | Patients requiring fracture fixation or orthopaedic corrective surgery
Orthopaedics | Trauma - Extramedullary fixation | Locking/combination plate | Locking/combination plate - Foot/ankle | Paragon28 | Med Col Rescue, 15-hole, 1.5mm | P53-109-1015 | Standalone | DE0502064 | Patients requiring fracture fixation or orthopaedic corrective surgery
Orthopaedics | Trauma - Extramedullary fixation | Locking/combination plate | Locking/combination plate - Foot/ankle | Paragon28 | Med Col Rescue, 9-hole, 2.0mm | P53-109-1109 | Standalone | DE0502064 | Patients requiring fracture fixation or orthopaedic corrective surgery
Orthopaedics | Trauma - Extramedullary fixation | Locking/combination plate | Locking/combination plate - Foot/ankle | Paragon28 | Med Col Rescue, 11-hole, 2.0mm | P53-109-1111 | Standalone | DE0502064 | Patients requiring fracture fixation or orthopaedic corrective surgery
Orthopaedics | Trauma - Extramedullary fixation | Locking/combination plate | Locking/combination plate - Foot/ankle | Paragon28 | Gorilla, Plate, Med Col Rescue, 2.0mm Thk, 13-Hole, TiA | P53-109-1113 | Standalone | DE0502064 | Patients requiring fracture fixation or orthopaedic corrective surgery
Orthopaedics | Trauma - Extramedullary fixation | Locking/combination plate | Locking/combination plate - Foot/ankle | Paragon28 | Med Col Rescue, 15-hole, 2.0mm | P53-109-1115 | Standalone | DE0502064 | Patients requiring fracture fixation or orthopaedic corrective surgery
Orthopaedics | Trauma - Extramedullary fixation | Locking/combination plate | Locking/combination plate - Foot/ankle | Paragon28 | Gorilla, Plate, Medial Column Arch, 1.5mm Thk, Left, Small | P53-109-L001 | Standalone | DE0502064 | Patients requiring fracture fixation or orthopaedic corrective surgery
Orthopaedics | Trauma - Extramedullary fixation | Locking/combination plate | Locking/combination plate - Foot/ankle | Paragon28 | Gorilla, Plate, Medial Column Arch, 1.5mm Thk, Left, Medium | P53-109-L002 | Standalone | DE0502064 | Patients requiring fracture fixation or orthopaedic corrective surgery
Orthopaedics | Trauma - Extramedullary fixation | Locking/combination plate | Locking/combination plate - Foot/ankle | Paragon28 | Gorilla, Plate, Medial Column Arch, 1.5mm Thk, Left, Large | P53-109-L003 | Standalone | DE0502064 | Patients requiring fracture fixation or orthopaedic corrective surgery
Orthopaedics | Trauma - Extramedullary fixation | Locking/combination plate | Locking/combination plate - Foot/ankle | Paragon28 | Med Col Proximal Arch, Left, Small, 1.5mm | P53-109-L011 | Standalone | DE0502064 | Patients requiring fracture fixation or orthopaedic corrective surgery
Orthopaedics | Trauma - Extramedullary fixation | Locking/combination plate | Locking/combination plate - Foot/ankle | Paragon28 | Med Col Proximal Arch, Left, Medium, 1.5mm | P53-109-L012 | Standalone | DE0502064 | Patients requiring fracture fixation or orthopaedic corrective surgery
Orthopaedics | Trauma - Extramedullary fixation | Locking/combination plate | Locking/combination plate - Foot/ankle | Paragon28 | Med Col Proximal Arch, Left, Large, 1.5mm | P53-109-L013 | Standalone | DE0502064 | Patients requiring fracture fixation or orthopaedic corrective surgery
Orthopaedics | Trauma - Extramedullary fixation | Locking/combination plate | Locking/combination plate - Foot/ankle | Paragon28 | Gorilla, Plate, Medial Column Arch, 2.0mm Thk, Left, Small | P53-109-L101 | Standalone | DE0502064 | Patients requiring fracture fixation or orthopaedic corrective surgery
Orthopaedics | Trauma - Extramedullary fixation | Locking/combination plate | Locking/combination plate - Foot/ankle | Paragon28 | Gorilla, Plate, Medial Column Arch, 2.0mm Thk, Left, Medium | P53-109-L102 | Standalone | DE0502064 | Patients requiring fracture fixation or orthopaedic corrective surgery
Orthopaedics | Trauma - Extramedullary fixation | Locking/combination plate | Locking/combination plate - Foot/ankle | Paragon28 | Gorilla, Plate, Medial Column Arch, 2.0mm Thk, Left, Large | P53-109-L103 | Standalone | DE0502064 | Patients requiring fracture fixation or orthopaedic corrective surgery
Orthopaedics | Trauma - Extramedullary fixation | Locking/combination plate | Locking/combination plate - Foot/ankle | Paragon28 | Med Col Distal Arch, Left, Small, 2.0mm | P53-109-L111 | Standalone | DE0502064 | Patients requiring fracture fixation or orthopaedic corrective surgery
Orthopaedics | Trauma - Extramedullary fixation | Locking/combination plate | Locking/combination plate - Foot/ankle | Paragon28 | Med Col Distal Arch, Left, Medium, 2.0mm | P53-109-L112 | Standalone | DE0502064 | Patients requiring fracture fixation or orthopaedic corrective surgery
Orthopaedics | Trauma - Extramedullary fixation | Locking/combination plate | Locking/combination plate - Foot/ankle | Paragon28 | Med Col Distal Arch, Left, Large, 2.0mm | P53-109-L113 | Standalone | DE0502064 | Patients requiring fracture fixation or orthopaedic corrective surgery
Orthopaedics | Trauma - Extramedullary fixation | Locking/combination plate | Locking/combination plate - Foot/ankle | Paragon28 | Med Col Ext Arch, 2.0mm Thk, Left, Small | P53-109-L151 | Standalone | DE0502064 | Patients requiring fracture fixation or orthopaedic corrective surgery
Orthopaedics | Trauma - Extramedullary fixation | Locking/combination plate | Locking/combination plate - Foot/ankle | Paragon28 | Med Col Ext Arch, 2.0mm Thk, Left, Medium | P53-109-L152 | Standalone | DE0502064 | Patients requiring fracture fixation or orthopaedic corrective surgery
Orthopaedics | Trauma - Extramedullary fixation | Locking/combination plate | Locking/combination plate - Foot/ankle | Paragon28 | Med Col Ext Arch, 2.0mm Thk, Left, Large | P53-109-L153 | Standalone | DE0502064 | Patients requiring fracture fixation or orthopaedic corrective surgery
Orthopaedics | Trauma - Extramedullary fixation | Locking/combination plate | Locking/combination plate - Foot/ankle | Paragon28 | Medial Column Straddle plate 2.0mm Thk Extra Small Left 10 Hole | P53-109-L210 | Standalone | DE0502064 | Patients requiring fracture fixation or orthopaedic corrective surgery
Orthopaedics | Trauma - Extramedullary fixation | Locking/combination plate | Locking/combination plate - Foot/ankle | Paragon28 | Medial Column Straddle plate 2.0mm Thk Small Left 14 Hole | P53-109-L211 | Standalone | DE0502064 | Patients requiring fracture fixation or orthopaedic corrective surgery
Orthopaedics | Trauma - Extramedullary fixation | Locking/combination plate | Locking/combination plate - Foot/ankle | Paragon28 | Medial Column Straddle plate 2.0mm Thk, Medium Left 16 Hole | P53-109-L212 | Standalone | DE0502064 | Patients requiring fracture fixation or orthopaedic corrective surgery
Orthopaedics | Trauma - Extramedullary fixation | Locking/combination plate | Locking/combination plate - Foot/ankle | Paragon28 | Medial Column Straddle plate 2.0mm Thk, Large Left 16 Hole | P53-109-L213 | Standalone | DE0502064 | Patients requiring fracture fixation or orthopaedic corrective surgery
Orthopaedics | Trauma - Extramedullary fixation | Locking/combination plate | Locking/combination plate - Foot/ankle | Paragon28 | Medial Column Straddle plate 2.0mm Thk, Extra Large Left 16 Hole | P53-109-L214 | Standalone | DE0502064 | Patients requiring fracture fixation or orthopaedic corrective surgery
Orthopaedics | Trauma - Extramedullary fixation | Locking/combination plate | Locking/combination plate - Foot/ankle | Paragon28 | NC Fusion Prec Guide Cun-Nav, 1.5mm Thk, Left Small | P53-109-L301 | Standalone | DE0502064 | Patients requiring fracture fixation or orthopaedic corrective surgery
Orthopaedics | Trauma - Extramedullary fixation | Locking/combination plate | Locking/combination plate - Foot/ankle | Paragon28 | NC Fusion Prec Guide Cun-Nav, 1.5mm Thk, Left Medium | P53-109-L302 | Standalone | DE0502064 | Patients requiring fracture fixation or orthopaedic corrective surgery
Orthopaedics | Trauma - Extramedullary fixation | Locking/combination plate | Locking/combination plate - Foot/ankle | Paragon28 | NC Fusion Prec Guide Cun-Nav, 1.5mm Thk, Left Large | P53-109-L303 | Standalone | DE0502064 | Patients requiring fracture fixation or orthopaedic corrective surgery
Orthopaedics | Trauma - Extramedullary fixation | Locking/combination plate | Locking/combination plate - Foot/ankle | Paragon28 | NC Fusion Prec Guide Cun-Nav, 1.5mm Thk, Left Xlarge | P53-109-L304 | Standalone | DE0502064 | Patients requiring fracture fixation or orthopaedic corrective surgery
Orthopaedics | Trauma - Extramedullary fixation | Locking/combination plate | Locking/combination plate - Foot/ankle | Paragon28 | Gorilla, Plate, Medial Column Arch, 1.5mm Thk, Right, Small | P53-109-R001 | Standalone | DE0502064 | Patients requiring fracture fixation or orthopaedic corrective surgery
Orthopaedics | Trauma - Extramedullary fixation | Locking/combination plate | Locking/combination plate - Foot/ankle | Paragon28 | Gorilla, Plate, Medial Column Arch, 1.5mm Thk, Right, Medium | P53-109-R002 | Standalone | DE0502064 | Patients requiring fracture fixation or orthopaedic corrective surgery
Orthopaedics | Trauma - Extramedullary fixation | Locking/combination plate | Locking/combination plate - Foot/ankle | Paragon28 | Gorilla, Plate, Medial Column Arch, 1.5mm Thk, Right, Large | P53-109-R003 | Standalone | DE0502064 | Patients requiring fracture fixation or orthopaedic corrective surgery
Orthopaedics | Trauma - Extramedullary fixation | Locking/combination plate | Locking/combination plate - Foot/ankle | Paragon28 | Med Col Proximal Arch, Right, Small, 1.5mm | P53-109-R011 | Standalone | DE0502064 | Patients requiring fracture fixation or orthopaedic corrective surgery
Orthopaedics | Trauma - Extramedullary fixation | Locking/combination plate | Locking/combination plate - Foot/ankle | Paragon28 | Med Col Proximal Arch, Right, Medium, 1.5mm | P53-109-R012 | Standalone | DE0502064 | Patients requiring fracture fixation or orthopaedic corrective surgery
Orthopaedics | Trauma - Extramedullary fixation | Locking/combination plate | Locking/combination plate - Foot/ankle | Paragon28 | Med Col Proximal Arch, Right, Large, 1.5mm | P53-109-R013 | Standalone | DE0502064 | Patients requiring fracture fixation or orthopaedic corrective surgery
Orthopaedics | Trauma - Extramedullary fixation | Locking/combination plate | Locking/combination plate - Foot/ankle | Paragon28 | Gorilla, Plate, Medial Column Arch, 2.0mm Thk, Right, Small | P53-109-R101 | Standalone | DE0502064 | Patients requiring fracture fixation or orthopaedic corrective surgery
Orthopaedics | Trauma - Extramedullary fixation | Locking/combination plate | Locking/combination plate - Foot/ankle | Paragon28 | Gorilla, Plate, Medial Column Arch, 2.0mm Thk, Right, Medium | P53-109-R102 | Standalone | DE0502064 | Patients requiring fracture fixation or orthopaedic corrective surgery
Orthopaedics | Trauma - Extramedullary fixation | Locking/combination plate | Locking/combination plate - Foot/ankle | Paragon28 | Gorilla, Plate, Medial Column Arch, 2.0mm Thk, Right, Large | P53-109-R103 | Standalone | DE0502064 | Patients requiring fracture fixation or orthopaedic corrective surgery
Orthopaedics | Trauma - Extramedullary fixation | Locking/combination plate | Locking/combination plate - Foot/ankle | Paragon28 | Med Col Distal Arch, Right, Small, 2.0mm | P53-109-R111 | Standalone | DE0502064 | Patients requiring fracture fixation or orthopaedic corrective surgery
Orthopaedics | Trauma - Extramedullary fixation | Locking/combination plate | Locking/combination plate - Foot/ankle | Paragon28 | Med Col Distal Arch, Right, Medium, 2.0mm | P53-109-R112 | Standalone | DE0502064 | Patients requiring fracture fixation or orthopaedic corrective surgery
Orthopaedics | Trauma - Extramedullary fixation | Locking/combination plate | Locking/combination plate - Foot/ankle | Paragon28 | Med Col Distal Arch, Right, Large, 2.0mm | P53-109-R113 | Standalone | DE0502064 | Patients requiring fracture fixation or orthopaedic corrective surgery
Orthopaedics | Trauma - Extramedullary fixation | Locking/combination plate | Locking/combination plate - Foot/ankle | Paragon28 | Med Col Ext Arch, 2.0mm Thk, Right, Small | P53-109-R151 | Standalone | DE0502064 | Patients requiring fracture fixation or orthopaedic corrective surgery
Orthopaedics | Trauma - Extramedullary fixation | Locking/combination plate | Locking/combination plate - Foot/ankle | Paragon28 | Med Col Ext Arch, 2.0mm Thk, Right, Medium | P53-109-R152 | Standalone | DE0502064 | Patients requiring fracture fixation or orthopaedic corrective surgery
Orthopaedics | Trauma - Extramedullary fixation | Locking/combination plate | Locking/combination plate - Foot/ankle | Paragon28 | Med Col Ext Arch, 2.0mm Thk, Right, Large | P53-109-R153 | Standalone | DE0502064 | Patients requiring fracture fixation or orthopaedic corrective surgery
Orthopaedics | Trauma - Extramedullary fixation | Locking/combination plate | Locking/combination plate - Foot/ankle | Paragon28 | Medial Column Straddle plate 2.0mm Thk Extra Small Right 10 Hole | P53-109-R210 | Standalone | DE0502064 | Patients requiring fracture fixation or orthopaedic corrective surgery
Orthopaedics | Trauma - Extramedullary fixation | Locking/combination plate | Locking/combination plate - Foot/ankle | Paragon28 | Medial Column Straddle plate 2.0mm Thk, Small Right 14 Hole | P53-109-R211 | Standalone | DE0502064 | Patients requiring fracture fixation or orthopaedic corrective surgery
Orthopaedics | Trauma - Extramedullary fixation | Locking/combination plate | Locking/combination plate - Foot/ankle | Paragon28 | Medial Column Straddle plate 2.0mm Thk, Medium Right 16 Hole | P53-109-R212 | Standalone | DE0502064 | Patients requiring fracture fixation or orthopaedic corrective surgery
Orthopaedics | Trauma - Extramedullary fixation | Locking/combination plate | Locking/combination plate - Foot/ankle | Paragon28 | Medial Column Straddle plate 2.0mm Thk, Large Right 16 Hole | P53-109-R213 | Standalone | DE0502064 | Patients requiring fracture fixation or orthopaedic corrective surgery
Orthopaedics | Trauma - Extramedullary fixation | Locking/combination plate | Locking/combination plate - Foot/ankle | Paragon28 | Medial Column Straddle plate 2.0mm Thk, Extra Large Right 16 Hole | P53-109-R214 | Standalone | DE0502064 | Patients requiring fracture fixation or orthopaedic corrective surgery
Orthopaedics | Trauma - Extramedullary fixation | Locking/combination plate | Locking/combination plate - Foot/ankle | Paragon28 | NC Fusion Prec Guide Cun-Nav, 1.5mm Thk, Right Small | P53-109-R301 | Standalone | DE0502064 | Patients requiring fracture fixation or orthopaedic corrective surgery
Orthopaedics | Trauma - Extramedullary fixation | Locking/combination plate | Locking/combination plate - Foot/ankle | Paragon28 | NC Fusion Prec Guide Cun-Nav, 1.5mm Thk, Right Medium | P53-109-R302 | Standalone | DE0502064 | Patients requiring fracture fixation or orthopaedic corrective surgery
Orthopaedics | Trauma - Extramedullary fixation | Locking/combination plate | Locking/combination plate - Foot/ankle | Paragon28 | NC Fusion Prec Guide Cun-Nav, 1.5mm Thk, Right Large | P53-109-R303 | Standalone | DE0502064 | Patients requiring fracture fixation or orthopaedic corrective surgery
Orthopaedics | Trauma - Extramedullary fixation | Locking/combination plate | Locking/combination plate - Foot/ankle | Paragon28 | NC Fusion Prec Guide Cun-Nav, 1.5mm Thk, Right Xlarge | P53-109-R304 | Standalone | DE0502064 | Patients requiring fracture fixation or orthopaedic corrective surgery
Orthopaedics | Trauma - Extramedullary fixation | Locking/combination plate | Locking/combination plate - Foot/ankle | Paragon28 | Slanted-T Plate: 3-Hole w/ Compression, Left | P53-110-L000 | Standalone | DE0502064 | Patients requiring fracture fixation or orthopaedic corrective surgery
Orthopaedics | Trauma - Extramedullary fixation | Locking/combination plate | Locking/combination plate - Foot/ankle | Paragon28 | Slanted-T Plate: 4-Hole w/ Compression, Left | P53-110-L001 | Standalone | DE0502064 | Patients requiring fracture fixation or orthopaedic corrective surgery
Orthopaedics | Trauma - Extramedullary fixation | Locking/combination plate | Locking/combination plate - Foot/ankle | Paragon28 | Slanted-T Plate: 5-Hole w/ Compression, Left | P53-110-L002 | Standalone | DE0502064 | Patients requiring fracture fixation or orthopaedic corrective surgery
Orthopaedics | Trauma - Extramedullary fixation | Locking/combination plate | Locking/combination plate - Foot/ankle | Paragon28 | Gorilla, Plate, Lisfranc, Slanted-T, 6 Hole, Left, W/Compression, 1.4mm Thk, TiA | P53-110-L003 | Standalone | DE0502064 | Patients requiring fracture fixation or orthopaedic corrective surgery
Orthopaedics | Trauma - Extramedullary fixation | Locking/combination plate | Locking/combination plate - Foot/ankle | Paragon28 | Slanted Straight Plate: 3-Hole Slant, Left | P53-110-L100 | Standalone | DE0502064 | Patients requiring fracture fixation or orthopaedic corrective surgery
Orthopaedics | Trauma - Extramedullary fixation | Locking/combination plate | Locking/combination plate - Foot/ankle | Paragon28 | Slanted Straight Plate: 4-Hole Slant, Left | P53-110-L101 | Standalone | DE0502064 | Patients requiring fracture fixation or orthopaedic corrective surgery
Orthopaedics | Trauma - Extramedullary fixation | Locking/combination plate | Locking/combination plate - Foot/ankle | Paragon28 | Slanted Straight Plate: 5-Hole Slant, Left | P53-110-L102 | Standalone | DE0502064 | Patients requiring fracture fixation or orthopaedic corrective surgery
Orthopaedics | Trauma - Extramedullary fixation | Locking/combination plate | Locking/combination plate - Foot/ankle | Paragon28 | Gorilla, Plate, Lisfranc, Slanted-Straight, 6 Hole, Left, W/Comp, 1.4mm Thk, TiA | P53-110-L103 | Standalone | DE0502064 | Patients requiring fracture fixation or orthopaedic corrective surgery
Orthopaedics | Trauma - Extramedullary fixation | Locking/combination plate | Locking/combination plate - Foot/ankle | Paragon28 | 4-Corner Plates: 1ST and 2ND, Small, Left | P53-110-L201 | Standalone | DE0502064 | Patients requiring fracture fixation or orthopaedic corrective surgery
Orthopaedics | Trauma - Extramedullary fixation | Locking/combination plate | Locking/combination plate - Foot/ankle | Paragon28 | 4-Corner Plates: 1ST and 2ND, Medium, Left | P53-110-L202 | Standalone | DE0502064 | Patients requiring fracture fixation or orthopaedic corrective surgery
Orthopaedics | Trauma - Extramedullary fixation | Locking/combination plate | Locking/combination plate - Foot/ankle | Paragon28 | 4-Corner Plates: 1ST and 2ND, Large, Left | P53-110-L203 | Standalone | DE0502064 | Patients requiring fracture fixation or orthopaedic corrective surgery
Orthopaedics | Trauma - Extramedullary fixation | Locking/combination plate | Locking/combination plate - Foot/ankle | Paragon28 | 4-Corner Plates: 2ND and 3RD, Small, Left | P53-110-L211 | Standalone | DE0502064 | Patients requiring fracture fixation or orthopaedic corrective surgery
Orthopaedics | Trauma - Extramedullary fixation | Locking/combination plate | Locking/combination plate - Foot/ankle | Paragon28 | 4-Corner Plates: 2ND and 3RD, Medium, Left | P53-110-L212 | Standalone | DE0502064 | Patients requiring fracture fixation or orthopaedic corrective surgery
Orthopaedics | Trauma - Extramedullary fixation | Locking/combination plate | Locking/combination plate - Foot/ankle | Paragon28 | 4-Corner Plates: 2ND and 3RD, Large, Left | P53-110-L213 | Standalone | DE0502064 | Patients requiring fracture fixation or orthopaedic corrective surgery
Orthopaedics | Trauma - Extramedullary fixation | Locking/combination plate | Locking/combination plate - Foot/ankle | Paragon28 | Lisfranc, Slanted, Dual Ray, 2ND and 3RD TMT Plate, Left, Small | P53-110-L221 | Standalone | DE0502064 | Patients requiring fracture fixation or orthopaedic corrective surgery
Orthopaedics | Trauma - Extramedullary fixation | Locking/combination plate | Locking/combination plate - Foot/ankle | Paragon28 | Lisfranc, Slanted, Dual Ray, 2ND and 3RD TMT Plate, Left, Med | P53-110-L222 | Standalone | DE0502064 | Patients requiring fracture fixation or orthopaedic corrective surgery
Orthopaedics | Trauma - Extramedullary fixation | Locking/combination plate | Locking/combination plate - Foot/ankle | Paragon28 | Gorilla, Plate, Lisfranc, Clover, 4 Hole, Left, W/Compression, 1.4mm Thk, TiA | P53-110-L300 | Standalone | DE0502064 | Patients requiring fracture fixation or orthopaedic corrective surgery
Orthopaedics | Trauma - Extramedullary fixation | Locking/combination plate | Locking/combination plate - Foot/ankle | Paragon28 | Clover Plate: 5-Hole w/ Compression, Left | P53-110-L301 | Standalone | DE0502064 | Patients requiring fracture fixation or orthopaedic corrective surgery
Orthopaedics | Trauma - Extramedullary fixation | Locking/combination plate | Locking/combination plate - Foot/ankle | Paragon28 | Clover Plate: 6-Hole w/ Compression, Left | P53-110-L302 | Standalone | DE0502064 | Patients requiring fracture fixation or orthopaedic corrective surgery
Orthopaedics | Trauma - Extramedullary fixation | Locking/combination plate | Locking/combination plate - Foot/ankle | Paragon28 | Slanted-T Plate: 3-Hole w/ Compression, Right | P53-110-R000 | Standalone | DE0502064 | Patients requiring fracture fixation or orthopaedic corrective surgery
Orthopaedics | Trauma - Extramedullary fixation | Locking/combination plate | Locking/combination plate - Foot/ankle | Paragon28 | Slanted-T Plate: 4-Hole w/ Compression, Right | P53-110-R001 | Standalone | DE0502064 | Patients requiring fracture fixation or orthopaedic corrective surgery
Orthopaedics | Trauma - Extramedullary fixation | Locking/combination plate | Locking/combination plate - Foot/ankle | Paragon28 | Slanted-T Plate: 5-Hole w/ Compression, Right | P53-110-R002 | Standalone | DE0502064 | Patients requiring fracture fixation or orthopaedic corrective surgery
Orthopaedics | Trauma - Extramedullary fixation | Locking/combination plate | Locking/combination plate - Foot/ankle | Paragon28 | Gorilla, Plate, Lisfranc, Slanted-T, 6 Hole, Right, W/Compression, 1.4mm Thk, TiA | P53-110-R003 | Standalone | DE0502064 | Patients requiring fracture fixation or orthopaedic corrective surgery
Orthopaedics | Trauma - Extramedullary fixation | Locking/combination plate | Locking/combination plate - Foot/ankle | Paragon28 | Slanted Straight Plate: 3-Hole Slant, Right | P53-110-R100 | Standalone | DE0502064 | Patients requiring fracture fixation or orthopaedic corrective surgery
Orthopaedics | Trauma - Extramedullary fixation | Locking/combination plate | Locking/combination plate - Foot/ankle | Paragon28 | Slanted Straight Plate: 4-Hole Slant, Right | P53-110-R101 | Standalone | DE0502064 | Patients requiring fracture fixation or orthopaedic corrective surgery
Orthopaedics | Trauma - Extramedullary fixation | Locking/combination plate | Locking/combination plate - Foot/ankle | Paragon28 | Slanted Straight Plate: 5-Hole Slant, Right | P53-110-R102 | Standalone | DE0502064 | Patients requiring fracture fixation or orthopaedic corrective surgery
Orthopaedics | Trauma - Extramedullary fixation | Locking/combination plate | Locking/combination plate - Foot/ankle | Paragon28 | Gorilla, Plate, Lisfranc, Slanted-Straight, 6 Hole, Right, W/Comp, 1.4mm Thk, TiA | P53-110-R103 | Standalone | DE0502064 | Patients requiring fracture fixation or orthopaedic corrective surgery
Orthopaedics | Trauma - Extramedullary fixation | Locking/combination plate | Locking/combination plate - Foot/ankle | Paragon28 | 4-Corner Plates: 1ST and 2ND, Small, Right | P53-110-R201 | Standalone | DE0502064 | Patients requiring fracture fixation or orthopaedic corrective surgery
Orthopaedics | Trauma - Extramedullary fixation | Locking/combination plate | Locking/combination plate - Foot/ankle | Paragon28 | 4-Corner Plates: 1ST and 2ND, Medium, Right | P53-110-R202 | Standalone | DE0502064 | Patients requiring fracture fixation or orthopaedic corrective surgery
Orthopaedics | Trauma - Extramedullary fixation | Locking/combination plate | Locking/combination plate - Foot/ankle | Paragon28 | 4-Corner Plates: 1ST and 2ND, Large, Right | P53-110-R203 | Standalone | DE0502064 | Patients requiring fracture fixation or orthopaedic corrective surgery
Orthopaedics | Trauma - Extramedullary fixation | Locking/combination plate | Locking/combination plate - Foot/ankle | Paragon28 | 4-Corner Plates: 2ND and 3RD, Small, Right | P53-110-R211 | Standalone | DE0502064 | Patients requiring fracture fixation or orthopaedic corrective surgery
Orthopaedics | Trauma - Extramedullary fixation | Locking/combination plate | Locking/combination plate - Foot/ankle | Paragon28 | 4-Corner Plates: 2ND and 3RD, Medium, Right | P53-110-R212 | Standalone | DE0502064 | Patients requiring fracture fixation or orthopaedic corrective surgery
Orthopaedics | Trauma - Extramedullary fixation | Locking/combination plate | Locking/combination plate - Foot/ankle | Paragon28 | 4-Corner Plates: 2ND and 3RD, Large, Right | P53-110-R213 | Standalone | DE0502064 | Patients requiring fracture fixation or orthopaedic corrective surgery
Orthopaedics | Trauma - Extramedullary fixation | Locking/combination plate | Locking/combination plate - Foot/ankle | Paragon28 | Lisfranc, Slanted Dual Ray, 2ND and 3RD TMT Plate, Right, Small | P53-110-R221 | Standalone | DE0502064 | Patients requiring fracture fixation or orthopaedic corrective surgery
Orthopaedics | Trauma - Extramedullary fixation | Locking/combination plate | Locking/combination plate - Foot/ankle | Paragon28 | Lisfranc, Slanted Dual Ray, 2ND and 3RD TMT Plate, Right, Med | P53-110-R222 | Standalone | DE0502064 | Patients requiring fracture fixation or orthopaedic corrective surgery
Orthopaedics | Trauma - Extramedullary fixation | Locking/combination plate | Locking/combination plate - Foot/ankle | Paragon28 | Gorilla, Plate, Lisfranc, Clover, 4 Hole, Right, W/Compression, 1.4mm Thk, TiA | P53-110-R300 | Standalone | DE0502064 | Patients requiring fracture fixation or orthopaedic corrective surgery
Orthopaedics | Trauma - Extramedullary fixation | Locking/combination plate | Locking/combination plate - Foot/ankle | Paragon28 | Clover Plate: 5-Hole w/ Compression, Right | P53-110-R301 | Standalone | DE0502064 | Patients requiring fracture fixation or orthopaedic corrective surgery
Orthopaedics | Trauma - Extramedullary fixation | Locking/combination plate | Locking/combination plate - Foot/ankle | Paragon28 | Clover Plate: 6-Hole w/ Compression, Right | P53-110-R302 | Standalone | DE0502064 | Patients requiring fracture fixation or orthopaedic corrective surgery
Orthopaedics | Trauma - Extramedullary fixation | Locking/combination plate | Locking/combination plate - Foot/ankle | Paragon28 | Gorilla, T-Plate, Lisfranc, 3 Hole, W/compression, 1.4mm Thk, TiA | P53-110-T000 | Standalone | DE0502064 | Patients requiring fracture fixation or orthopaedic corrective surgery
Orthopaedics | Trauma - Extramedullary fixation | Locking/combination plate | Locking/combination plate - Foot/ankle | Paragon28 | Gorilla, Plate, Lateral Column Fusion, Left, Small, 1.5mm Thk, TiA | P53-111-L001 | Standalone | DE0502064 | Patients requiring fracture fixation or orthopaedic corrective surgery
Orthopaedics | Trauma - Extramedullary fixation | Locking/combination plate | Locking/combination plate - Foot/ankle | Paragon28 | Gorilla, Plate, Lateral Column Fusion, Left, Medium, 1.5mm Thk, TiA | P53-111-L002 | Standalone | DE0502064 | Patients requiring fracture fixation or orthopaedic corrective surgery
Orthopaedics | Trauma - Extramedullary fixation | Locking/combination plate | Locking/combination plate - Foot/ankle | Paragon28 | Gorilla, Plate, Lateral Column Fusion, Right, Small, 1.5mm Thk, TiA | P53-111-R001 | Standalone | DE0502064 | Patients requiring fracture fixation or orthopaedic corrective surgery
Orthopaedics | Trauma - Extramedullary fixation | Locking/combination plate | Locking/combination plate - Foot/ankle | Paragon28 | Gorilla, Plate, Lateral Column Fusion, Right, Medium, 1.5mm Thk, TiA | P53-111-R002 | Standalone | DE0502064 | Patients requiring fracture fixation or orthopaedic corrective surgery
Orthopaedics | Trauma - Extramedullary fixation | Locking/combination plate | Locking/combination plate - Foot/ankle | Paragon28 | 10 mm Dogbone Plate | P53-151-0001 | Standalone | DE0502064 | Patients requiring fracture fixation or orthopaedic corrective surgery
Orthopaedics | Trauma - Extramedullary fixation | Locking/combination plate | Locking/combination plate - Foot/ankle | Paragon28 | 15 mm Dogbone Plate | P53-151-0002 | Standalone | DE0502064 | Patients requiring fracture fixation or orthopaedic corrective surgery
Orthopaedics | Trauma - Extramedullary fixation | Locking/combination plate | Locking/combination plate - Foot/ankle | Paragon28 | 20 mm Dogbone Plate w/ Compression | P53-151-0003 | Standalone | DE0502064 | Patients requiring fracture fixation or orthopaedic corrective surgery
Orthopaedics | Trauma - Extramedullary fixation | Locking/combination plate | Locking/combination plate - Foot/ankle | Paragon28 | 25 mm Dogbone Plate w/ Compression | P53-151-0004 | Standalone | DE0502064 | Patients requiring fracture fixation or orthopaedic corrective surgery
Orthopaedics | Trauma - Extramedullary fixation | Locking/combination plate | Locking/combination plate - Foot/ankle | Paragon28 | 30 mm Dogbone Plate w/ Compression | P53-151-0005 | Standalone | DE0502064 | Patients requiring fracture fixation or orthopaedic corrective surgery
Orthopaedics | Trauma - Extramedullary fixation | Locking/combination plate | Locking/combination plate - Foot/ankle | Paragon28 | Universal Plate Dog Bone, Slanted, 15mm | P53-151-1002 | Standalone | DE0502064 | Patients requiring fracture fixation or orthopaedic corrective surgery
Orthopaedics | Trauma - Extramedullary fixation | Locking/combination plate | Locking/combination plate - Foot/ankle | Paragon28 | Universal Plate Dog Bone, Slanted, 20mm | P53-151-1003 | Standalone | DE0502064 | Patients requiring fracture fixation or orthopaedic corrective surgery
Orthopaedics | Trauma - Extramedullary fixation | Locking/combination plate | Locking/combination plate - Foot/ankle | Paragon28 | Universal Plate Dog Bone, Slanted, 25mm w/ Compression | P53-151-1004 | Standalone | DE0502064 | Patients requiring fracture fixation or orthopaedic corrective surgery
Orthopaedics | Trauma - Extramedullary fixation | Locking/combination plate | Locking/combination plate - Foot/ankle | Paragon28 | Dogbone Plate, 15mm Slanted, Right | P53-151-2002 | Standalone | DE0502064 | Patients requiring fracture fixation or orthopaedic corrective surgery
Orthopaedics | Trauma - Extramedullary fixation | Locking/combination plate | Locking/combination plate - Foot/ankle | Paragon28 | Dogbone Plate, 20mm Slanted, Right | P53-151-2003 | Standalone | DE0502064 | Patients requiring fracture fixation or orthopaedic corrective surgery
Orthopaedics | Trauma - Extramedullary fixation | Locking/combination plate | Locking/combination plate - Foot/ankle | Paragon28 | DogBone Plate, Compression, 25mm Slanted, Right | P53-151-2004 | Standalone | DE0502064 | Patients requiring fracture fixation or orthopaedic corrective surgery
Orthopaedics | Trauma - Extramedullary fixation | Locking/combination plate | Locking/combination plate - Foot/ankle | Paragon28 | Gorilla, Plate, Dogbone Plate, Slanted, Compression, Small, Right, 1.3mm Thk, TiA | P53-151-5001 | Standalone | DE0502064 | Patients requiring fracture fixation or orthopaedic corrective surgery
Orthopaedics | Trauma - Extramedullary fixation | Locking/combination plate | Locking/combination plate - Foot/ankle | Paragon28 | Gorilla, Plate, Dogbone Plate, Slanted, Compression, Medium, Right, 1.3mm Thk, TiA | P53-151-5002 | Standalone | DE0502064 | Patients requiring fracture fixation or orthopaedic corrective surgery
Orthopaedics | Trauma - Extramedullary fixation | Locking/combination plate | Locking/combination plate - Foot/ankle | Paragon28 | Gorilla, Plate, Dogbone Plate, Slanted, Compression, Small, Left, 1.3mm Thk, TiA | P53-151-5101 | Standalone | DE0502064 | Patients requiring fracture fixation or orthopaedic corrective surgery
Orthopaedics | Trauma - Extramedullary fixation | Locking/combination plate | Locking/combination plate - Foot/ankle | Paragon28 | Gorilla, Plate, Dogbone Plate, Slanted, Compression, Medium, Left, 1.3mm Thk, TiA | P53-151-5102 | Standalone | DE0502064 | Patients requiring fracture fixation or orthopaedic corrective surgery
Orthopaedics | Trauma - Extramedullary fixation | Locking/combination plate | Locking/combination plate - Foot/ankle | Paragon28 | 3-Hole T-Plate w/ Compression | P53-152-0000 | Standalone | DE0502064 | Patients requiring fracture fixation or orthopaedic corrective surgery
Orthopaedics | Trauma - Extramedullary fixation | Locking/combination plate | Locking/combination plate - Foot/ankle | Paragon28 | 4-Hole T-Plate w/ Compression | P53-152-0001 | Standalone | DE0502064 | Patients requiring fracture fixation or orthopaedic corrective surgery
Orthopaedics | Trauma - Extramedullary fixation | Locking/combination plate | Locking/combination plate - Foot/ankle | Paragon28 | 5-Hole T-Plate w/ Compression | P53-152-0002 | Standalone | DE0502064 | Patients requiring fracture fixation or orthopaedic corrective surgery
Orthopaedics | Trauma - Extramedullary fixation | Locking/combination plate | Locking/combination plate - Foot/ankle | Paragon28 | Trap Plate, Small | P53-153-0001 | Standalone | DE0502064 | Patients requiring fracture fixation or orthopaedic corrective surgery
Orthopaedics | Trauma - Extramedullary fixation | Locking/combination plate | Locking/combination plate - Foot/ankle | Paragon28 | Trap Plate, Medium | P53-153-0002 | Standalone | DE0502064 | Patients requiring fracture fixation or orthopaedic corrective surgery
Orthopaedics | Trauma - Extramedullary fixation | Locking/combination plate | Locking/combination plate - Foot/ankle | Paragon28 | Trap Plate, Long | P53-153-0003 | Standalone | DE0502064 | Patients requiring fracture fixation or orthopaedic corrective surgery
Orthopaedics | Trauma - Extramedullary fixation | Locking/combination plate | Locking/combination plate - Foot/ankle | Paragon28 | Trap Plate, X-Long | P53-153-0004 | Standalone | DE0502064 | Patients requiring fracture fixation or orthopaedic corrective surgery
Orthopaedics | Trauma - Extramedullary fixation | Locking/combination plate | Locking/combination plate - Foot/ankle | Paragon28 | Teddy Bear Plate, Small | P53-154-0001 | Standalone | DE0502064 | Patients requiring fracture fixation or orthopaedic corrective surgery
Orthopaedics | Trauma - Extramedullary fixation | Locking/combination plate | Locking/combination plate - Foot/ankle | Paragon28 | Teddy Bear Plate, Medium | P53-154-0002 | Standalone | DE0502064 | Patients requiring fracture fixation or orthopaedic corrective surgery
Orthopaedics | Trauma - Extramedullary fixation | Locking/combination plate | Locking/combination plate - Foot/ankle | Paragon28 | Teddy Bear Plate, Large | P53-154-0003 | Standalone | DE0502064 | Patients requiring fracture fixation or orthopaedic corrective surgery
Orthopaedics | Trauma - Extramedullary fixation | Locking/combination plate | Locking/combination plate - Fibula | Paragon28 | Gorilla, Plate, Fibular Fx, 2Hole, 1.5mm Thk, Ti | P53-201-0002 | Standalone | DE0502064 | Patients requiring fracture fixation or orthopaedic corrective surgery
Orthopaedics | Trauma - Extramedullary fixation | Locking/combination plate | Locking/combination plate - Fibula | Paragon28 | Fibular Plate, Straight, 3 Hole | P53-201-0003 | Standalone | DE0502064 | Patients requiring fracture fixation or orthopaedic corrective surgery
Orthopaedics | Trauma - Extramedullary fixation | Locking/combination plate | Locking/combination plate - Fibula | Paragon28 | Fibular Plate, Straight, 4 Hole | P53-201-0004 | Standalone | DE0502064 | Patients requiring fracture fixation or orthopaedic corrective surgery
Orthopaedics | Trauma - Extramedullary fixation | Locking/combination plate | Locking/combination plate - Fibula | Paragon28 | Fibular Plate, Straight, 5 Hole | P53-201-0005 | Standalone | DE0502064 | Patients requiring fracture fixation or orthopaedic corrective surgery
Orthopaedics | Trauma - Extramedullary fixation | Locking/combination plate | Locking/combination plate - Fibula | Paragon28 | Fibular Plate, Straight, 6 Hole | P53-201-0006 | Standalone | DE0502064 | Patients requiring fracture fixation or orthopaedic corrective surgery
Orthopaedics | Trauma - Extramedullary fixation | Locking/combination plate | Locking/combination plate - Fibula | Paragon28 | Fibular Plate, Straight, 7 Hole | P53-201-0007 | Standalone | DE0502064 | Patients requiring fracture fixation or orthopaedic corrective surgery
Orthopaedics | Trauma - Extramedullary fixation | Locking/combination plate | Locking/combination plate - Fibula | Paragon28 | Fibular Plate, Straight, 8 Hole | P53-201-0008 | Standalone | DE0502064 | Patients requiring fracture fixation or orthopaedic corrective surgery
Orthopaedics | Trauma - Extramedullary fixation | Locking/combination plate | Locking/combination plate - Fibula | Paragon28 | Fibular Plate, Straight, 9 Hole | P53-201-0009 | Standalone | DE0502064 | Patients requiring fracture fixation or orthopaedic corrective surgery
Orthopaedics | Trauma - Extramedullary fixation | Locking/combination plate | Locking/combination plate - Fibula | Paragon28 | Fibular Plate, Straight, 10 Hole | P53-201-0010 | Standalone | DE0502064 | Patients requiring fracture fixation or orthopaedic corrective surgery
Orthopaedics | Trauma - Extramedullary fixation | Locking/combination plate | Locking/combination plate - Fibula | Paragon28 | Fibular Plate, Straight, 12 Hole | P53-201-0012 | Standalone | DE0502064 | Patients requiring fracture fixation or orthopaedic corrective surgery
Orthopaedics | Trauma - Extramedullary fixation | Locking/combination plate | Locking/combination plate - Fibula | Paragon28 | Fibular Plate, Straight, 14 Hole | P53-201-0014 | Standalone | DE0502064 | Patients requiring fracture fixation or orthopaedic corrective surgery
Orthopaedics | Trauma - Extramedullary fixation | Locking/combination plate | Locking/combination plate - Fibula | Paragon28 | Fibular Plate, Straight, 16 Hole | P53-201-0016 | Standalone | DE0502064 | Patients requiring fracture fixation or orthopaedic corrective surgery
Orthopaedics | Trauma - Extramedullary fixation | Locking/combination plate | Locking/combination plate - Fibula | Paragon28 | Fibular Plate, Cluster, 7 Hole, Anatomical, Left | P53-203-L007 | Standalone | DE0502064 | Patients requiring fracture fixation or orthopaedic corrective surgery
Orthopaedics | Trauma - Extramedullary fixation | Locking/combination plate | Locking/combination plate - Fibula | Paragon28 | Gorilla, Plate, Anatomical Fibular, Left, 8 Hole, 1.5mm Thk, TiA | P53-203-L008 | Standalone | DE0502064 | Patients requiring fracture fixation or orthopaedic corrective surgery
Orthopaedics | Trauma - Extramedullary fixation | Locking/combination plate | Locking/combination plate - Fibula | Paragon28 | Fibular Plate, Cluster, 9 Hole, Anatomical, Left | P53-203-L009 | Standalone | DE0502064 | Patients requiring fracture fixation or orthopaedic corrective surgery
Orthopaedics | Trauma - Extramedullary fixation | Locking/combination plate | Locking/combination plate - Fibula | Paragon28 | Gorilla, Plate, Anatomical Fibular, Left, 10 Hole, 1.5mm Thk, TiA | P53-203-L010 | Standalone | DE0502064 | Patients requiring fracture fixation or orthopaedic corrective surgery
Orthopaedics | Trauma - Extramedullary fixation | Locking/combination plate | Locking/combination plate - Fibula | Paragon28 | Fibular Plate, Cluster, 11 Hole, Anatomical, Left | P53-203-L011 | Standalone | DE0502064 | Patients requiring fracture fixation or orthopaedic corrective surgery
Orthopaedics | Trauma - Extramedullary fixation | Locking/combination plate | Locking/combination plate - Fibula | Paragon28 | Gorilla, Plate, Anatomical Fibular, Left, 12 Hole, 1.5mm Thk, TiA | P53-203-L012 | Standalone | DE0502064 | Patients requiring fracture fixation or orthopaedic corrective surgery
Orthopaedics | Trauma - Extramedullary fixation | Locking/combination plate | Locking/combination plate - Fibula | Paragon28 | Fibular Plate, Cluster, 13 Hole, Anatomical, Left | P53-203-L013 | Standalone | DE0502064 | Patients requiring fracture fixation or orthopaedic corrective surgery
Orthopaedics | Trauma - Extramedullary fixation | Locking/combination plate | Locking/combination plate - Fibula | Paragon28 | Gorilla, Plate, Anatomical Fibular, Left, 14 Hole, 1.5mm Thk, TiA | P53-203-L014 | Standalone | DE0502064 | Patients requiring fracture fixation or orthopaedic corrective surgery
Orthopaedics | Trauma - Extramedullary fixation | Locking/combination plate | Locking/combination plate - Fibula | Paragon28 | Fibular Plate, Cluster, 15 Hole, Anatomical, Left | P53-203-L015 | Standalone | DE0502064 | Patients requiring fracture fixation or orthopaedic corrective surgery
Orthopaedics | Trauma - Extramedullary fixation | Locking/combination plate | Locking/combination plate - Fibula | Paragon28 | Gorilla, Plate, Anatomical Fibular, Left, 16 Hole, 1.5mm Thk, TiA | P53-203-L016 | Standalone | DE0502064 | Patients requiring fracture fixation or orthopaedic corrective surgery
Orthopaedics | Trauma - Extramedullary fixation | Locking/combination plate | Locking/combination plate - Fibula | Paragon28 | Fibular Plate, Cluster, 17 Hole, Anatomical, Left | P53-203-L017 | Standalone | DE0502064 | Patients requiring fracture fixation or orthopaedic corrective surgery
Orthopaedics | Trauma - Extramedullary fixation | Locking/combination plate | Locking/combination plate - Fibula | Paragon28 | Gorilla, Plate, Anatomical Fibular, Left, 18 Hole, 1.5mm Thk, TiA | P53-203-L018 | Standalone | DE0502064 | Patients requiring fracture fixation or orthopaedic corrective surgery
Orthopaedics | Trauma - Extramedullary fixation | Locking/combination plate | Locking/combination plate - Fibula | Paragon28 | Gorilla, Plate, Anatomical Fibular, Left, 19 Hole, 1.5mm Thk, TiA | P53-203-L019 | Standalone | DE0502064 | Patients requiring fracture fixation or orthopaedic corrective surgery
Orthopaedics | Trauma - Extramedullary fixation | Locking/combination plate | Locking/combination plate - Fibula | Paragon28 | Gorilla, Plate, Anatomical Fibular, Left, 20 Hole, 1.5mm Thk, TiA | P53-203-L020 | Standalone | DE0502064 | Patients requiring fracture fixation or orthopaedic corrective surgery
Orthopaedics | Trauma - Extramedullary fixation | Locking/combination plate | Locking/combination plate - Fibula | Paragon28 | Fibular Plate, Cluster, 7 Hole, Anatomical, Right | P53-203-R007 | Standalone | DE0502064 | Patients requiring fracture fixation or orthopaedic corrective surgery
Orthopaedics | Trauma - Extramedullary fixation | Locking/combination plate | Locking/combination plate - Fibula | Paragon28 | Gorilla, Plate, Anatomical Fibular, Right, 8 Hole, 1.5mm Thk, TiA | P53-203-R008 | Standalone | DE0502064 | Patients requiring fracture fixation or orthopaedic corrective surgery
Orthopaedics | Trauma - Extramedullary fixation | Locking/combination plate | Locking/combination plate - Fibula | Paragon28 | Fibular Plate, Cluster, 9 Hole, Anatomical, Right | P53-203-R009 | Standalone | DE0502064 | Patients requiring fracture fixation or orthopaedic corrective surgery
Orthopaedics | Trauma - Extramedullary fixation | Locking/combination plate | Locking/combination plate - Fibula | Paragon28 | Gorilla, Plate, Anatomical Fibular, Right, 10 Hole, 1.5mm Thk, TiA | P53-203-R010 | Standalone | DE0502064 | Patients requiring fracture fixation or orthopaedic corrective surgery
Orthopaedics | Trauma - Extramedullary fixation | Locking/combination plate | Locking/combination plate - Fibula | Paragon28 | Fibular Plate, Cluster, 11 Hole, Anatomical, Right | P53-203-R011 | Standalone | DE0502064 | Patients requiring fracture fixation or orthopaedic corrective surgery
Orthopaedics | Trauma - Extramedullary fixation | Locking/combination plate | Locking/combination plate - Fibula | Paragon28 | Gorilla, Plate, Anatomical Fibular, Right, 12 Hole, 1.5mm Thk, TiA | P53-203-R012 | Standalone | DE0502064 | Patients requiring fracture fixation or orthopaedic corrective surgery
Orthopaedics | Trauma - Extramedullary fixation | Locking/combination plate | Locking/combination plate - Fibula | Paragon28 | Fibular Plate, Cluster, 13 Hole, Anatomical, Right | P53-203-R013 | Standalone | DE0502064 | Patients requiring fracture fixation or orthopaedic corrective surgery
Orthopaedics | Trauma - Extramedullary fixation | Locking/combination plate | Locking/combination plate - Fibula | Paragon28 | Gorilla, Plate, Anatomical Fibular, Right, 14 Hole, 1.5mm Thk, TiA | P53-203-R014 | Standalone | DE0502064 | Patients requiring fracture fixation or orthopaedic corrective surgery
Orthopaedics | Trauma - Extramedullary fixation | Locking/combination plate | Locking/combination plate - Fibula | Paragon28 | Fibular Plate, Cluster, 15 Hole, Anatomical, Right | P53-203-R015 | Standalone | DE0502064 | Patients requiring fracture fixation or orthopaedic corrective surgery
Orthopaedics | Trauma - Extramedullary fixation | Locking/combination plate | Locking/combination plate - Fibula | Paragon28 | Gorilla, Plate, Anatomical Fibular, Right, 16 Hole, 1.5mm Thk, TiA | P53-203-R016 | Standalone | DE0502064 | Patients requiring fracture fixation or orthopaedic corrective surgery
Orthopaedics | Trauma - Extramedullary fixation | Locking/combination plate | Locking/combination plate - Fibula | Paragon28 | Fibular Plate, Cluster, 17 Hole, Anatomical, Right | P53-203-R017 | Standalone | DE0502064 | Patients requiring fracture fixation or orthopaedic corrective surgery
Orthopaedics | Trauma - Extramedullary fixation | Locking/combination plate | Locking/combination plate - Fibula | Paragon28 | Gorilla, Plate, Anatomical Fibular, Right, 18 Hole, 1.5mm Thk, TiA | P53-203-R018 | Standalone | DE0502064 | Patients requiring fracture fixation or orthopaedic corrective surgery
Orthopaedics | Trauma - Extramedullary fixation | Locking/combination plate | Locking/combination plate - Fibula | Paragon28 | Gorilla, Plate, Anatomical Fibular, Right, 19 Hole, 1.5mm Thk, TiA | P53-203-R019 | Standalone | DE0502064 | Patients requiring fracture fixation or orthopaedic corrective surgery
Orthopaedics | Trauma - Extramedullary fixation | Locking/combination plate | Locking/combination plate - Fibula | Paragon28 | Gorilla, Plate, Anatomical Fibular, Right, 20 Hole, 1.5mm Thk, TiA | P53-203-R020 | Standalone | DE0502064 | Patients requiring fracture fixation or orthopaedic corrective surgery
Orthopaedics | Trauma - Extramedullary fixation | Locking/combination plate | Locking/combination plate - Fibula | Paragon28 | Gorilla, Fibular, Straight, Hook, 05-Hole | P53-204-0005 | Standalone | DE0502064 | Patients requiring fracture fixation or orthopaedic corrective surgery
Orthopaedics | Trauma - Extramedullary fixation | Locking/combination plate | Locking/combination plate - Fibula | Paragon28 | Gorilla, Fibular, Straight, Hook, 06-Hole | P53-204-0006 | Standalone | DE0502064 | Patients requiring fracture fixation or orthopaedic corrective surgery
Orthopaedics | Trauma - Extramedullary fixation | Locking/combination plate | Locking/combination plate - Foot/ankle | Paragon28 | Gorilla, Lateral Maleolus, Hook, Anatomical, 05-Hole | P53-205-L005 | Standalone | DE0502064 | Patients requiring fracture fixation or orthopaedic corrective surgery
Orthopaedics | Trauma - Extramedullary fixation | Locking/combination plate | Locking/combination plate - Foot/ankle | Paragon28 | Gorilla, Lateral Maleolus, Hook, Anatomical, 06-Hole | P53-205-L006 | Standalone | DE0502064 | Patients requiring fracture fixation or orthopaedic corrective surgery
Orthopaedics | Trauma - Extramedullary fixation | Locking/combination plate | Locking/combination plate - Foot/ankle | Paragon28 | Gorilla, Lateral Maleolus, Hook, Anatomical, Left, 08-Hole | P53-205-L008 | Standalone | DE0502064 | Patients requiring fracture fixation or orthopaedic corrective surgery
Orthopaedics | Trauma - Extramedullary fixation | Locking/combination plate | Locking/combination plate - Foot/ankle | Paragon28 | Gorilla, Lateral Maleolus, Hook, Anatomical, 05-Hole | P53-205-R005 | Standalone | DE0502064 | Patients requiring fracture fixation or orthopaedic corrective surgery
Orthopaedics | Trauma - Extramedullary fixation | Locking/combination plate | Locking/combination plate - Foot/ankle | Paragon28 | Gorilla, Lateral Maleolus, Hook, Anatomical, 06-Hole | P53-205-R006 | Standalone | DE0502064 | Patients requiring fracture fixation or orthopaedic corrective surgery
Orthopaedics | Trauma - Extramedullary fixation | Locking/combination plate | Locking/combination plate - Foot/ankle | Paragon28 | Gorilla, Lateral Maleolus, Hook, Anatomical, Right, 08-Hole | P53-205-R008 | Standalone | DE0502064 | Patients requiring fracture fixation or orthopaedic corrective surgery
Orthopaedics | Trauma - Extramedullary fixation | Locking/combination plate | Locking/combination plate - Foot/ankle | Paragon28 | Gorilla, Ankle Fx, Medial Malleolus Plate, Hook, 02-Hole | P53-206-0002 | Standalone | DE0502064 | Patients requiring fracture fixation or orthopaedic corrective surgery
Orthopaedics | Trauma - Extramedullary fixation | Locking/combination plate | Locking/combination plate - Foot/ankle | Paragon28 | Gorilla, Ankle Fx, Medial Malleolus Plate, Hook, 03-Hole | P53-206-0004 | Standalone | DE0502064 | Patients requiring fracture fixation or orthopaedic corrective surgery
Orthopaedics | Trauma - Extramedullary fixation | Locking/combination plate | Locking/combination plate - Tibia | Paragon28 | Gorilla, Ankle Fx, Posterolateral Tibia Plate, 05-Hole, Left | P53-207-L005 | Standalone | DE0502064 | Patients requiring fracture fixation or orthopaedic corrective surgery
Orthopaedics | Trauma - Extramedullary fixation | Locking/combination plate | Locking/combination plate - Tibia | Paragon28 | Gorilla, Ankle Fx, Posterolateral Tibia Plate, 06-Hole, Left | P53-207-L006 | Standalone | DE0502064 | Patients requiring fracture fixation or orthopaedic corrective surgery
Orthopaedics | Trauma - Extramedullary fixation | Locking/combination plate | Locking/combination plate - Tibia | Paragon28 | Gorilla, Ankle Fx, Posterolateral Tibia Plate, 07-Hole, Left | P53-207-L007 | Standalone | DE0502064 | Patients requiring fracture fixation or orthopaedic corrective surgery
Orthopaedics | Trauma - Extramedullary fixation | Locking/combination plate | Locking/combination plate - Tibia | Paragon28 | Gorilla, Ankle Fx, Posterolateral Tibia Plate, 08-Hole, Left | P53-207-L008 | Standalone | DE0502064 | Patients requiring fracture fixation or orthopaedic corrective surgery
Orthopaedics | Trauma - Extramedullary fixation | Locking/combination plate | Locking/combination plate - Tibia | Paragon28 | Gorilla, Ankle Fx, Posterolateral Tibia Plate, 05-Hole, Right | P53-207-R005 | Standalone | DE0502064 | Patients requiring fracture fixation or orthopaedic corrective surgery
Orthopaedics | Trauma - Extramedullary fixation | Locking/combination plate | Locking/combination plate - Tibia | Paragon28 | Gorilla, Ankle Fx, Posterolateral Tibia Plate, 06-Hole, Right | P53-207-R006 | Standalone | DE0502064 | Patients requiring fracture fixation or orthopaedic corrective surgery
Orthopaedics | Trauma - Extramedullary fixation | Locking/combination plate | Locking/combination plate - Tibia | Paragon28 | Gorilla, Ankle Fx, Posterolateral Tibia Plate, 07-Hole, Right | P53-207-R007 | Standalone | DE0502064 | Patients requiring fracture fixation or orthopaedic corrective surgery
Orthopaedics | Trauma - Extramedullary fixation | Locking/combination plate | Locking/combination plate - Tibia | Paragon28 | Gorilla, Ankle Fx, Posterolateral Tibia Plate, 08-Hole, Right | P53-207-R008 | Standalone | DE0502064 | Patients requiring fracture fixation or orthopaedic corrective surgery
Orthopaedics | Trauma - Extramedullary fixation | Locking/combination plate | Locking/combination plate - Fibula | Paragon28 | Gorilla, Posterolateral, Fibular, 07-Hole, Alpha | P53-208-0007 | Standalone | DE0502064 | Patients requiring fracture fixation or orthopaedic corrective surgery
Orthopaedics | Trauma - Extramedullary fixation | Locking/combination plate | Locking/combination plate - Fibula | Paragon28 | Gorilla, Posterolateral, Fibular, 09-Hole, w/Comp, Alpha | P53-208-0009 | Standalone | DE0502064 | Patients requiring fracture fixation or orthopaedic corrective surgery
Orthopaedics | Trauma - Extramedullary fixation | Locking/combination plate | Locking/combination plate - Fibula | Paragon28 | Gorilla, Posterolateral, Fibular, 11-Hole, w/Comp, Alpha | P53-208-0011 | Standalone | DE0502064 | Patients requiring fracture fixation or orthopaedic corrective surgery
Orthopaedics | Trauma - Extramedullary fixation | Locking/combination plate | Locking/combination plate - Fibula | Paragon28 | Gorilla, Posterolateral, Fibular, 13-Hole, w/Comp, Alpha | P53-208-0013 | Standalone | DE0502064 | Patients requiring fracture fixation or orthopaedic corrective surgery
Orthopaedics | Trauma - Extramedullary fixation | Locking/combination plate | Locking/combination plate - Fibula | Paragon28 | Gorilla, Posterolateral, Fibular, 07-Hole, Beta | P53-208-1007 | Standalone | DE0502064 | Patients requiring fracture fixation or orthopaedic corrective surgery
Orthopaedics | Trauma - Extramedullary fixation | Locking/combination plate | Locking/combination plate - Fibula | Paragon28 | Gorilla, Posterolateral, Fibular, 09-Hole, w/Comp, Beta | P53-208-1009 | Standalone | DE0502064 | Patients requiring fracture fixation or orthopaedic corrective surgery
Orthopaedics | Trauma - Extramedullary fixation | Locking/combination plate | Locking/combination plate - Fibula | Paragon28 | Gorilla, Posterolateral, Fibular, 11-Hole, w/Comp, Beta | P53-208-1011 | Standalone | DE0502064 | Patients requiring fracture fixation or orthopaedic corrective surgery
Orthopaedics | Trauma - Extramedullary fixation | Locking/combination plate | Locking/combination plate - Fibula | Paragon28 | Gorilla, Posterolateral, Fibular, 13-Hole, w/Comp, Beta | P53-208-1013 | Standalone | DE0502064 | Patients requiring fracture fixation or orthopaedic corrective surgery
Orthopaedics | Trauma - Extramedullary fixation | Locking/combination plate | Locking/combination plate - Tibia | Paragon28 | Gorilla, Ankle Fx, Posteromedial Distal Tibia Plate, 06-Hole, Left | P53-209-L006 | Standalone | DE0502064 | Patients requiring fracture fixation or orthopaedic corrective surgery
Orthopaedics | Trauma - Extramedullary fixation | Locking/combination plate | Locking/combination plate - Tibia | Paragon28 | Gorilla, Ankle Fx, Posteromedial Distal Tibia Plate, 08-Hole, Left | P53-209-L008 | Standalone | DE0502064 | Patients requiring fracture fixation or orthopaedic corrective surgery
Orthopaedics | Trauma - Extramedullary fixation | Locking/combination plate | Locking/combination plate - Tibia | Paragon28 | Gorilla, Ankle Fx, Posteromedial Distal Tibia Plate, 06-Hole, Right | P53-209-R006 | Standalone | DE0502064 | Patients requiring fracture fixation or orthopaedic corrective surgery
Orthopaedics | Trauma - Extramedullary fixation | Locking/combination plate | Locking/combination plate - Tibia | Paragon28 | Gorilla, Ankle Fx, Posteromedial Distal Tibia Plate, 08-Hole, Right | P53-209-R008 | Standalone | DE0502064 | Patients requiring fracture fixation or orthopaedic corrective surgery
Orthopaedics | Trauma - Extramedullary fixation | Locking/combination plate | Locking/combination plate - Foot/ankle | Paragon28 | Medial Malleolus, 7 Hole, Anatomic | P53-210-0007 | Standalone | DE0502064 | Patients requiring fracture fixation or orthopaedic corrective surgery
Orthopaedics | Trauma - Extramedullary fixation | Locking/combination plate | Locking/combination plate - Foot/ankle | Paragon28 | Gorilla, Ankle Fx, Medial Malleolus Utility Plate, 03-Hole | P53-211-0003 | Standalone | DE0502064 | Patients requiring fracture fixation or orthopaedic corrective surgery
Orthopaedics | Trauma - Extramedullary fixation | Locking/combination plate | Locking/combination plate - Foot/ankle | Paragon28 | Gorilla, Ankle Fx, Medial Malleolus Utility Plate, 04-Hole | P53-211-0004 | Standalone | DE0502064 | Patients requiring fracture fixation or orthopaedic corrective surgery
Orthopaedics | Trauma - Extramedullary fixation | Locking/combination plate | Locking/combination plate - Tibia | Paragon28 | Gorilla, Ankle Fx., Anterior Distal Tibia Plate, 11 Hole, TiA | P53-212-0002 | Standalone | DE0502064 | Patients requiring fracture fixation or orthopaedic corrective surgery
Orthopaedics | Trauma - Extramedullary fixation | Locking/combination plate | Locking/combination plate - Tibia | Paragon28 | Gorilla, Ankle Fx., Anterior Distal Tibia Plate, 13 Hole, TiA | P53-212-0004 | Standalone | DE0502064 | Patients requiring fracture fixation or orthopaedic corrective surgery
Orthopaedics | Trauma - Extramedullary fixation | Locking/combination plate | Locking/combination plate - Tibia | Paragon28 | Gorilla, Ankle Fx., Anterior Distal Tibi Plate, 15 Hole, TiA | P53-212-0006 | Standalone | DE0502064 | Patients requiring fracture fixation or orthopaedic corrective surgery
Orthopaedics | Trauma - Extramedullary fixation | Locking/combination plate | Locking/combination plate - Tibia | Paragon28 | Gorilla, Ankle Fx., Anterolateral Distal Tibia Plate, Left, 11-Holes, TiA | P53-213-L004 | Standalone | DE0502064 | Patients requiring fracture fixation or orthopaedic corrective surgery
Orthopaedics | Trauma - Extramedullary fixation | Locking/combination plate | Locking/combination plate - Tibia | Paragon28 | Gorilla, Ankle Fx., Anterolateral Distal Tibia Plate, Left, 13-Holes, TiA | P53-213-L006 | Standalone | DE0502064 | Patients requiring fracture fixation or orthopaedic corrective surgery
Orthopaedics | Trauma - Extramedullary fixation | Locking/combination plate | Locking/combination plate - Tibia | Paragon28 | Gorilla, Ankle Fx., Anterolateral Distal Tibia Plate, Left, 15-Holes, TiA | P53-213-L008 | Standalone |  | Patients requiring fracture fixation or orthopaedic corrective surgery
Orthopaedics | Trauma - Extramedullary fixation | Locking/combination plate | Locking/combination plate - Tibia | Paragon28 | Gorilla, Ankle Fx., Anterolateral Distal Tibia Plate, Left, 17-Holes, TiA | P53-213-L010 | Standalone | DE0502064 | Patients requiring fracture fixation or orthopaedic corrective surgery
Orthopaedics | Trauma - Extramedullary fixation | Locking/combination plate | Locking/combination plate - Tibia | Paragon28 | Gorilla, Ankle Fx., Anterolateral Distal Tibia Plate, Left, 19-Holes, TiA | P53-213-L012 | Standalone | DE0502064 | Patients requiring fracture fixation or orthopaedic corrective surgery
Orthopaedics | Trauma - Extramedullary fixation | Locking/combination plate | Locking/combination plate - Tibia | Paragon28 | Gorilla, Ankle Fx., Anterolateral Distal Tibia Plate, Left, 21-Holes, TiA | P53-213-L014 | Standalone | DE0502064 | Patients requiring fracture fixation or orthopaedic corrective surgery
Orthopaedics | Trauma - Extramedullary fixation | Locking/combination plate | Locking/combination plate - Tibia | Paragon28 | Gorilla, Ankle Fx., Anterolateral Distal Tibia Plate, Left, 23-Holes, TiA | P53-213-L016 | Standalone | DE0502064 | Patients requiring fracture fixation or orthopaedic corrective surgery
Orthopaedics | Trauma - Extramedullary fixation | Locking/combination plate | Locking/combination plate - Tibia | Paragon28 | Gorilla, Ankle Fx., Anterolateral Distal Tibia Plate, Left, 25-Holes, TiA | P53-213-L018 | Standalone | DE0502064 | Patients requiring fracture fixation or orthopaedic corrective surgery
Orthopaedics | Trauma - Extramedullary fixation | Locking/combination plate | Locking/combination plate - Tibia | Paragon28 | Gorilla, Ankle Fx., Anterolateral Distal Tibia Plate, Right, 11-Holes, TiA | P53-213-R004 | Standalone | DE0502064 | Patients requiring fracture fixation or orthopaedic corrective surgery
Orthopaedics | Trauma - Extramedullary fixation | Locking/combination plate | Locking/combination plate - Tibia | Paragon28 | Gorilla, Ankle Fx., Anterolateral Distal Tibia Plate, Right, 13-Holes, TiA | P53-213-R006 | Standalone | DE0502064 | Patients requiring fracture fixation or orthopaedic corrective surgery
Orthopaedics | Trauma - Extramedullary fixation | Locking/combination plate | Locking/combination plate - Tibia | Paragon28 | Gorilla, Ankle Fx., Anterolateral Distal Tibia Plate, Right, 15-Holes, TiA | P53-213-R008 | Standalone | DE0502064 | Patients requiring fracture fixation or orthopaedic corrective surgery
Orthopaedics | Trauma - Extramedullary fixation | Locking/combination plate | Locking/combination plate - Tibia | Paragon28 | Gorilla, Ankle Fx., Anterolateral Distal Tibia Plate, Right, 17-Holes, TiA | P53-213-R010 | Standalone | DE0502064 | Patients requiring fracture fixation or orthopaedic corrective surgery
Orthopaedics | Trauma - Extramedullary fixation | Locking/combination plate | Locking/combination plate - Tibia | Paragon28 | Gorilla, Ankle Fx., Anterolateral Distal Tibia Plate, Right, 19-Holes, TiA | P53-213-R012 | Standalone | DE0502064 | Patients requiring fracture fixation or orthopaedic corrective surgery
Orthopaedics | Trauma - Extramedullary fixation | Locking/combination plate | Locking/combination plate - Tibia | Paragon28 | Gorilla, Ankle Fx., Anterolateral Distal Tibia Plate, Right, 21-Holes, TiA | P53-213-R014 | Standalone | DE0502064 | Patients requiring fracture fixation or orthopaedic corrective surgery
Orthopaedics | Trauma - Extramedullary fixation | Locking/combination plate | Locking/combination plate - Tibia | Paragon28 | Gorilla, Ankle Fx., Anterolateral Distal Tibia Plate, Right, 23-Holes, TiA | P53-213-R016 | Standalone | DE0502064 | Patients requiring fracture fixation or orthopaedic corrective surgery
Orthopaedics | Trauma - Extramedullary fixation | Locking/combination plate | Locking/combination plate - Tibia | Paragon28 | Gorilla, Ankle Fx., Anterolateral Distal Tibia Plate, Right, 23-Holes, TiA | P53-213-R018 | Standalone | DE0502064 | Patients requiring fracture fixation or orthopaedic corrective surgery
Orthopaedics | Trauma - Extramedullary fixation | Locking/combination plate | Locking/combination plate - Tibia | Paragon28 | Gorilla, Ankle Fx., Medial Distal Tibia Plate, 11-Holes, TiA | P53-214-1004 | Standalone | DE0502064 | Patients requiring fracture fixation or orthopaedic corrective surgery
Orthopaedics | Trauma - Extramedullary fixation | Locking/combination plate | Locking/combination plate - Tibia | Paragon28 | Gorilla, Ankle Fx., Medial Distal Tibia Plate, 13-Holes, TiA | P53-214-1006 | Standalone | DE0502064 | Patients requiring fracture fixation or orthopaedic corrective surgery
Orthopaedics | Trauma - Extramedullary fixation | Locking/combination plate | Locking/combination plate - Tibia | Paragon28 | Gorilla, Ankle Fx., Medial Distal Tibia Plate, 15-Holes, TiA | P53-214-1008 | Standalone | DE0502064 | Patients requiring fracture fixation or orthopaedic corrective surgery
Orthopaedics | Trauma - Extramedullary fixation | Locking/combination plate | Locking/combination plate - Tibia | Paragon28 | Gorilla, Ankle Fx., Medial Distal Tibia Plate, 17-Holes, TiA | P53-214-1010 | Standalone | DE0502064 | Patients requiring fracture fixation or orthopaedic corrective surgery
Orthopaedics | Trauma - Extramedullary fixation | Locking/combination plate | Locking/combination plate - Tibia | Paragon28 | Gorilla, Ankle Fx., Medial Distal Tibia Plate, 19-Holes, TiA | P53-214-1012 | Standalone | DE0502064 | Patients requiring fracture fixation or orthopaedic corrective surgery
Orthopaedics | Trauma - Extramedullary fixation | Locking/combination plate | Locking/combination plate - Tibia | Paragon28 | Gorilla, Ankle Fx., Medial Distal Tibia Plate, 21-Holes, TiA | P53-214-1014 | Standalone | DE0502064 | Patients requiring fracture fixation or orthopaedic corrective surgery
Orthopaedics | Trauma - Extramedullary fixation | Locking/combination plate | Locking/combination plate - Tibia | Paragon28 | Gorilla, Ankle Fx., Medial Distal Tibia Plate, 23-Holes, TiA | P53-214-1016 | Standalone | DE0502064 | Patients requiring fracture fixation or orthopaedic corrective surgery
Orthopaedics | Other - Fixation | Staple | Memory staple | Paragon28 | Staple, 8mm, 8x8 Straight | P70-008-0808 | Standalone | DE0507023 | Patients requiring fracture fixation or orthopaedic corrective surgery
Orthopaedics | Other - Fixation | Staple | Memory staple | Paragon28 | Staple, 10mm, 10x10 Straight | P70-010-1010 | Standalone | DE0507023 | Patients requiring fracture fixation or orthopaedic corrective surgery
Orthopaedics | Other - Fixation | Staple | Memory staple | Paragon28 | Staple, 15mm, 15x15 Straight | P70-015-1515 | Standalone | DE0507023 | Patients requiring fracture fixation or orthopaedic corrective surgery
Orthopaedics | Other - Fixation | Staple | Memory staple | Paragon28 | Staple, 18mm, 18x18 Straight | P70-018-1818 | Standalone | DE0507023 | Patients requiring fracture fixation or orthopaedic corrective surgery
Orthopaedics | Other - Fixation | Staple | Memory staple | Paragon28 | Staple, 20mm, 20x20 Straight | P70-020-2020 | Standalone | DE0507023 | Patients requiring fracture fixation or orthopaedic corrective surgery
Orthopaedics | Other - Fixation | Staple | Memory staple | Paragon28 | Staple, 25mm, 20x20 Straight | P70-025-2020 | Standalone | DE0507023 | Patients requiring fracture fixation or orthopaedic corrective surgery
Orthopaedics | Other - Fixation | Staple | Memory staple | Paragon28 | Staple, 8mm, 8x8 Angled | P70-108-0808 | Standalone | DE0507023 | Patients requiring fracture fixation or orthopaedic corrective surgery
Orthopaedics | Other - Fixation | Staple | Memory staple | Paragon28 | Staple, 10mm, 10x10 Angled | P70-110-1010 | Standalone | DE0507023 | Patients requiring fracture fixation or orthopaedic corrective surgery
Orthopaedics | Trauma - Extramedullary fixation | Plate accessories | Locking screw | Paragon28 | Gorilla, Screw, D2.7 x 8mm, Locking, Solid, TiA STERILE | P50-053-2708-S | Standalone | DE0502064 | Patients requiring fracture fixation or orthopaedic corrective surgery
Orthopaedics | Trauma - Extramedullary fixation | Plate accessories | Locking screw | Paragon28 | Gorilla, Screw, D2.7 x 9mm, Locking, Solid, TiA STERILE | P50-053-2709-S | Standalone | DE0502064 | Patients requiring fracture fixation or orthopaedic corrective surgery
Orthopaedics | Trauma - Extramedullary fixation | Plate accessories | Locking screw | Paragon28 | Gorilla, Screw, D2.7 x 10mm, Locking, Solid, TiA STERILE | P50-053-2710-S | Standalone | DE0502064 | Patients requiring fracture fixation or orthopaedic corrective surgery
Orthopaedics | Trauma - Extramedullary fixation | Plate accessories | Locking screw | Paragon28 | Gorilla, Screw, D2.7 x 11mm, Locking, Solid, TiA STERILE | P50-053-2711-S | Standalone | DE0502064 | Patients requiring fracture fixation or orthopaedic corrective surgery
Orthopaedics | Trauma - Extramedullary fixation | Plate accessories | Locking screw | Paragon28 | Gorilla, Screw, D2.7 x 12mm, Locking, Solid, TiA STERILE | P50-053-2712-S | Standalone | DE0502064 | Patients requiring fracture fixation or orthopaedic corrective surgery
Orthopaedics | Trauma - Extramedullary fixation | Plate accessories | Locking screw | Paragon28 | Gorilla, Screw, D2.7 x 13mm, Locking, Solid, TiA STERILE | P50-053-2713-S | Standalone | DE0502064 | Patients requiring fracture fixation or orthopaedic corrective surgery
Orthopaedics | Trauma - Extramedullary fixation | Plate accessories | Locking screw | Paragon28 | Gorilla, Screw, D2.7 x 14mm, Locking, Solid, TiA STERILE | P50-053-2714-S | Standalone | DE0502064 | Patients requiring fracture fixation or orthopaedic corrective surgery
Orthopaedics | Trauma - Extramedullary fixation | Plate accessories | Locking screw | Paragon28 | Gorilla, Screw, D2.7 x 15mm, Locking, Solid, TiA STERILE | P50-053-2715-S | Standalone | DE0502064 | Patients requiring fracture fixation or orthopaedic corrective surgery
Orthopaedics | Trauma - Extramedullary fixation | Plate accessories | Locking screw | Paragon28 | Gorilla, Screw, D2.7 x 16mm, Locking, Solid, TiA STERILE | P50-053-2716-S | Standalone | DE0502064 | Patients requiring fracture fixation or orthopaedic corrective surgery
Orthopaedics | Trauma - Extramedullary fixation | Plate accessories | Locking screw | Paragon28 | Gorilla, Screw, D2.7 x 17mm, Locking, Solid, TiA STERILE | P50-053-2717-S | Standalone | DE0502064 | Patients requiring fracture fixation or orthopaedic corrective surgery
Orthopaedics | Trauma - Extramedullary fixation | Plate accessories | Locking screw | Paragon28 | Gorilla, Screw, D2.7 x 18mm, Locking, Solid, TiA STERILE | P50-053-2718-S | Standalone | DE0502064 | Patients requiring fracture fixation or orthopaedic corrective surgery
Orthopaedics | Trauma - Extramedullary fixation | Plate accessories | Locking screw | Paragon28 | Gorilla, Screw, D2.7 x 19mm, Locking, Solid, TiA STERILE | P50-053-2719-S | Standalone | DE0502064 | Patients requiring fracture fixation or orthopaedic corrective surgery
Orthopaedics | Trauma - Extramedullary fixation | Plate accessories | Locking screw | Paragon28 | Gorilla, Screw, D2.7 x 20mm, Locking, Solid, TiA STERILE | P50-053-2720-S | Standalone | DE0502064 | Patients requiring fracture fixation or orthopaedic corrective surgery
Orthopaedics | Trauma - Extramedullary fixation | Plate accessories | Locking screw | Paragon28 | Gorilla, Screw, D2.7 x 21mm, Locking, Solid, TiA STERILE | P50-053-2721-S | Standalone | DE0502064 | Patients requiring fracture fixation or orthopaedic corrective surgery
Orthopaedics | Trauma - Extramedullary fixation | Plate accessories | Locking screw | Paragon28 | Gorilla, Screw, D2.7 x 22mm, Locking, Solid, TiA STERILE | P50-053-2722-S | Standalone | DE0502064 | Patients requiring fracture fixation or orthopaedic corrective surgery
Orthopaedics | Trauma - Extramedullary fixation | Plate accessories | Locking screw | Paragon28 | Gorilla, Screw, D2.7 x 23mm, Locking, Solid, TiA STERILE | P50-053-2723-S | Standalone | DE0502064 | Patients requiring fracture fixation or orthopaedic corrective surgery
Orthopaedics | Trauma - Extramedullary fixation | Plate accessories | Locking screw | Paragon28 | Gorilla, Screw, D2.7 x 24mm, Locking, Solid, TiA STERILE | P50-053-2724-S | Standalone | DE0502064 | Patients requiring fracture fixation or orthopaedic corrective surgery
Orthopaedics | Trauma - Extramedullary fixation | Plate accessories | Locking screw | Paragon28 | Gorilla, Screw, D2.7 x 25mm, Locking, Solid, TiA STERILE | P50-053-2725-S | Standalone | DE0502064 | Patients requiring fracture fixation or orthopaedic corrective surgery
Orthopaedics | Trauma - Extramedullary fixation | Plate accessories | Locking screw | Paragon28 | Gorilla, Screw, D2.7 x 26mm, Locking, Solid, TiA STERILE | P50-053-2726-S | Standalone | DE0502064 | Patients requiring fracture fixation or orthopaedic corrective surgery
Orthopaedics | Trauma - Extramedullary fixation | Plate accessories | Locking screw | Paragon28 | Gorilla, Screw, D2.7 x 27mm, Locking, Solid, TiA STERILE | P50-053-2727-S | Standalone | DE0502064 | Patients requiring fracture fixation or orthopaedic corrective surgery
Orthopaedics | Trauma - Extramedullary fixation | Plate accessories | Locking screw | Paragon28 | Gorilla, Screw, D2.7 x 28mm, Locking, Solid, TiA STERILE | P50-053-2728-S | Standalone | DE0502064 | Patients requiring fracture fixation or orthopaedic corrective surgery
Orthopaedics | Trauma - Extramedullary fixation | Plate accessories | Locking screw | Paragon28 | Gorilla, Screw, D2.7 x 29mm, Locking, Solid, TiA STERILE | P50-053-2729-S | Standalone | DE0502064 | Patients requiring fracture fixation or orthopaedic corrective surgery
Orthopaedics | Trauma - Extramedullary fixation | Plate accessories | Locking screw | Paragon28 | Gorilla, Screw, D2.7 x 30mm, Locking, Solid, TiA STERILE | P50-053-2730-S | Standalone | DE0502064 | Patients requiring fracture fixation or orthopaedic corrective surgery
Orthopaedics | Trauma - Extramedullary fixation | Plate accessories | Locking screw | Paragon28 | Gorilla, Screw, D2.7 x 31mm, Locking, Solid, TiA STERILE | P50-053-2731-S | Standalone | DE0502064 | Patients requiring fracture fixation or orthopaedic corrective surgery
Orthopaedics | Trauma - Extramedullary fixation | Plate accessories | Locking screw | Paragon28 | Gorilla, Screw, D2.7 x 32mm, Locking, Solid, TiA STERILE | P50-053-2732-S | Standalone | DE0502064 | Patients requiring fracture fixation or orthopaedic corrective surgery
Orthopaedics | Trauma - Extramedullary fixation | Plate accessories | Locking screw | Paragon28 | Gorilla, Screw, D2.7 x 33mm, Locking, Solid, TiA STERILE | P50-053-2733-S | Standalone | DE0502064 | Patients requiring fracture fixation or orthopaedic corrective surgery
Orthopaedics | Trauma - Extramedullary fixation | Plate accessories | Locking screw | Paragon28 | Gorilla, Screw, D2.7 x 34mm, Locking, Solid, TiA STERILE | P50-053-2734-S | Standalone | DE0502064 | Patients requiring fracture fixation or orthopaedic corrective surgery
Orthopaedics | Trauma - Extramedullary fixation | Plate accessories | Locking screw | Paragon28 | Gorilla, Screw, D2.7 x 35mm, Locking, Solid, TiA STERILE | P50-053-2735-S | Standalone | DE0502064 | Patients requiring fracture fixation or orthopaedic corrective surgery
Orthopaedics | Trauma - Extramedullary fixation | Plate accessories | Locking screw | Paragon28 | Gorilla, Screw, D2.7 x 36mm, Locking, Solid, TiA STERILE | P50-053-2736-S | Standalone | DE0502064 | Patients requiring fracture fixation or orthopaedic corrective surgery
Orthopaedics | Trauma - Extramedullary fixation | Plate accessories | Locking screw | Paragon28 | Gorilla, Screw, D2.7 x 37mm, Locking, Solid, TiA STERILE | P50-053-2737-S | Standalone | DE0502064 | Patients requiring fracture fixation or orthopaedic corrective surgery
Orthopaedics | Trauma - Extramedullary fixation | Plate accessories | Locking screw | Paragon28 | Gorilla, Screw, D2.7 x 38mm, Locking, Solid, TiA STERILE | P50-053-2738-S | Standalone | DE0502064 | Patients requiring fracture fixation or orthopaedic corrective surgery
Orthopaedics | Trauma - Extramedullary fixation | Plate accessories | Locking screw | Paragon28 | Gorilla, Screw, D2.7 x 39mm, Locking, Solid, TiA STERILE | P50-053-2739-S | Standalone | DE0502064 | Patients requiring fracture fixation or orthopaedic corrective surgery
Orthopaedics | Trauma - Extramedullary fixation | Plate accessories | Locking screw | Paragon28 | Gorilla, Screw, D2.7 x 40mm, Locking, Solid, TiA STERILE | P50-053-2740-S | Standalone | DE0502064 | Patients requiring fracture fixation or orthopaedic corrective surgery
Orthopaedics | Trauma - Extramedullary fixation | Plate accessories | Locking screw | Paragon28 | Gorilla, Screw, D3.5 x 8mm, Locking, Solid, TiA STERILE | P50-053-3508-S | Standalone | DE0502064 | Patients requiring fracture fixation or orthopaedic corrective surgery
Orthopaedics | Trauma - Extramedullary fixation | Plate accessories | Locking screw | Paragon28 | Gorilla, Screw, D3.5 x 10mm, Locking, Solid, TiA STERILE | P50-053-3510-S | Standalone | DE0502064 | Patients requiring fracture fixation or orthopaedic corrective surgery
Orthopaedics | Trauma - Extramedullary fixation | Plate accessories | Locking screw | Paragon28 | Gorilla, Screw, D3.5 x 12mm, Locking, Solid, TiA STERILE | P50-053-3512-S | Standalone | DE0502064 | Patients requiring fracture fixation or orthopaedic corrective surgery
Orthopaedics | Trauma - Extramedullary fixation | Plate accessories | Locking screw | Paragon28 | Gorilla, Screw, D3.5 x 14mm, Locking, Solid, TiA STERILE | P50-053-3514-S | Standalone | DE0502064 | Patients requiring fracture fixation or orthopaedic corrective surgery
Orthopaedics | Trauma - Extramedullary fixation | Plate accessories | Locking screw | Paragon28 | Gorilla, Screw, D3.5 x 16mm, Locking, Solid, TiA STERILE | P50-053-3516-S | Standalone | DE0502064 | Patients requiring fracture fixation or orthopaedic corrective surgery
Orthopaedics | Trauma - Extramedullary fixation | Plate accessories | Locking screw | Paragon28 | Gorilla, Screw, D3.5 x 18mm, Locking, Solid, TiA STERILE | P50-053-3518-S | Standalone | DE0502064 | Patients requiring fracture fixation or orthopaedic corrective surgery
Orthopaedics | Trauma - Extramedullary fixation | Plate accessories | Locking screw | Paragon28 | Gorilla, Screw, D3.5 x 20mm, Locking, Solid, TiA STERILE | P50-053-3520-S | Standalone | DE0502064 | Patients requiring fracture fixation or orthopaedic corrective surgery
Orthopaedics | Trauma - Extramedullary fixation | Plate accessories | Locking screw | Paragon28 | Gorilla, Screw, D3.5 x 22mm, Locking, Solid, TiA STERILE | P50-053-3522-S | Standalone | DE0502064 | Patients requiring fracture fixation or orthopaedic corrective surgery
Orthopaedics | Trauma - Extramedullary fixation | Plate accessories | Locking screw | Paragon28 | Gorilla, Screw, D3.5 x 24mm, Locking, Solid, TiA STERILE | P50-053-3524-S | Standalone | DE0502064 | Patients requiring fracture fixation or orthopaedic corrective surgery
Orthopaedics | Trauma - Extramedullary fixation | Plate accessories | Locking screw | Paragon28 | Gorilla, Screw, D3.5 x 26mm, Locking, Solid, TiA STERILE | P50-053-3526-S | Standalone | DE0502064 | Patients requiring fracture fixation or orthopaedic corrective surgery
Orthopaedics | Trauma - Extramedullary fixation | Plate accessories | Locking screw | Paragon28 | Gorilla, Screw, D3.5 x 28mm, Locking, Solid, TiA STERILE | P50-053-3528-S | Standalone | DE0502064 | Patients requiring fracture fixation or orthopaedic corrective surgery
Orthopaedics | Trauma - Extramedullary fixation | Plate accessories | Locking screw | Paragon28 | Gorilla, Screw, D3.5 x 30mm, Locking, Solid, TiA STERILE | P50-053-3530-S | Standalone | DE0502064 | Patients requiring fracture fixation or orthopaedic corrective surgery
Orthopaedics | Trauma - Extramedullary fixation | Plate accessories | Locking screw | Paragon28 | Gorilla, Screw, D3.5 x 32mm, Locking, Solid, TiA STERILE | P50-053-3532-S | Standalone | DE0502064 | Patients requiring fracture fixation or orthopaedic corrective surgery
Orthopaedics | Trauma - Extramedullary fixation | Plate accessories | Locking screw | Paragon28 | Gorilla, Screw, D3.5 x 34mm, Locking, Solid, TiA STERILE | P50-053-3534-S | Standalone | DE0502064 | Patients requiring fracture fixation or orthopaedic corrective surgery
Orthopaedics | Trauma - Extramedullary fixation | Plate accessories | Locking screw | Paragon28 | Gorilla, Screw, D3.5 x 36mm, Locking, Solid, TiA STERILE | P50-053-3536-S | Standalone | DE0502064 | Patients requiring fracture fixation or orthopaedic corrective surgery
Orthopaedics | Trauma - Extramedullary fixation | Plate accessories | Locking screw | Paragon28 | Gorilla, Screw, D3.5 x 38mm, Locking, Solid, TiA STERILE | P50-053-3538-S | Standalone | DE0502064 | Patients requiring fracture fixation or orthopaedic corrective surgery
Orthopaedics | Trauma - Extramedullary fixation | Plate accessories | Locking screw | Paragon28 | Gorilla, Screw, D3.5 x 40mm, Locking, Solid, TiA STERILE | P50-053-3540-S | Standalone | DE0502064 | Patients requiring fracture fixation or orthopaedic corrective surgery
Orthopaedics | Trauma - Extramedullary fixation | Plate accessories | Locking screw | Paragon28 | Gorilla, Screw, D3.5 x 42mm, Locking, Solid, TiA STERILE | P50-053-3542-S | Standalone | DE0502064 | Patients requiring fracture fixation or orthopaedic corrective surgery
Orthopaedics | Trauma - Extramedullary fixation | Plate accessories | Locking screw | Paragon28 | Gorilla, Screw, D3.5 x 44mm, Locking, Solid, TiA STERILE | P50-053-3544-S | Standalone | DE0502064 | Patients requiring fracture fixation or orthopaedic corrective surgery
Orthopaedics | Trauma - Extramedullary fixation | Plate accessories | Locking screw | Paragon28 | Gorilla, Screw, D3.5 x 46mm, Locking, Solid, TiA STERILE | P50-053-3546-S | Standalone | DE0502064 | Patients requiring fracture fixation or orthopaedic corrective surgery
Orthopaedics | Trauma - Extramedullary fixation | Plate accessories | Locking screw | Paragon28 | Gorilla, Screw, D3.5 x 48mm, Locking, Solid, TiA STERILE | P50-053-3548-S | Standalone | DE0502064 | Patients requiring fracture fixation or orthopaedic corrective surgery
Orthopaedics | Trauma - Extramedullary fixation | Plate accessories | Locking screw | Paragon28 | Gorilla, Screw, D3.5 x 50mm, Locking, Solid, TiA STERILE | P50-053-3550-S | Standalone | DE0502064 | Patients requiring fracture fixation or orthopaedic corrective surgery
Orthopaedics | Trauma - Extramedullary fixation | Plate accessories | Locking screw | Paragon28 | Gorilla, Screw, D3.5 x 52mm, Locking, Solid, TiA STERILE | P50-053-3552-S | Standalone | DE0502064 | Patients requiring fracture fixation or orthopaedic corrective surgery
Orthopaedics | Trauma - Extramedullary fixation | Plate accessories | Locking screw | Paragon28 | Gorilla, Screw, D3.5 x 54mm, Locking, Solid, TiA STERILE | P50-053-3554-S | Standalone | DE0502064 | Patients requiring fracture fixation or orthopaedic corrective surgery
Orthopaedics | Trauma - Extramedullary fixation | Plate accessories | Locking screw | Paragon28 | Gorilla, Screw, D3.5 x 55mm, Locking, Solid, TiA STERILE | P50-053-3555-S | Standalone | DE0502064 | Patients requiring fracture fixation or orthopaedic corrective surgery
Orthopaedics | Trauma - Extramedullary fixation | Plate accessories | Locking screw | Paragon28 | Gorilla, Screw, D3.5 x 56mm, Locking, Solid, TiA STERILE | P50-053-3556-S | Standalone | DE0502064 | Patients requiring fracture fixation or orthopaedic corrective surgery
Orthopaedics | Trauma - Extramedullary fixation | Plate accessories | Locking screw | Paragon28 | Gorilla, Screw, D3.5 x 58mm, Locking, Solid, TiA STERILE | P50-053-3558-S | Standalone | DE0502064 | Patients requiring fracture fixation or orthopaedic corrective surgery
Orthopaedics | Trauma - Extramedullary fixation | Plate accessories | Locking screw | Paragon28 | Gorilla, Screw, D3.5 x 60mm, Locking, Solid, TiA STERILE | P50-053-3560-S | Standalone | DE0502064 | Patients requiring fracture fixation or orthopaedic corrective surgery
Orthopaedics | Trauma - Extramedullary fixation | Plate accessories | Locking screw | Paragon28 | Gorilla, Screw, D3.5 x 62mm, Locking, Solid, TiA STERILE | P50-053-3562-S | Standalone | DE0502064 | Patients requiring fracture fixation or orthopaedic corrective surgery
Orthopaedics | Trauma - Extramedullary fixation | Plate accessories | Locking screw | Paragon28 | Gorilla, Screw, D3.5 x 64mm, Locking, Solid, TiA STERILE | P50-053-3564-S | Standalone | DE0502064 | Patients requiring fracture fixation or orthopaedic corrective surgery
Orthopaedics | Trauma - Extramedullary fixation | Plate accessories | Locking screw | Paragon28 | Gorilla, Screw, D3.5 x 65mm, Locking, Solid, TiA STERILE | P50-053-3565-S | Standalone | DE0502064 | Patients requiring fracture fixation or orthopaedic corrective surgery
Orthopaedics | Trauma - Extramedullary fixation | Plate accessories | Locking screw | Paragon28 | Gorilla, Screw, D3.5 x 66mm, Locking, Solid, TiA STERILE | P50-053-3566-S | Standalone | DE0502064 | Patients requiring fracture fixation or orthopaedic corrective surgery
Orthopaedics | Trauma - Extramedullary fixation | Plate accessories | Locking screw | Paragon28 | Gorilla, Screw, D3.5 x 68mm, Locking, Solid, TiA STERILE | P50-053-3568-S | Standalone | DE0502064 | Patients requiring fracture fixation or orthopaedic corrective surgery
Orthopaedics | Trauma - Extramedullary fixation | Plate accessories | Locking screw | Paragon28 | Gorilla, Screw, D3.5 x 70mm, Locking, Solid, TiA STERILE | P50-053-3570-S | Standalone | DE0502064 | Patients requiring fracture fixation or orthopaedic corrective surgery
Orthopaedics | Trauma - Extramedullary fixation | Plate accessories | Locking screw | Paragon28 | Gorilla, Screw, D4.2 x 10mm, Locking, Solid, TiA STERILE | P50-053-4210-S | Standalone | DE0502064 | Patients requiring fracture fixation or orthopaedic corrective surgery
Orthopaedics | Trauma - Extramedullary fixation | Plate accessories | Locking screw | Paragon28 | Gorilla, Screw, D4.2 x 12mm, Locking, Solid, TiA STERILE | P50-053-4212-S | Standalone | DE0502064 | Patients requiring fracture fixation or orthopaedic corrective surgery
Orthopaedics | Trauma - Extramedullary fixation | Plate accessories | Locking screw | Paragon28 | Gorilla, Screw, D4.2 x 14mm, Locking, Solid, TiA STERILE | P50-053-4214-S | Standalone | DE0502064 | Patients requiring fracture fixation or orthopaedic corrective surgery
Orthopaedics | Trauma - Extramedullary fixation | Plate accessories | Locking screw | Paragon28 | Gorilla, Screw, D4.2 x 16mm, Locking, Solid, TiA STERILE | P50-053-4216-S | Standalone | DE0502064 | Patients requiring fracture fixation or orthopaedic corrective surgery
Orthopaedics | Trauma - Extramedullary fixation | Plate accessories | Locking screw | Paragon28 | Gorilla, Screw, D4.2 x 18mm, Locking, Solid, TiA STERILE | P50-053-4218-S | Standalone | DE0502064 | Patients requiring fracture fixation or orthopaedic corrective surgery
Orthopaedics | Trauma - Extramedullary fixation | Plate accessories | Locking screw | Paragon28 | Gorilla, Screw, D4.2 x 20mm, Locking, Solid, TiA STERILE | P50-053-4220-S | Standalone | DE0502064 | Patients requiring fracture fixation or orthopaedic corrective surgery
Orthopaedics | Trauma - Extramedullary fixation | Plate accessories | Locking screw | Paragon28 | Gorilla, Screw, D4.2 x 22mm, Locking, Solid, TiA STERILE | P50-053-4222-S | Standalone | DE0502064 | Patients requiring fracture fixation or orthopaedic corrective surgery
Orthopaedics | Trauma - Extramedullary fixation | Plate accessories | Locking screw | Paragon28 | Gorilla, Screw, D4.2 x 24mm, Locking, Solid, TiA STERILE | P50-053-4224-S | Standalone | DE0502064 | Patients requiring fracture fixation or orthopaedic corrective surgery
Orthopaedics | Trauma - Extramedullary fixation | Plate accessories | Locking screw | Paragon28 | Gorilla, Screw, D4.2 x 26mm, Locking, Solid, TiA STERILE | P50-053-4226-S | Standalone | DE0502064 | Patients requiring fracture fixation or orthopaedic corrective surgery
Orthopaedics | Trauma - Extramedullary fixation | Plate accessories | Locking screw | Paragon28 | Gorilla, Screw, D4.2 x 28mm, Locking, Solid, TiA STERILE | P50-053-4228-S | Standalone | DE0502064 | Patients requiring fracture fixation or orthopaedic corrective surgery
Orthopaedics | Trauma - Extramedullary fixation | Plate accessories | Locking screw | Paragon28 | Gorilla, Screw, D4.2 x 30mm, Locking, Solid, TiA STERILE | P50-053-4230-S | Standalone | DE0502064 | Patients requiring fracture fixation or orthopaedic corrective surgery
Orthopaedics | Trauma - Extramedullary fixation | Plate accessories | Locking screw | Paragon28 | Gorilla, Screw, D4.2 x 32mm, Locking, Solid, TiA STERILE | P50-053-4232-S | Standalone | DE0502064 | Patients requiring fracture fixation or orthopaedic corrective surgery
Orthopaedics | Trauma - Extramedullary fixation | Plate accessories | Locking screw | Paragon28 | Gorilla, Screw, D4.2 x 34mm, Locking, Solid, TiA STERILE | P50-053-4234-S | Standalone | DE0502064 | Patients requiring fracture fixation or orthopaedic corrective surgery
Orthopaedics | Trauma - Extramedullary fixation | Plate accessories | Locking screw | Paragon28 | Gorilla, Screw, D4.2 x 36mm, Locking, Solid, TiA STERILE | P50-053-4236-S | Standalone | DE0502064 | Patients requiring fracture fixation or orthopaedic corrective surgery
Orthopaedics | Trauma - Extramedullary fixation | Plate accessories | Locking screw | Paragon28 | Gorilla, Screw, D4.2 x 38mm, Locking, Solid, TiA STERILE | P50-053-4238-S | Standalone | DE0502064 | Patients requiring fracture fixation or orthopaedic corrective surgery
Orthopaedics | Trauma - Extramedullary fixation | Plate accessories | Locking screw | Paragon28 | Gorilla, Screw, D4.2 x 40mm, Locking, Solid, TiA STERILE | P50-053-4240-S | Standalone | DE0502064 | Patients requiring fracture fixation or orthopaedic corrective surgery
Orthopaedics | Trauma - Extramedullary fixation | Plate accessories | Locking screw | Paragon28 | Gorilla, Screw, D4.2 x 42mm, Locking, Solid, TiA STERILE | P50-053-4242-S | Standalone | DE0502064 | Patients requiring fracture fixation or orthopaedic corrective surgery
Orthopaedics | Trauma - Extramedullary fixation | Plate accessories | Locking screw | Paragon28 | Gorilla, Screw, D4.2 x 44mm, Locking, Solid, TiA STERILE | P50-053-4244-S | Standalone | DE0502064 | Patients requiring fracture fixation or orthopaedic corrective surgery
Orthopaedics | Trauma - Extramedullary fixation | Plate accessories | Locking screw | Paragon28 | Gorilla, Screw, D4.2 x 46mm, Locking, Solid, TiA STERILE | P50-053-4246-S | Standalone | DE0502064 | Patients requiring fracture fixation or orthopaedic corrective surgery
Orthopaedics | Trauma - Extramedullary fixation | Plate accessories | Locking screw | Paragon28 | Gorilla, Screw, D4.2 x 48mm, Locking, Solid, TiA STERILE | P50-053-4248-S | Standalone | DE0502064 | Patients requiring fracture fixation or orthopaedic corrective surgery
Orthopaedics | Trauma - Extramedullary fixation | Plate accessories | Locking screw | Paragon28 | Gorilla, Screw, D4.2 x 50mm, Locking, Solid, TiA STERILE | P50-053-4250-S | Standalone | DE0502064 | Patients requiring fracture fixation or orthopaedic corrective surgery
Orthopaedics | Trauma - Extramedullary fixation | Plate accessories | Locking screw | Paragon28 | Gorilla, Screw, D4.2 x 52mm, Locking, Solid, TiA STERILE | P50-053-4252-S | Standalone | DE0502064 | Patients requiring fracture fixation or orthopaedic corrective surgery
Orthopaedics | Trauma - Extramedullary fixation | Plate accessories | Locking screw | Paragon28 | Gorilla, Screw, D4.2 x 54mm, Locking, Solid, TiA STERILE | P50-053-4254-S | Standalone | DE0502064 | Patients requiring fracture fixation or orthopaedic corrective surgery
Orthopaedics | Trauma - Extramedullary fixation | Plate accessories | Locking screw | Paragon28 | Gorilla, Screw, D4.2 x 55mm, Locking, Solid, TiA STERILE | P50-053-4255-S | Standalone | DE0502064 | Patients requiring fracture fixation or orthopaedic corrective surgery
Orthopaedics | Trauma - Extramedullary fixation | Plate accessories | Locking screw | Paragon28 | Gorilla, Screw, D4.2 x 56mm, Locking, Solid, TiA STERILE | P50-053-4256-S | Standalone | DE0502064 | Patients requiring fracture fixation or orthopaedic corrective surgery
Orthopaedics | Trauma - Extramedullary fixation | Plate accessories | Locking screw | Paragon28 | Gorilla, Screw, D4.2 x 58mm, Locking, Solid, TiA STERILE | P50-053-4258-S | Standalone | DE0502064 | Patients requiring fracture fixation or orthopaedic corrective surgery
Orthopaedics | Trauma - Extramedullary fixation | Plate accessories | Locking screw | Paragon28 | Gorilla, Screw, D4.2 x 60mm, Locking, Solid, TiA STERILE | P50-053-4260-S | Standalone | DE0502064 | Patients requiring fracture fixation or orthopaedic corrective surgery
Orthopaedics | Trauma - Extramedullary fixation | Plate accessories | Locking screw | Paragon28 | Gorilla, Screw, D4.2 x 62mm, Locking, Solid, TiA STERILE | P50-053-4262-S | Standalone | DE0502064 | Patients requiring fracture fixation or orthopaedic corrective surgery
Orthopaedics | Trauma - Extramedullary fixation | Plate accessories | Locking screw | Paragon28 | Gorilla, Screw, D4.2 x 64mm, Locking, Solid, TiA STERILE | P50-053-4264-S | Standalone | DE0502064 | Patients requiring fracture fixation or orthopaedic corrective surgery
Orthopaedics | Trauma - Extramedullary fixation | Plate accessories | Locking screw | Paragon28 | Gorilla, Screw, D4.2 x 65mm, Locking, Solid, TiA STERILE | P50-053-4265-S | Standalone | DE0502064 | Patients requiring fracture fixation or orthopaedic corrective surgery
Orthopaedics | Trauma - Extramedullary fixation | Plate accessories | Locking screw | Paragon28 | Gorilla, Screw, D4.2 x 66mm, Locking, Solid, TiA STERILE | P50-053-4266-S | Standalone | DE0502064 | Patients requiring fracture fixation or orthopaedic corrective surgery
Orthopaedics | Trauma - Extramedullary fixation | Plate accessories | Locking screw | Paragon28 | Gorilla, Screw, D4.2 x 68mm, Locking, Solid, TiA STERILE | P50-053-4268-S | Standalone | DE0502064 | Patients requiring fracture fixation or orthopaedic corrective surgery
Orthopaedics | Trauma - Extramedullary fixation | Plate accessories | Locking screw | Paragon28 | Gorilla, Screw, D4.2 x 70mm, Locking, Solid, TiA STERILE | P50-053-4270-S | Standalone | DE0502064 | Patients requiring fracture fixation or orthopaedic corrective surgery
Orthopaedics | Trauma - Extramedullary fixation | Plate accessories | Non-locking screw | Paragon28 | Gorilla, Screw, D2.7 x 8mm, Non-Locking, Solid, TiA STERILE | P50-153-2708-S | Standalone | DE0502064 | Patients requiring fracture fixation or orthopaedic corrective surgery
Orthopaedics | Trauma - Extramedullary fixation | Plate accessories | Non-locking screw | Paragon28 | Gorilla, Screw, D2.7 x 9mm, Non-Locking, Solid, TiA STERILE | P50-153-2709-S | Standalone | DE0502064 | Patients requiring fracture fixation or orthopaedic corrective surgery
Orthopaedics | Trauma - Extramedullary fixation | Plate accessories | Non-locking screw | Paragon28 | Gorilla, Screw, D2.7 x 10mm, Non-Locking, Solid, TiA STERILE | P50-153-2710-S | Standalone | DE0502064 | Patients requiring fracture fixation or orthopaedic corrective surgery
Orthopaedics | Trauma - Extramedullary fixation | Plate accessories | Non-locking screw | Paragon28 | Gorilla, Screw, D2.7 x 11mm, Non-Locking, Solid, TiA STERILE | P50-153-2711-S | Standalone | DE0502064 | Patients requiring fracture fixation or orthopaedic corrective surgery
Orthopaedics | Trauma - Extramedullary fixation | Plate accessories | Non-locking screw | Paragon28 | Gorilla, Screw, D2.7 x 12mm, Non-Locking, Solid, TiA STERILE | P50-153-2712-S | Standalone | DE0502064 | Patients requiring fracture fixation or orthopaedic corrective surgery
Orthopaedics | Trauma - Extramedullary fixation | Plate accessories | Non-locking screw | Paragon28 | Gorilla, Screw, D2.7 x 13mm, Non-Locking, Solid, TiA STERILE | P50-153-2713-S | Standalone | DE0502064 | Patients requiring fracture fixation or orthopaedic corrective surgery
Orthopaedics | Trauma - Extramedullary fixation | Plate accessories | Non-locking screw | Paragon28 | Gorilla, Screw, D2.7 x 14mm, Non-Locking, Solid, TiA STERILE | P50-153-2714-S | Standalone | DE0502064 | Patients requiring fracture fixation or orthopaedic corrective surgery
Orthopaedics | Trauma - Extramedullary fixation | Plate accessories | Non-locking screw | Paragon28 | Gorilla, Screw, D2.7 x 15mm, Non-Locking, Solid, TiA STERILE | P50-153-2715-S | Standalone | DE0502064 | Patients requiring fracture fixation or orthopaedic corrective surgery
Orthopaedics | Trauma - Extramedullary fixation | Plate accessories | Non-locking screw | Paragon28 | Gorilla, Screw, D2.7 x 16mm, Non-Locking, Solid, TiA STERILE | P50-153-2716-S | Standalone | DE0502064 | Patients requiring fracture fixation or orthopaedic corrective surgery
Orthopaedics | Trauma - Extramedullary fixation | Plate accessories | Non-locking screw | Paragon28 | Gorilla, Screw, D2.7 x 17mm, Non-Locking, Solid, TiA STERILE | P50-153-2717-S | Standalone | DE0502064 | Patients requiring fracture fixation or orthopaedic corrective surgery
Orthopaedics | Trauma - Extramedullary fixation | Plate accessories | Non-locking screw | Paragon28 | Gorilla, Screw, D2.7 x 18mm, Non-Locking, Solid, TiA STERILE | P50-153-2718-S | Standalone | DE0502064 | Patients requiring fracture fixation or orthopaedic corrective surgery
Orthopaedics | Trauma - Extramedullary fixation | Plate accessories | Non-locking screw | Paragon28 | Gorilla, Screw, D2.7 x 19mm, Non-Locking, Solid, TiA STERILE | P50-153-2719-S | Standalone | DE0502064 | Patients requiring fracture fixation or orthopaedic corrective surgery
Orthopaedics | Trauma - Extramedullary fixation | Plate accessories | Non-locking screw | Paragon28 | Gorilla, Screw, D2.7 x 20mm, Non-Locking, Solid, TiA STERILE | P50-153-2720-S | Standalone | DE0502064 | Patients requiring fracture fixation or orthopaedic corrective surgery
Orthopaedics | Trauma - Extramedullary fixation | Plate accessories | Non-locking screw | Paragon28 | Gorilla, Screw, D2.7 x 21mm, Non-Locking, Solid, TiA STERILE | P50-153-2721-S | Standalone | DE0502064 | Patients requiring fracture fixation or orthopaedic corrective surgery
Orthopaedics | Trauma - Extramedullary fixation | Plate accessories | Non-locking screw | Paragon28 | Gorilla, Screw, D2.7 x 22mm, Non-Locking, Solid, TiA STERILE | P50-153-2722-S | Standalone | DE0502064 | Patients requiring fracture fixation or orthopaedic corrective surgery
Orthopaedics | Trauma - Extramedullary fixation | Plate accessories | Non-locking screw | Paragon28 | Gorilla, Screw, D2.7 x 23mm, Non-Locking, Solid, TiA STERILE | P50-153-2723-S | Standalone | DE0502064 | Patients requiring fracture fixation or orthopaedic corrective surgery
Orthopaedics | Trauma - Extramedullary fixation | Plate accessories | Non-locking screw | Paragon28 | Gorilla, Screw, D2.7 x 24mm, Non-Locking, Solid, TiA STERILE | P50-153-2724-S | Standalone | DE0502064 | Patients requiring fracture fixation or orthopaedic corrective surgery
Orthopaedics | Trauma - Extramedullary fixation | Plate accessories | Non-locking screw | Paragon28 | Gorilla, Screw, D2.7 x 25mm, Non-Locking, Solid, TiA STERILE | P50-153-2725-S | Standalone | DE0502064 | Patients requiring fracture fixation or orthopaedic corrective surgery
Orthopaedics | Trauma - Extramedullary fixation | Plate accessories | Non-locking screw | Paragon28 | Gorilla, Screw, D2.7 x 26mm, Non-Locking, Solid, TiA STERILE | P50-153-2726-S | Standalone | DE0502064 | Patients requiring fracture fixation or orthopaedic corrective surgery
Orthopaedics | Trauma - Extramedullary fixation | Plate accessories | Non-locking screw | Paragon28 | Gorilla, Screw, D2.7 x 27mm, Non-Locking, Solid, TiA STERILE | P50-153-2727-S | Standalone | DE0502064 | Patients requiring fracture fixation or orthopaedic corrective surgery
Orthopaedics | Trauma - Extramedullary fixation | Plate accessories | Non-locking screw | Paragon28 | Gorilla, Screw, D2.7 x 28mm, Non-Locking, Solid, TiA STERILE | P50-153-2728-S | Standalone | DE0502064 | Patients requiring fracture fixation or orthopaedic corrective surgery
Orthopaedics | Trauma - Extramedullary fixation | Plate accessories | Non-locking screw | Paragon28 | Gorilla, Screw, D2.7 x 29mm, Non-Locking, Solid, TiA STERILE | P50-153-2729-S | Standalone | DE0502064 | Patients requiring fracture fixation or orthopaedic corrective surgery
Orthopaedics | Trauma - Extramedullary fixation | Plate accessories | Non-locking screw | Paragon28 | Gorilla, Screw, D2.7 x 30mm, Non-Locking, Solid, TiA STERILE | P50-153-2730-S | Standalone | DE0502064 | Patients requiring fracture fixation or orthopaedic corrective surgery
Orthopaedics | Trauma - Extramedullary fixation | Plate accessories | Non-locking screw | Paragon28 | Gorilla, Screw, D2.7 x 31mm, Non-Locking, Solid, TiA STERILE | P50-153-2731-S | Standalone | DE0502064 | Patients requiring fracture fixation or orthopaedic corrective surgery
Orthopaedics | Trauma - Extramedullary fixation | Plate accessories | Non-locking screw | Paragon28 | Gorilla, Screw, D2.7 x 32mm, Non-Locking, Solid, TiA STERILE | P50-153-2732-S | Standalone | DE0502064 | Patients requiring fracture fixation or orthopaedic corrective surgery
Orthopaedics | Trauma - Extramedullary fixation | Plate accessories | Non-locking screw | Paragon28 | Gorilla, Screw, D2.7 x 33mm, Non-Locking, Solid, TiA STERILE | P50-153-2733-S | Standalone | DE0502064 | Patients requiring fracture fixation or orthopaedic corrective surgery
Orthopaedics | Trauma - Extramedullary fixation | Plate accessories | Non-locking screw | Paragon28 | Gorilla, Screw, D2.7 x 34mm, Non-Locking, Solid, TiA STERILE | P50-153-2734-S | Standalone | DE0502064 | Patients requiring fracture fixation or orthopaedic corrective surgery
Orthopaedics | Trauma - Extramedullary fixation | Plate accessories | Non-locking screw | Paragon28 | Gorilla, Screw, D2.7 x 35mm, Non-Locking, Solid, TiA STERILE | P50-153-2735-S | Standalone | DE0502064 | Patients requiring fracture fixation or orthopaedic corrective surgery
Orthopaedics | Trauma - Extramedullary fixation | Plate accessories | Non-locking screw | Paragon28 | Gorilla, Screw, D2.7 x 36mm, Non-Locking, Solid, TiA STERILE | P50-153-2736-S | Standalone | DE0502064 | Patients requiring fracture fixation or orthopaedic corrective surgery
Orthopaedics | Trauma - Extramedullary fixation | Plate accessories | Non-locking screw | Paragon28 | Gorilla, Screw, D2.7 x 37mm, Non-Locking, Solid, TiA STERILE | P50-153-2737-S | Standalone | DE0502064 | Patients requiring fracture fixation or orthopaedic corrective surgery
Orthopaedics | Trauma - Extramedullary fixation | Plate accessories | Non-locking screw | Paragon28 | Gorilla, Screw, D2.7 x 38mm, Non-Locking, Solid, TiA STERILE | P50-153-2738-S | Standalone | DE0502064 | Patients requiring fracture fixation or orthopaedic corrective surgery
Orthopaedics | Trauma - Extramedullary fixation | Plate accessories | Non-locking screw | Paragon28 | Gorilla, Screw, D2.7 x 39mm, Non-Locking, Solid, TiA STERILE | P50-153-2739-S | Standalone | DE0502064 | Patients requiring fracture fixation or orthopaedic corrective surgery
Orthopaedics | Trauma - Extramedullary fixation | Plate accessories | Non-locking screw | Paragon28 | Gorilla, Screw, D2.7 x 40mm, Non-Locking, Solid, TiA STERILE | P50-153-2740-S | Standalone | DE0502064 | Patients requiring fracture fixation or orthopaedic corrective surgery
Orthopaedics | Trauma - Extramedullary fixation | Plate accessories | Non-locking screw | Paragon28 | Gorilla, Screw, D3.5 x 8mm, Non-Locking, Solid, TiA STERILE | P50-153-3508-S | Standalone | DE0502064 | Patients requiring fracture fixation or orthopaedic corrective surgery
Orthopaedics | Trauma - Extramedullary fixation | Plate accessories | Non-locking screw | Paragon28 | Gorilla, Screw, D3.5 x 10mm, Non-Locking, Solid, TiA STERILE | P50-153-3510-S | Standalone | DE0502064 | Patients requiring fracture fixation or orthopaedic corrective surgery
Orthopaedics | Trauma - Extramedullary fixation | Plate accessories | Non-locking screw | Paragon28 | Gorilla, Screw, D3.5 x 12mm, Non-Locking, Solid, TiA STERILE | P50-153-3512-S | Standalone | DE0502064 | Patients requiring fracture fixation or orthopaedic corrective surgery
Orthopaedics | Trauma - Extramedullary fixation | Plate accessories | Non-locking screw | Paragon28 | Gorilla, Screw, D3.5 x 14mm, Non-Locking, Solid, TiA STERILE | P50-153-3514-S | Standalone | DE0502064 | Patients requiring fracture fixation or orthopaedic corrective surgery
Orthopaedics | Trauma - Extramedullary fixation | Plate accessories | Non-locking screw | Paragon28 | Gorilla, Screw, D3.5 x 16mm, Non-Locking, Solid, TiA STERILE | P50-153-3516-S | Standalone | DE0502064 | Patients requiring fracture fixation or orthopaedic corrective surgery
Orthopaedics | Trauma - Extramedullary fixation | Plate accessories | Non-locking screw | Paragon28 | Gorilla, Screw, D3.5 x 18mm, Non-Locking, Solid, TiA STERILE | P50-153-3518-S | Standalone | DE0502064 | Patients requiring fracture fixation or orthopaedic corrective surgery
Orthopaedics | Trauma - Extramedullary fixation | Plate accessories | Non-locking screw | Paragon28 | Gorilla, Screw, D3.5 x 20mm, Non-Locking, Solid, TiA STERILE | P50-153-3520-S | Standalone | DE0502064 | Patients requiring fracture fixation or orthopaedic corrective surgery
Orthopaedics | Trauma - Extramedullary fixation | Plate accessories | Non-locking screw | Paragon28 | Gorilla, Screw, D3.5 x 22mm, Non-Locking, Solid, TiA STERILE | P50-153-3522-S | Standalone | DE0502064 | Patients requiring fracture fixation or orthopaedic corrective surgery
Orthopaedics | Trauma - Extramedullary fixation | Plate accessories | Non-locking screw | Paragon28 | Gorilla, Screw, D3.5 x 24mm, Non-Locking, Solid, TiA STERILE | P50-153-3524-S | Standalone | DE0502064 | Patients requiring fracture fixation or orthopaedic corrective surgery
Orthopaedics | Trauma - Extramedullary fixation | Plate accessories | Non-locking screw | Paragon28 | Gorilla, Screw, D3.5 x 26mm, Non-Locking, Solid, TiA STERILE | P50-153-3526-S | Standalone | DE0502064 | Patients requiring fracture fixation or orthopaedic corrective surgery
Orthopaedics | Trauma - Extramedullary fixation | Plate accessories | Non-locking screw | Paragon28 | Gorilla, Screw, D3.5 x 28mm, Non-Locking, Solid, TiA STERILE | P50-153-3528-S | Standalone | DE0502064 | Patients requiring fracture fixation or orthopaedic corrective surgery
Orthopaedics | Trauma - Extramedullary fixation | Plate accessories | Non-locking screw | Paragon28 | Gorilla, Screw, D3.5 x 30mm, Non-Locking, Solid, TiA STERILE | P50-153-3530-S | Standalone | DE0502064 | Patients requiring fracture fixation or orthopaedic corrective surgery
Orthopaedics | Trauma - Extramedullary fixation | Plate accessories | Non-locking screw | Paragon28 | Gorilla, Screw, D3.5 x 32mm, Non-Locking, Solid, TiA STERILE | P50-153-3532-S | Standalone | DE0502064 | Patients requiring fracture fixation or orthopaedic corrective surgery
Orthopaedics | Trauma - Extramedullary fixation | Plate accessories | Non-locking screw | Paragon28 | Gorilla, Screw, D3.5 x 34mm, Non-Locking, Solid, TiA STERILE | P50-153-3534-S | Standalone | DE0502064 | Patients requiring fracture fixation or orthopaedic corrective surgery
Orthopaedics | Trauma - Extramedullary fixation | Plate accessories | Non-locking screw | Paragon28 | Gorilla, Screw, D3.5 x 36mm, Non-Locking, Solid, TiA STERILE | P50-153-3536-S | Standalone | DE0502064 | Patients requiring fracture fixation or orthopaedic corrective surgery
Orthopaedics | Trauma - Extramedullary fixation | Plate accessories | Non-locking screw | Paragon28 | Gorilla, Screw, D3.5 x 38mm, Non-Locking, Solid, TiA STERILE | P50-153-3538-S | Standalone | DE0502064 | Patients requiring fracture fixation or orthopaedic corrective surgery
Orthopaedics | Trauma - Extramedullary fixation | Plate accessories | Non-locking screw | Paragon28 | Gorilla, Screw, D3.5 x 40mm, Non-Locking, Solid, TiA STERILE | P50-153-3540-S | Standalone | DE0502064 | Patients requiring fracture fixation or orthopaedic corrective surgery
Orthopaedics | Trauma - Extramedullary fixation | Plate accessories | Non-locking screw | Paragon28 | Gorilla, Screw, D3.5 x 42mm, Non-Locking, Solid, TiA STERILE | P50-153-3542-S | Standalone | DE0502064 | Patients requiring fracture fixation or orthopaedic corrective surgery
Orthopaedics | Trauma - Extramedullary fixation | Plate accessories | Non-locking screw | Paragon28 | Gorilla, Screw, D3.5 x 44mm, Non-Locking, Solid, TiA STERILE | P50-153-3544-S | Standalone | DE0502064 | Patients requiring fracture fixation or orthopaedic corrective surgery
Orthopaedics | Trauma - Extramedullary fixation | Plate accessories | Non-locking screw | Paragon28 | Gorilla, Screw, D3.5 x 46mm, Non-Locking, Solid, TiA STERILE | P50-153-3546-S | Standalone | DE0502064 | Patients requiring fracture fixation or orthopaedic corrective surgery
Orthopaedics | Trauma - Extramedullary fixation | Plate accessories | Non-locking screw | Paragon28 | Gorilla, Screw, D3.5 x 48mm, Non-Locking, Solid, TiA STERILE | P50-153-3548-S | Standalone | DE0502064 | Patients requiring fracture fixation or orthopaedic corrective surgery
Orthopaedics | Trauma - Extramedullary fixation | Plate accessories | Non-locking screw | Paragon28 | Gorilla, Screw, D3.5 x 50mm, Non-Locking, Solid, TiA STERILE | P50-153-3550-S | Standalone | DE0502064 | Patients requiring fracture fixation or orthopaedic corrective surgery
Orthopaedics | Trauma - Extramedullary fixation | Plate accessories | Non-locking screw | Paragon28 | Gorilla, Screw, D3.5 x 52mm, Non-Locking, Solid, TiA STERILE | P50-153-3552-S | Standalone | DE0502064 | Patients requiring fracture fixation or orthopaedic corrective surgery
Orthopaedics | Trauma - Extramedullary fixation | Plate accessories | Non-locking screw | Paragon28 | Gorilla, Screw, D3.5 x 54mm, Non-Locking, Solid, TiA STERILE | P50-153-3554-S | Standalone | DE0502064 | Patients requiring fracture fixation or orthopaedic corrective surgery
Orthopaedics | Trauma - Extramedullary fixation | Plate accessories | Non-locking screw | Paragon28 | Gorilla, Screw, D3.5 x 55mm, Non-Locking, Solid, TiA STERILE | P50-153-3555-S | Standalone | DE0502064 | Patients requiring fracture fixation or orthopaedic corrective surgery
Orthopaedics | Trauma - Extramedullary fixation | Plate accessories | Non-locking screw | Paragon28 | Gorilla, Screw, D3.5 x 56mm, Non-Locking, Solid, TiA STERILE | P50-153-3556-S | Standalone | DE0502064 | Patients requiring fracture fixation or orthopaedic corrective surgery
Orthopaedics | Trauma - Extramedullary fixation | Plate accessories | Non-locking screw | Paragon28 | Gorilla, Screw, D3.5 x 58mm, Non-Locking, Solid, TiA STERILE | P50-153-3558-S | Standalone | DE0502064 | Patients requiring fracture fixation or orthopaedic corrective surgery
Orthopaedics | Trauma - Extramedullary fixation | Plate accessories | Non-locking screw | Paragon28 | Gorilla, Screw, D3.5 x 60mm, Non-Locking, Solid, TiA STERILE | P50-153-3560-S | Standalone | DE0502064 | Patients requiring fracture fixation or orthopaedic corrective surgery
Orthopaedics | Trauma - Extramedullary fixation | Plate accessories | Non-locking screw | Paragon28 | Gorilla, Screw, D3.5 x 62mm, Non-Locking, Solid, TiA STERILE | P50-153-3562-S | Standalone | DE0502064 | Patients requiring fracture fixation or orthopaedic corrective surgery
Orthopaedics | Trauma - Extramedullary fixation | Plate accessories | Non-locking screw | Paragon28 | Gorilla, Screw, D3.5 x 64mm, Non-Locking, Solid, TiA STERILE | P50-153-3564-S | Standalone | DE0502064 | Patients requiring fracture fixation or orthopaedic corrective surgery
Orthopaedics | Trauma - Extramedullary fixation | Plate accessories | Non-locking screw | Paragon28 | Gorilla, Screw, D3.5 x 65mm, Non-Locking, Solid, TiA STERILE | P50-153-3565-S | Standalone | DE0502064 | Patients requiring fracture fixation or orthopaedic corrective surgery
Orthopaedics | Trauma - Extramedullary fixation | Plate accessories | Non-locking screw | Paragon28 | Gorilla, Screw, D3.5 x 66mm, Non-Locking, Solid, TiA STERILE | P50-153-3566-S | Standalone | DE0502064 | Patients requiring fracture fixation or orthopaedic corrective surgery
Orthopaedics | Trauma - Extramedullary fixation | Plate accessories | Non-locking screw | Paragon28 | Gorilla, Screw, D3.5 x 68mm, Non-Locking, Solid, TiA STERILE | P50-153-3568-S | Standalone | DE0502064 | Patients requiring fracture fixation or orthopaedic corrective surgery
Orthopaedics | Trauma - Extramedullary fixation | Plate accessories | Non-locking screw | Paragon28 | Gorilla, Screw, D3.5 x 70mm, Non-Locking, Solid, TiA STERILE | P50-153-3570-S | Standalone | DE0502064 | Patients requiring fracture fixation or orthopaedic corrective surgery
Orthopaedics | Trauma - Extramedullary fixation | Plate accessories | Non-locking screw | Paragon28 | Gorilla, Screw, D4.2 x 10mm, Non-Locking, Solid, TiA STERILE | P50-153-4210-S | Standalone | DE0502064 | Patients requiring fracture fixation or orthopaedic corrective surgery
Orthopaedics | Trauma - Extramedullary fixation | Plate accessories | Non-locking screw | Paragon28 | Gorilla, Screw, D4.2 x 12mm, Non-Locking, Solid, TiA STERILE | P50-153-4212-S | Standalone | DE0502064 | Patients requiring fracture fixation or orthopaedic corrective surgery
Orthopaedics | Trauma - Extramedullary fixation | Plate accessories | Non-locking screw | Paragon28 | Gorilla, Screw, D4.2 x 14mm, Non-Locking, Solid, TiA STERILE | P50-153-4214-S | Standalone | DE0502064 | Patients requiring fracture fixation or orthopaedic corrective surgery
Orthopaedics | Trauma - Extramedullary fixation | Plate accessories | Non-locking screw | Paragon28 | Gorilla, Screw, D4.2 x 16mm, Non-Locking, Solid, TiA STERILE | P50-153-4216-S | Standalone | DE0502064 | Patients requiring fracture fixation or orthopaedic corrective surgery
Orthopaedics | Trauma - Extramedullary fixation | Plate accessories | Non-locking screw | Paragon28 | Gorilla, Screw, D4.2 x 18mm, Non-Locking, Solid, TiA STERILE | P50-153-4218-S | Standalone | DE0502064 | Patients requiring fracture fixation or orthopaedic corrective surgery
Orthopaedics | Trauma - Extramedullary fixation | Plate accessories | Non-locking screw | Paragon28 | Gorilla, Screw, D4.2 x 20mm, Non-Locking, Solid, TiA STERILE | P50-153-4220-S | Standalone | DE0502064 | Patients requiring fracture fixation or orthopaedic corrective surgery
Orthopaedics | Trauma - Extramedullary fixation | Plate accessories | Non-locking screw | Paragon28 | Gorilla, Screw, D4.2 x 22mm, Non-Locking, Solid, TiA STERILE | P50-153-4222-S | Standalone | DE0502064 | Patients requiring fracture fixation or orthopaedic corrective surgery
Orthopaedics | Trauma - Extramedullary fixation | Plate accessories | Non-locking screw | Paragon28 | Gorilla, Screw, D4.2 x 24mm, Non-Locking, Solid, TiA STERILE | P50-153-4224-S | Standalone | DE0502064 | Patients requiring fracture fixation or orthopaedic corrective surgery
Orthopaedics | Trauma - Extramedullary fixation | Plate accessories | Non-locking screw | Paragon28 | Gorilla, Screw, D4.2 x 26mm, Non-Locking, Solid, TiA STERILE | P50-153-4226-S | Standalone | DE0502064 | Patients requiring fracture fixation or orthopaedic corrective surgery
Orthopaedics | Trauma - Extramedullary fixation | Plate accessories | Non-locking screw | Paragon28 | Gorilla, Screw, D4.2 x 28mm, Non-Locking, Solid, TiA STERILE | P50-153-4228-S | Standalone | DE0502064 | Patients requiring fracture fixation or orthopaedic corrective surgery
Orthopaedics | Trauma - Extramedullary fixation | Plate accessories | Non-locking screw | Paragon28 | Gorilla, Screw, D4.2 x 30mm, Non-Locking, Solid, TiA STERILE | P50-153-4230-S | Standalone | DE0502064 | Patients requiring fracture fixation or orthopaedic corrective surgery
Orthopaedics | Trauma - Extramedullary fixation | Plate accessories | Non-locking screw | Paragon28 | Gorilla, Screw, D4.2 x 32mm, Non-Locking, Solid, TiA STERILE | P50-153-4232-S | Standalone | DE0502064 | Patients requiring fracture fixation or orthopaedic corrective surgery
Orthopaedics | Trauma - Extramedullary fixation | Plate accessories | Non-locking screw | Paragon28 | Gorilla, Screw, D4.2 x 34mm, Non-Locking, Solid, TiA STERILE | P50-153-4234-S | Standalone | DE0502064 | Patients requiring fracture fixation or orthopaedic corrective surgery
Orthopaedics | Trauma - Extramedullary fixation | Plate accessories | Non-locking screw | Paragon28 | Gorilla, Screw, D4.2 x 36mm, Non-Locking, Solid, TiA STERILE | P50-153-4236-S | Standalone | DE0502064 | Patients requiring fracture fixation or orthopaedic corrective surgery
Orthopaedics | Trauma - Extramedullary fixation | Plate accessories | Non-locking screw | Paragon28 | Gorilla, Screw, D4.2 x 38mm, Non-Locking, Solid, TiA STERILE | P50-153-4238-S | Standalone | DE0502064 | Patients requiring fracture fixation or orthopaedic corrective surgery
Orthopaedics | Trauma - Extramedullary fixation | Plate accessories | Non-locking screw | Paragon28 | Gorilla, Screw, D4.2 x 40mm, Non-Locking, Solid, TiA STERILE | P50-153-4240-S | Standalone | DE0502064 | Patients requiring fracture fixation or orthopaedic corrective surgery
Orthopaedics | Trauma - Extramedullary fixation | Plate accessories | Non-locking screw | Paragon28 | Gorilla, Screw, D4.2 x 42mm, Non-Locking, Solid, TiA STERILE | P50-153-4242-S | Standalone | DE0502064 | Patients requiring fracture fixation or orthopaedic corrective surgery
Orthopaedics | Trauma - Extramedullary fixation | Plate accessories | Non-locking screw | Paragon28 | Gorilla, Screw, D4.2 x 44mm, Non-Locking, Solid, TiA STERILE | P50-153-4244-S | Standalone | DE0502064 | Patients requiring fracture fixation or orthopaedic corrective surgery
Orthopaedics | Trauma - Extramedullary fixation | Plate accessories | Non-locking screw | Paragon28 | Gorilla, Screw, D4.2 x 46mm, Non-Locking, Solid, TiA STERILE | P50-153-4246-S | Standalone | DE0502064 | Patients requiring fracture fixation or orthopaedic corrective surgery
Orthopaedics | Trauma - Extramedullary fixation | Plate accessories | Non-locking screw | Paragon28 | Gorilla, Screw, D4.2 x 48mm, Non-Locking, Solid, TiA STERILE | P50-153-4248-S | Standalone | DE0502064 | Patients requiring fracture fixation or orthopaedic corrective surgery
Orthopaedics | Trauma - Extramedullary fixation | Plate accessories | Non-locking screw | Paragon28 | Gorilla, Screw, D4.2 x 50mm, Non-Locking, Solid, TiA STERILE | P50-153-4250-S | Standalone | DE0502064 | Patients requiring fracture fixation or orthopaedic corrective surgery
Orthopaedics | Trauma - Extramedullary fixation | Plate accessories | Non-locking screw | Paragon28 | Gorilla, Screw, D4.2 x 52mm, Non-Locking, Solid, TiA STERILE | P50-153-4252-S | Standalone | DE0502064 | Patients requiring fracture fixation or orthopaedic corrective surgery
Orthopaedics | Trauma - Extramedullary fixation | Plate accessories | Non-locking screw | Paragon28 | Gorilla, Screw, D4.2 x 54mm, Non-Locking, Solid, TiA STERILE | P50-153-4254-S | Standalone | DE0502064 | Patients requiring fracture fixation or orthopaedic corrective surgery
Orthopaedics | Trauma - Extramedullary fixation | Plate accessories | Non-locking screw | Paragon28 | Gorilla, Screw, D4.2 x 55mm, Non-Locking, Solid, TiA STERILE | P50-153-4255-S | Standalone | DE0502064 | Patients requiring fracture fixation or orthopaedic corrective surgery
Orthopaedics | Trauma - Extramedullary fixation | Plate accessories | Non-locking screw | Paragon28 | Gorilla, Screw, D4.2 x 56mm, Non-Locking, Solid, TiA STERILE | P50-153-4256-S | Standalone | DE0502064 | Patients requiring fracture fixation or orthopaedic corrective surgery
Orthopaedics | Trauma - Extramedullary fixation | Plate accessories | Non-locking screw | Paragon28 | Gorilla, Screw, D4.2 x 58mm, Non-Locking, Solid, TiA STERILE | P50-153-4258-S | Standalone | DE0502064 | Patients requiring fracture fixation or orthopaedic corrective surgery
Orthopaedics | Trauma - Extramedullary fixation | Plate accessories | Non-locking screw | Paragon28 | Gorilla, Screw, D4.2 x 60mm, Non-Locking, Solid, TiA STERILE | P50-153-4260-S | Standalone | DE0502064 | Patients requiring fracture fixation or orthopaedic corrective surgery
Orthopaedics | Trauma - Extramedullary fixation | Plate accessories | Non-locking screw | Paragon28 | Gorilla, Screw, D4.2 x 62mm, Non-Locking, Solid, TiA STERILE | P50-153-4262-S | Standalone | DE0502064 | Patients requiring fracture fixation or orthopaedic corrective surgery
Orthopaedics | Trauma - Extramedullary fixation | Plate accessories | Non-locking screw | Paragon28 | Gorilla, Screw, D4.2 x 64mm, Non-Locking, Solid, TiA STERILE | P50-153-4264-S | Standalone | DE0502064 | Patients requiring fracture fixation or orthopaedic corrective surgery
Orthopaedics | Trauma - Extramedullary fixation | Plate accessories | Non-locking screw | Paragon28 | Gorilla, Screw, D4.2 x 65mm, Non-Locking, Solid, TiA STERILE | P50-153-4265-S | Standalone | DE0502064 | Patients requiring fracture fixation or orthopaedic corrective surgery
Orthopaedics | Trauma - Extramedullary fixation | Plate accessories | Non-locking screw | Paragon28 | Gorilla, Screw, D4.2 x 66mm, Non-Locking, Solid, TiA STERILE | P50-153-4266-S | Standalone | DE0502064 | Patients requiring fracture fixation or orthopaedic corrective surgery
Orthopaedics | Trauma - Extramedullary fixation | Plate accessories | Non-locking screw | Paragon28 | Gorilla, Screw, D4.2 x 68mm, Non-Locking, Solid, TiA STERILE | P50-153-4268-S | Standalone | DE0502064 | Patients requiring fracture fixation or orthopaedic corrective surgery
Orthopaedics | Trauma - Extramedullary fixation | Plate accessories | Non-locking screw | Paragon28 | Gorilla, Screw, D4.2 x 70mm, Non-Locking, Solid, TiA STERILE | P50-153-4270-S | Standalone | DE0502064 | Patients requiring fracture fixation or orthopaedic corrective surgery
Orthopaedics | Trauma - Extramedullary fixation | Plate accessories | Other plate accessories (e.g. nut, washer, etc) | Paragon28 | Screw Flat/Dome Washer, 4.5, and 5.2mm STERILE | P50-153-WB00-S | Standalone | DE0502064 | Patients requiring fracture fixation or orthopaedic corrective surgery
Orthopaedics | Trauma - Extramedullary fixation | Plate accessories | Other plate accessories (e.g. nut, washer, etc) | Paragon28 | Baby Gorilla Washer STERILE | P50-153-WM00-S | Standalone | DE0506822 | Patients requiring fracture fixation or orthopaedic corrective surgery
Orthopaedics | Trauma - Extramedullary fixation | Plate accessories | Other plate accessories (e.g. nut, washer, etc) | Paragon28 | Gorilla, Washer, Standard STERILE | P50-153-WS00-S | Standalone | DE0502064 | Patients requiring fracture fixation or orthopaedic corrective surgery
Orthopaedics | Trauma - Extramedullary fixation | Plate accessories | Non-locking screw | Paragon28 | Gorilla, Screw, D4.2 x 10mm, Compression, Solid, TiA STERILE | P50-253-4210-S | Standalone | DE0502064 | Patients requiring fracture fixation or orthopaedic corrective surgery
Orthopaedics | Trauma - Extramedullary fixation | Plate accessories | Non-locking screw | Paragon28 | Gorilla, Screw, D4.2 x 12mm, Compression, Solid, TiA STERILE | P50-253-4212-S | Standalone | DE0502064 | Patients requiring fracture fixation or orthopaedic corrective surgery
Orthopaedics | Trauma - Extramedullary fixation | Plate accessories | Non-locking screw | Paragon28 | Gorilla, Screw, D4.2 x 14mm, Compression, Solid, TiA STERILE | P50-253-4214-S | Standalone | DE0502064 | Patients requiring fracture fixation or orthopaedic corrective surgery
Orthopaedics | Trauma - Extramedullary fixation | Plate accessories | Non-locking screw | Paragon28 | Gorilla, Screw, D4.2 x 16mm, Compression, Solid, TiA STERILE | P50-253-4216-S | Standalone | DE0502064 | Patients requiring fracture fixation or orthopaedic corrective surgery
Orthopaedics | Trauma - Extramedullary fixation | Plate accessories | Non-locking screw | Paragon28 | Gorilla, Screw, D4.2 x 18mm, Compression, Solid, TiA STERILE | P50-253-4218-S | Standalone | DE0502064 | Patients requiring fracture fixation or orthopaedic corrective surgery
Orthopaedics | Trauma - Extramedullary fixation | Plate accessories | Non-locking screw | Paragon28 | Gorilla, Screw, D4.2 x 20mm, Compression, Solid, TiA STERILE | P50-253-4220-S | Standalone | DE0502064 | Patients requiring fracture fixation or orthopaedic corrective surgery
Orthopaedics | Trauma - Extramedullary fixation | Plate accessories | Non-locking screw | Paragon28 | Gorilla, Screw, D4.2 x 22mm, Compression, Solid, TiA STERILE | P50-253-4222-S | Standalone | DE0502064 | Patients requiring fracture fixation or orthopaedic corrective surgery
Orthopaedics | Trauma - Extramedullary fixation | Plate accessories | Non-locking screw | Paragon28 | Gorilla, Screw, D4.2 x 24mm, Compression, Solid, TiA STERILE | P50-253-4224-S | Standalone | DE0502064 | Patients requiring fracture fixation or orthopaedic corrective surgery
Orthopaedics | Trauma - Extramedullary fixation | Plate accessories | Non-locking screw | Paragon28 | Gorilla, Screw, D4.2 x 26mm, Compression, Solid, TiA STERILE | P50-253-4226-S | Standalone | DE0502064 | Patients requiring fracture fixation or orthopaedic corrective surgery
Orthopaedics | Trauma - Extramedullary fixation | Plate accessories | Non-locking screw | Paragon28 | Gorilla, Screw, D4.2 x 28mm, Compression, Solid, TiA STERILE | P50-253-4228-S | Standalone | DE0502064 | Patients requiring fracture fixation or orthopaedic corrective surgery
Orthopaedics | Trauma - Extramedullary fixation | Plate accessories | Non-locking screw | Paragon28 | Gorilla, Screw, D4.2 x 30mm, Compression, Solid, TiA STERILE | P50-253-4230-S | Standalone | DE0502064 | Patients requiring fracture fixation or orthopaedic corrective surgery
Orthopaedics | Trauma - Extramedullary fixation | Plate accessories | Non-locking screw | Paragon28 | Gorilla, Screw, D4.2 x 32mm, Compression, Solid, TiA STERILE | P50-253-4232-S | Standalone | DE0502064 | Patients requiring fracture fixation or orthopaedic corrective surgery
Orthopaedics | Trauma - Extramedullary fixation | Plate accessories | Non-locking screw | Paragon28 | Gorilla, Screw, D4.2 x 34mm, Compression, Solid, TiA STERILE | P50-253-4234-S | Standalone | DE0502064 | Patients requiring fracture fixation or orthopaedic corrective surgery
Orthopaedics | Trauma - Extramedullary fixation | Plate accessories | Non-locking screw | Paragon28 | Gorilla, Screw, D4.2 x 36mm, Compression, Solid, TiA STERILE | P50-253-4236-S | Standalone | DE0502064 | Patients requiring fracture fixation or orthopaedic corrective surgery
Orthopaedics | Trauma - Extramedullary fixation | Plate accessories | Non-locking screw | Paragon28 | Gorilla, Screw, D4.2 x 38mm, Compression, Solid, TiA STERILE | P50-253-4238-S | Standalone | DE0502064 | Patients requiring fracture fixation or orthopaedic corrective surgery
Orthopaedics | Trauma - Extramedullary fixation | Plate accessories | Non-locking screw | Paragon28 | Gorilla, Screw, D4.2 x 40mm, Compression, Solid, TiA STERILE | P50-253-4240-S | Standalone | DE0502064 | Patients requiring fracture fixation or orthopaedic corrective surgery
Orthopaedics | Trauma - Extramedullary fixation | Plate accessories | Non-locking screw | Paragon28 | Gorilla, Screw, D4.2 x 42mm, Compression, Solid, TiA STERILE | P50-253-4242-S | Standalone | DE0502064 | Patients requiring fracture fixation or orthopaedic corrective surgery
Orthopaedics | Trauma - Extramedullary fixation | Plate accessories | Non-locking screw | Paragon28 | Gorilla, Screw, D4.2 x 44mm, Compression, Solid, TiA STERILE | P50-253-4244-S | Standalone | DE0502064 | Patients requiring fracture fixation or orthopaedic corrective surgery
Orthopaedics | Trauma - Extramedullary fixation | Plate accessories | Non-locking screw | Paragon28 | Gorilla, Screw, D4.2 x 46mm, Compression, Solid, TiA STERILE | P50-253-4246-S | Standalone | DE0502064 | Patients requiring fracture fixation or orthopaedic corrective surgery
Orthopaedics | Trauma - Extramedullary fixation | Plate accessories | Non-locking screw | Paragon28 | Gorilla, Screw, D4.2 x 48mm, Compression, Solid, TiA STERILE | P50-253-4248-S | Standalone | DE0502064 | Patients requiring fracture fixation or orthopaedic corrective surgery
Orthopaedics | Trauma - Extramedullary fixation | Plate accessories | Non-locking screw | Paragon28 | Gorilla, Screw, D4.2 x 50mm, Compression, Solid, TiA STERILE | P50-253-4250-S | Standalone | DE0502064 | Patients requiring fracture fixation or orthopaedic corrective surgery
Orthopaedics | Trauma - Extramedullary fixation | Plate accessories | Non-locking screw | Paragon28 | Gorilla, Screw, D4.2 x 52mm, Compression, Solid, TiA STERILE | P50-253-4252-S | Standalone | DE0502064 | Patients requiring fracture fixation or orthopaedic corrective surgery
Orthopaedics | Trauma - Extramedullary fixation | Plate accessories | Non-locking screw | Paragon28 | Gorilla, Screw, D4.2 x 54mm, Compression, Solid, TiA STERILE | P50-253-4254-S | Standalone | DE0502064 | Patients requiring fracture fixation or orthopaedic corrective surgery
Orthopaedics | Trauma - Extramedullary fixation | Plate accessories | Non-locking screw | Paragon28 | Gorilla, Screw, D4.2 x 55mm, Compression, Solid, TiA STERILE | P50-253-4255-S | Standalone | DE0502064 | Patients requiring fracture fixation or orthopaedic corrective surgery
Orthopaedics | Trauma - Extramedullary fixation | Plate accessories | Non-locking screw | Paragon28 | Gorilla, Screw, D4.2 x 56mm, Compression, Solid, TiA STERILE | P50-253-4256-S | Standalone | DE0502064 | Patients requiring fracture fixation or orthopaedic corrective surgery
Orthopaedics | Trauma - Extramedullary fixation | Plate accessories | Non-locking screw | Paragon28 | Gorilla, Screw, D4.2 x 58mm, Compression, Solid, TiA STERILE | P50-253-4258-S | Standalone | DE0502064 | Patients requiring fracture fixation or orthopaedic corrective surgery
Orthopaedics | Trauma - Extramedullary fixation | Plate accessories | Non-locking screw | Paragon28 | Gorilla, Screw, D4.2 x 60mm, Compression, Solid, TiA STERILE | P50-253-4260-S | Standalone | DE0502064 | Patients requiring fracture fixation or orthopaedic corrective surgery
Orthopaedics | Trauma - Extramedullary fixation | Plate accessories | Non-locking screw | Paragon28 | Gorilla, Screw, D4.2 x 62mm, Compression, Solid, TiA STERILE | P50-253-4262-S | Standalone | DE0502064 | Patients requiring fracture fixation or orthopaedic corrective surgery
Orthopaedics | Trauma - Extramedullary fixation | Plate accessories | Non-locking screw | Paragon28 | Gorilla, Screw, D4.2 x 64mm, Compression, Solid, TiA STERILE | P50-253-4264-S | Standalone | DE0502064 | Patients requiring fracture fixation or orthopaedic corrective surgery
Orthopaedics | Trauma - Extramedullary fixation | Plate accessories | Non-locking screw | Paragon28 | Gorilla, Screw, D4.2 x 65mm, Compression, Solid, TiA STERILE | P50-253-4265-S | Standalone | DE0502064 | Patients requiring fracture fixation or orthopaedic corrective surgery
Orthopaedics | Trauma - Extramedullary fixation | Plate accessories | Non-locking screw | Paragon28 | Gorilla, Screw, D4.2 x 66mm, Compression, Solid, TiA STERILE | P50-253-4266-S | Standalone | DE0502064 | Patients requiring fracture fixation or orthopaedic corrective surgery
Orthopaedics | Trauma - Extramedullary fixation | Plate accessories | Non-locking screw | Paragon28 | Gorilla, Screw, D4.2 x 68mm, Compression, Solid, TiA STERILE | P50-253-4268-S | Standalone | DE0502064 | Patients requiring fracture fixation or orthopaedic corrective surgery
Orthopaedics | Trauma - Extramedullary fixation | Plate accessories | Non-locking screw | Paragon28 | Gorilla, Screw, D4.2 x 70mm, Compression, Solid, TiA STERILE | P50-253-4270-S | Standalone | DE0502064 | Patients requiring fracture fixation or orthopaedic corrective surgery
Orthopaedics | Trauma - Extramedullary fixation | Plate accessories | Locking screw | Paragon28 | Gorilla, R3CON Screw, D2.7 x 8mm, Locking, Solid, TiA STERILE | P50-353-2708-S | Standalone | DE0502064 | Patients requiring fracture fixation or orthopaedic corrective surgery
Orthopaedics | Trauma - Extramedullary fixation | Plate accessories | Locking screw | Paragon28 | Gorilla, R3CON Screw, D2.7 x 9mm, Locking, Solid, TiA STERILE | P50-353-2709-S | Standalone | DE0502064 | Patients requiring fracture fixation or orthopaedic corrective surgery
Orthopaedics | Trauma - Extramedullary fixation | Plate accessories | Locking screw | Paragon28 | Gorilla, R3CON Screw, D2.7 x 10mm, Locking, Solid, TiA STERILE | P50-353-2710-S | Standalone | DE0502064 | Patients requiring fracture fixation or orthopaedic corrective surgery
Orthopaedics | Trauma - Extramedullary fixation | Plate accessories | Locking screw | Paragon28 | Gorilla, R3CON Screw, D2.7 x 11mm, Locking, Solid, TiA STERILE | P50-353-2711-S | Standalone | DE0502064 | Patients requiring fracture fixation or orthopaedic corrective surgery
Orthopaedics | Trauma - Extramedullary fixation | Plate accessories | Locking screw | Paragon28 | Gorilla, R3CON Screw, D2.7 x 12mm, Locking, Solid, TiA STERILE | P50-353-2712-S | Standalone | DE0502064 | Patients requiring fracture fixation or orthopaedic corrective surgery
Orthopaedics | Trauma - Extramedullary fixation | Plate accessories | Locking screw | Paragon28 | Gorilla, R3CON Screw, D2.7 x 13mm, Locking, Solid, TiA STERILE | P50-353-2713-S | Standalone | DE0502064 | Patients requiring fracture fixation or orthopaedic corrective surgery
Orthopaedics | Trauma - Extramedullary fixation | Plate accessories | Locking screw | Paragon28 | Gorilla, R3CON Screw, D2.7 x 14mm, Locking, Solid, TiA STERILE | P50-353-2714-S | Standalone | DE0502064 | Patients requiring fracture fixation or orthopaedic corrective surgery
Orthopaedics | Trauma - Extramedullary fixation | Plate accessories | Locking screw | Paragon28 | Gorilla, R3CON Screw, D2.7 x 15mm, Locking, Solid, TiA STERILE | P50-353-2715-S | Standalone | DE0502064 | Patients requiring fracture fixation or orthopaedic corrective surgery
Orthopaedics | Trauma - Extramedullary fixation | Plate accessories | Locking screw | Paragon28 | Gorilla, R3CON Screw, D2.7 x 16mm, Locking, Solid, TiA STERILE | P50-353-2716-S | Standalone | DE0502064 | Patients requiring fracture fixation or orthopaedic corrective surgery
Orthopaedics | Trauma - Extramedullary fixation | Plate accessories | Locking screw | Paragon28 | Gorilla, R3CON Screw, D2.7 x 17mm, Locking, Solid, TiA STERILE | P50-353-2717-S | Standalone | DE0502064 | Patients requiring fracture fixation or orthopaedic corrective surgery
Orthopaedics | Trauma - Extramedullary fixation | Plate accessories | Locking screw | Paragon28 | Gorilla, R3CON Screw, D2.7 x 18mm, Locking, Solid, TiA STERILE | P50-353-2718-S | Standalone | DE0502064 | Patients requiring fracture fixation or orthopaedic corrective surgery
Orthopaedics | Trauma - Extramedullary fixation | Plate accessories | Locking screw | Paragon28 | Gorilla, R3CON Screw, D2.7 x 19mm, Locking, Solid, TiA STERILE | P50-353-2719-S | Standalone | DE0502064 | Patients requiring fracture fixation or orthopaedic corrective surgery
Orthopaedics | Trauma - Extramedullary fixation | Plate accessories | Locking screw | Paragon28 | Gorilla, R3CON Screw, D2.7 x 20mm, Locking, Solid, TiA STERILE | P50-353-2720-S | Standalone | DE0502064 | Patients requiring fracture fixation or orthopaedic corrective surgery
Orthopaedics | Trauma - Extramedullary fixation | Plate accessories | Locking screw | Paragon28 | Gorilla, R3CON Screw, D2.7 x 21mm, Locking, Solid, TiA STERILE | P50-353-2721-S | Standalone | DE0502064 | Patients requiring fracture fixation or orthopaedic corrective surgery
Orthopaedics | Trauma - Extramedullary fixation | Plate accessories | Locking screw | Paragon28 | Gorilla, R3CON Screw, D2.7 x 22mm, Locking, Solid, TiA STERILE | P50-353-2722-S | Standalone | DE0502064 | Patients requiring fracture fixation or orthopaedic corrective surgery
Orthopaedics | Trauma - Extramedullary fixation | Plate accessories | Locking screw | Paragon28 | Gorilla, R3CON Screw, D2.7 x 23mm, Locking, Solid, TiA STERILE | P50-353-2723-S | Standalone | DE0502064 | Patients requiring fracture fixation or orthopaedic corrective surgery
Orthopaedics | Trauma - Extramedullary fixation | Plate accessories | Locking screw | Paragon28 | Gorilla, R3CON Screw, D2.7 x 24mm, Locking, Solid, TiA STERILE | P50-353-2724-S | Standalone | DE0502064 | Patients requiring fracture fixation or orthopaedic corrective surgery
Orthopaedics | Trauma - Extramedullary fixation | Plate accessories | Locking screw | Paragon28 | Gorilla, R3CON Screw, D2.7 x 25mm, Locking, Solid, TiA STERILE | P50-353-2725-S | Standalone | DE0502064 | Patients requiring fracture fixation or orthopaedic corrective surgery
Orthopaedics | Trauma - Extramedullary fixation | Plate accessories | Locking screw | Paragon28 | Gorilla, R3CON Screw, D2.7 x 26mm, Locking, Solid, TiA STERILE | P50-353-2726-S | Standalone | DE0502064 | Patients requiring fracture fixation or orthopaedic corrective surgery
Orthopaedics | Trauma - Extramedullary fixation | Plate accessories | Locking screw | Paragon28 | Gorilla, R3CON Screw, D2.7 x 27mm, Locking, Solid, TiA STERILE | P50-353-2727-S | Standalone | DE0502064 | Patients requiring fracture fixation or orthopaedic corrective surgery
Orthopaedics | Trauma - Extramedullary fixation | Plate accessories | Locking screw | Paragon28 | Gorilla, R3CON Screw, D2.7 x 28mm, Locking, Solid, TiA STERILE | P50-353-2728-S | Standalone | DE0502064 | Patients requiring fracture fixation or orthopaedic corrective surgery
Orthopaedics | Trauma - Extramedullary fixation | Plate accessories | Locking screw | Paragon28 | Gorilla, R3CON Screw, D2.7 x 29mm, Locking, Solid, TiA STERILE | P50-353-2729-S | Standalone | DE0502064 | Patients requiring fracture fixation or orthopaedic corrective surgery
Orthopaedics | Trauma - Extramedullary fixation | Plate accessories | Locking screw | Paragon28 | Gorilla, R3CON Screw, D2.7 x 30mm, Locking, Solid, TiA STERILE | P50-353-2730-S | Standalone | DE0502064 | Patients requiring fracture fixation or orthopaedic corrective surgery
Orthopaedics | Trauma - Extramedullary fixation | Plate accessories | Locking screw | Paragon28 | Gorilla, R3CON Screw, D2.7 x 31mm, Locking, Solid, TiA STERILE | P50-353-2731-S | Standalone | DE0502064 | Patients requiring fracture fixation or orthopaedic corrective surgery
Orthopaedics | Trauma - Extramedullary fixation | Plate accessories | Locking screw | Paragon28 | Gorilla, R3CON Screw, D2.7 x 32mm, Locking, Solid, TiASTERILE | P50-353-2732-S | Standalone | DE0502064 | Patients requiring fracture fixation or orthopaedic corrective surgery
Orthopaedics | Trauma - Extramedullary fixation | Plate accessories | Locking screw | Paragon28 | Gorilla, R3CON Screw, D2.7 x 33mm, Locking, Solid, TiA STERILE | P50-353-2733-S | Standalone | DE0502064 | Patients requiring fracture fixation or orthopaedic corrective surgery
Orthopaedics | Trauma - Extramedullary fixation | Plate accessories | Locking screw | Paragon28 | Gorilla, R3CON Screw, D2.7 x 34mm, Locking, Solid, TiA STERILE | P50-353-2734-S | Standalone | DE0502064 | Patients requiring fracture fixation or orthopaedic corrective surgery
Orthopaedics | Trauma - Extramedullary fixation | Plate accessories | Locking screw | Paragon28 | Gorilla, R3CON Screw, D2.7 x 35mm, Locking, Solid, TiA STERILE | P50-353-2735-S | Standalone | DE0502064 | Patients requiring fracture fixation or orthopaedic corrective surgery
Orthopaedics | Trauma - Extramedullary fixation | Plate accessories | Locking screw | Paragon28 | Gorilla, R3CON Screw, D2.7 x 36mm, Locking, Solid, TiA STERILE | P50-353-2736-S | Standalone | DE0502064 | Patients requiring fracture fixation or orthopaedic corrective surgery
Orthopaedics | Trauma - Extramedullary fixation | Plate accessories | Locking screw | Paragon28 | Gorilla, R3CON Screw, D2.7 x 37mm, Locking, Solid, TiA STERILE | P50-353-2737-S | Standalone | DE0502064 | Patients requiring fracture fixation or orthopaedic corrective surgery
Orthopaedics | Trauma - Extramedullary fixation | Plate accessories | Locking screw | Paragon28 | Gorilla, R3CON Screw, D2.7 x 38mm, Locking, Solid, TiA STERILE | P50-353-2738-S | Standalone | DE0502064 | Patients requiring fracture fixation or orthopaedic corrective surgery
Orthopaedics | Trauma - Extramedullary fixation | Plate accessories | Locking screw | Paragon28 | Gorilla, R3CON Screw, D2.7 x 39mm, Locking, Solid, TiA STERILE | P50-353-2739-S | Standalone | DE0502064 | Patients requiring fracture fixation or orthopaedic corrective surgery
Orthopaedics | Trauma - Extramedullary fixation | Plate accessories | Locking screw | Paragon28 | Gorilla, R3CON Screw, D2.7 x 40mm, Locking, Solid, TiA STERILE | P50-353-2740-S | Standalone | DE0502064 | Patients requiring fracture fixation or orthopaedic corrective surgery
Orthopaedics | Trauma - Extramedullary fixation | Plate accessories | Locking screw | Paragon28 | Gorilla, R3CON Screw, D2.70 x 42mm, Locking, Solid, TiA STERILE | P50-353-2742-S | Standalone | DE0502064 | Patients requiring fracture fixation or orthopaedic corrective surgery
Orthopaedics | Trauma - Extramedullary fixation | Plate accessories | Locking screw | Paragon28 | Gorilla, R3CON Screw, D2.70 x 44mm, Locking, Solid, TiA STERILE | P50-353-2744-S | Standalone | DE0502064 | Patients requiring fracture fixation or orthopaedic corrective surgery
Orthopaedics | Trauma - Extramedullary fixation | Plate accessories | Locking screw | Paragon28 | Gorilla, R3CON Screw, D2.70 x 46mm, Locking, Solid, TiA STERILE | P50-353-2746-S | Standalone | DE0502064 | Patients requiring fracture fixation or orthopaedic corrective surgery
Orthopaedics | Trauma - Extramedullary fixation | Plate accessories | Locking screw | Paragon28 | Gorilla, R3CON Screw, D2.70 x 48mm, Locking, Solid, TiA STERILE | P50-353-2748-S | Standalone | DE0502064 | Patients requiring fracture fixation or orthopaedic corrective surgery
Orthopaedics | Trauma - Extramedullary fixation | Plate accessories | Locking screw | Paragon28 | Gorilla, R3CON Screw, D2.70 x 50mm, Locking, Solid, TiA STERILE | P50-353-2750-S | Standalone | DE0502064 | Patients requiring fracture fixation or orthopaedic corrective surgery
Orthopaedics | Trauma - Extramedullary fixation | Plate accessories | Locking screw | Paragon28 | Gorilla, R3CON Screw, D2.70 x 52mm, Locking, Solid, TiA STERILE | P50-353-2752-S | Standalone | DE0502064 | Patients requiring fracture fixation or orthopaedic corrective surgery
Orthopaedics | Trauma - Extramedullary fixation | Plate accessories | Locking screw | Paragon28 | Gorilla, R3CON Screw, D2.70 x 54mm, Locking, Solid, TiA STERILE | P50-353-2754-S | Standalone | DE0502064 | Patients requiring fracture fixation or orthopaedic corrective surgery
Orthopaedics | Trauma - Extramedullary fixation | Plate accessories | Locking screw | Paragon28 | Gorilla, 3.5 x 8 mm R3CON Locking Plate Screw STERILE | P50-353-3508-S | Standalone | DE0502064 | Patients requiring fracture fixation or orthopaedic corrective surgery
Orthopaedics | Trauma - Extramedullary fixation | Plate accessories | Locking screw | Paragon28 | Gorilla, 3.5 x 10 mm R3CON Locking Plate Screw STERILE | P50-353-3510-S | Standalone | DE0502064 | Patients requiring fracture fixation or orthopaedic corrective surgery
Orthopaedics | Trauma - Extramedullary fixation | Plate accessories | Locking screw | Paragon28 | Gorilla, 3.5 x 12 mm R3CON Locking Plate Screw STERILE | P50-353-3512-S | Standalone | DE0502064 | Patients requiring fracture fixation or orthopaedic corrective surgery
Orthopaedics | Trauma - Extramedullary fixation | Plate accessories | Locking screw | Paragon28 | Gorilla, 3.5 x 14 mm R3CON Locking Plate Screw STERILE | P50-353-3514-S | Standalone | DE0502064 | Patients requiring fracture fixation or orthopaedic corrective surgery
Orthopaedics | Trauma - Extramedullary fixation | Plate accessories | Locking screw | Paragon28 | Gorilla, 3.5 x 16 mm R3CON Locking Plate Screw STERILE | P50-353-3516-S | Standalone | DE0502064 | Patients requiring fracture fixation or orthopaedic corrective surgery
Orthopaedics | Trauma - Extramedullary fixation | Plate accessories | Locking screw | Paragon28 | Gorilla, 3.5 x 18 mm R3CON Locking Plate Screw STERILE | P50-353-3518-S | Standalone | DE0502064 | Patients requiring fracture fixation or orthopaedic corrective surgery
Orthopaedics | Trauma - Extramedullary fixation | Plate accessories | Locking screw | Paragon28 | Gorilla, 3.5 x 20 mm R3CON Locking Plate Screw STERILE | P50-353-3520-S | Standalone | DE0502064 | Patients requiring fracture fixation or orthopaedic corrective surgery
Orthopaedics | Trauma - Extramedullary fixation | Plate accessories | Locking screw | Paragon28 | Gorilla, 3.5 x 22 mm R3CON Locking Plate Screw STERILE | P50-353-3522-S | Standalone | DE0502064 | Patients requiring fracture fixation or orthopaedic corrective surgery
Orthopaedics | Trauma - Extramedullary fixation | Plate accessories | Locking screw | Paragon28 | Gorilla, 3.5 x 24 mm R3CON Locking Plate Screw STERILE | P50-353-3524-S | Standalone | DE0502064 | Patients requiring fracture fixation or orthopaedic corrective surgery
Orthopaedics | Trauma - Extramedullary fixation | Plate accessories | Locking screw | Paragon28 | Gorilla, 3.5 x 26 mm R3CON Locking Plate Screw STERILE | P50-353-3526-S | Standalone | DE0502064 | Patients requiring fracture fixation or orthopaedic corrective surgery
Orthopaedics | Trauma - Extramedullary fixation | Plate accessories | Locking screw | Paragon28 | Gorilla, R3CON Plate Screw, Locking, 3.5 x 28mm, TiA STERILE | P50-353-3528-S | Standalone | DE0502064 | Patients requiring fracture fixation or orthopaedic corrective surgery
Orthopaedics | Trauma - Extramedullary fixation | Plate accessories | Locking screw | Paragon28 | Gorilla, R3CON Plate Screw, Locking, 3.5 x 30mm, TiA STERILE | P50-353-3530-S | Standalone | DE0502064 | Patients requiring fracture fixation or orthopaedic corrective surgery
Orthopaedics | Trauma - Extramedullary fixation | Plate accessories | Locking screw | Paragon28 | Gorilla, R3CON Plate Screw, Locking, 3.5 x 32mm, TiA STERILE | P50-353-3532-S | Standalone | DE0502064 | Patients requiring fracture fixation or orthopaedic corrective surgery
Orthopaedics | Trauma - Extramedullary fixation | Plate accessories | Locking screw | Paragon28 | Gorilla, R3CON Plate Screw, Locking, 3.5 x 34mm, TiA STERILE | P50-353-3534-S | Standalone | DE0502064 | Patients requiring fracture fixation or orthopaedic corrective surgery
Orthopaedics | Trauma - Extramedullary fixation | Plate accessories | Locking screw | Paragon28 | Gorilla, R3CON Plate Screw, Locking, 3.5 x 36mm, TiA STERILE | P50-353-3536-S | Standalone | DE0502064 | Patients requiring fracture fixation or orthopaedic corrective surgery
Orthopaedics | Trauma - Extramedullary fixation | Plate accessories | Locking screw | Paragon28 | Gorilla, R3CON Plate Screw, Locking, 3.5 x 38mm, TiA STERILE | P50-353-3538-S | Standalone | DE0502064 | Patients requiring fracture fixation or orthopaedic corrective surgery
Orthopaedics | Trauma - Extramedullary fixation | Plate accessories | Locking screw | Paragon28 | Gorilla, R3CON Plate Screw, Locking, 3.5 x 40mm, TiA STERILE | P50-353-3540-S | Standalone | DE0502064 | Patients requiring fracture fixation or orthopaedic corrective surgery
Orthopaedics | Trauma - Extramedullary fixation | Plate accessories | Locking screw | Paragon28 | Gorilla, 3.5 x 42 mm R3CON Locking Plate Screw STERILE | P50-353-3542-S | Standalone | DE0502064 | Patients requiring fracture fixation or orthopaedic corrective surgery
Orthopaedics | Trauma - Extramedullary fixation | Plate accessories | Locking screw | Paragon28 | Gorilla, 3.5 x 44 mm R3CON Locking Plate Screw STERILE | P50-353-3544-S | Standalone | DE0502064 | Patients requiring fracture fixation or orthopaedic corrective surgery
Orthopaedics | Trauma - Extramedullary fixation | Plate accessories | Locking screw | Paragon28 | Gorilla, 3.5 x 46 mm R3CON Locking Plate Screw STERILE | P50-353-3546-S | Standalone | DE0502064 | Patients requiring fracture fixation or orthopaedic corrective surgery
Orthopaedics | Trauma - Extramedullary fixation | Plate accessories | Locking screw | Paragon28 | Gorilla, 3.5 x 48 mm R3CON Locking Plate Screw STERILE | P50-353-3548-S | Standalone | DE0502064 | Patients requiring fracture fixation or orthopaedic corrective surgery
Orthopaedics | Trauma - Extramedullary fixation | Plate accessories | Locking screw | Paragon28 | Gorilla, 3.5 x 50 mm R3CON Locking Plate Screw STERILE | P50-353-3550-S | Standalone | DE0502064 | Patients requiring fracture fixation or orthopaedic corrective surgery
Orthopaedics | Trauma - Extramedullary fixation | Plate accessories | Locking screw | Paragon28 | Gorilla, 3.5 x 52 mm R3CON Locking Plate Screw STERILE | P50-353-3552-S | Standalone | DE0502064 | Patients requiring fracture fixation or orthopaedic corrective surgery
Orthopaedics | Trauma - Extramedullary fixation | Plate accessories | Locking screw | Paragon28 | Gorilla, 3.5 x 54 mm R3CON Locking Plate Screw STERILE | P50-353-3554-S | Standalone | DE0502064 | Patients requiring fracture fixation or orthopaedic corrective surgery
Orthopaedics | Trauma - Extramedullary fixation | Plate accessories | Locking screw | Paragon28 | Gorilla, 3.5 x 55 mm R3CON Locking Plate Screw STERILE | P50-353-3555-S | Standalone | DE0502064 | Patients requiring fracture fixation or orthopaedic corrective surgery
Orthopaedics | Trauma - Extramedullary fixation | Plate accessories | Locking screw | Paragon28 | Gorilla, 3.5 x 56 mm R3CON Locking Plate Screw STERILE | P50-353-3556-S | Standalone | DE0502064 | Patients requiring fracture fixation or orthopaedic corrective surgery
Orthopaedics | Trauma - Extramedullary fixation | Plate accessories | Locking screw | Paragon28 | Gorilla, 3.5 x 58 mm R3CON Locking Plate Screw STERILE | P50-353-3558-S | Standalone | DE0502064 | Patients requiring fracture fixation or orthopaedic corrective surgery
Orthopaedics | Trauma - Extramedullary fixation | Plate accessories | Locking screw | Paragon28 | Gorilla, 3.5 x 60 mm R3CON Locking Plate Screw STERILE | P50-353-3560-S | Standalone | DE0502064 | Patients requiring fracture fixation or orthopaedic corrective surgery
Orthopaedics | Trauma - Extramedullary fixation | Plate accessories | Locking screw | Paragon28 | Gorilla, 3.5 x 62 mm R3CON Locking Plate Screw STERILE | P50-353-3562-S | Standalone | DE0502064 | Patients requiring fracture fixation or orthopaedic corrective surgery
Orthopaedics | Trauma - Extramedullary fixation | Plate accessories | Locking screw | Paragon28 | Gorilla, 3.5 x 64 mm R3CON Locking Plate Screw STERILE | P50-353-3564-S | Standalone | DE0502064 | Patients requiring fracture fixation or orthopaedic corrective surgery
Orthopaedics | Trauma - Extramedullary fixation | Plate accessories | Locking screw | Paragon28 | Gorilla, 3.5 x 65 mm R3CON Locking Plate Screw STERILE | P50-353-3565-S | Standalone | DE0502064 | Patients requiring fracture fixation or orthopaedic corrective surgery
Orthopaedics | Trauma - Extramedullary fixation | Plate accessories | Locking screw | Paragon28 | Gorilla, 3.5 x 66 mm R3CON Locking Plate Screw STERILE | P50-353-3566-S | Standalone | DE0502064 | Patients requiring fracture fixation or orthopaedic corrective surgery
Orthopaedics | Trauma - Extramedullary fixation | Plate accessories | Locking screw | Paragon28 | Gorilla, 3.5 x 68 mm R3CON Locking Plate Screw STERILE | P50-353-3568-S | Standalone | DE0502064 | Patients requiring fracture fixation or orthopaedic corrective surgery
Orthopaedics | Trauma - Extramedullary fixation | Plate accessories | Locking screw | Paragon28 | Gorilla, 3.5 x 70 mm R3CON Locking Plate Screw STERILE | P50-353-3570-S | Standalone | DE0502064 | Patients requiring fracture fixation or orthopaedic corrective surgery
Orthopaedics | Trauma - Extramedullary fixation | Plate accessories | Locking screw | Paragon28 | Gorilla, 4.2 x 8mm R3CON Locking Plate Screw STERILE | P50-353-4208-S | Standalone | DE0502064 | Patients requiring fracture fixation or orthopaedic corrective surgery
Orthopaedics | Trauma - Extramedullary fixation | Plate accessories | Locking screw | Paragon28 | Gorilla, 4.2 x 10mm R3CON Locking Plate Screw STERILE | P50-353-4210-S | Standalone | DE0502064 | Patients requiring fracture fixation or orthopaedic corrective surgery
Orthopaedics | Trauma - Extramedullary fixation | Plate accessories | Locking screw | Paragon28 | Gorilla, 4.2 x 12mm R3CON Locking Plate Screw STERILE | P50-353-4212-S | Standalone | DE0502064 | Patients requiring fracture fixation or orthopaedic corrective surgery
Orthopaedics | Trauma - Extramedullary fixation | Plate accessories | Locking screw | Paragon28 | Gorilla, 4.2 x 14mm R3CON Locking Plate Screw STERILE | P50-353-4214-S | Standalone | DE0502064 | Patients requiring fracture fixation or orthopaedic corrective surgery
Orthopaedics | Trauma - Extramedullary fixation | Plate accessories | Locking screw | Paragon28 | Gorilla, 4.2 x 16mm R3CON Locking Plate Screw STERILE | P50-353-4216-S | Standalone | DE0502064 | Patients requiring fracture fixation or orthopaedic corrective surgery
Orthopaedics | Trauma - Extramedullary fixation | Plate accessories | Locking screw | Paragon28 | Gorilla, 4.2 x 18mm R3CON Locking Plate Screw STERILE | P50-353-4218-S | Standalone | DE0502064 | Patients requiring fracture fixation or orthopaedic corrective surgery
Orthopaedics | Trauma - Extramedullary fixation | Plate accessories | Locking screw | Paragon28 | Gorilla, 4.2 x 20mm R3CON Locking Plate Screw STERILE | P50-353-4220-S | Standalone | DE0502064 | Patients requiring fracture fixation or orthopaedic corrective surgery
Orthopaedics | Trauma - Extramedullary fixation | Plate accessories | Locking screw | Paragon28 | Gorilla, 4.2 x 22mm R3CON Locking Plate Screw STERILE | P50-353-4222-S | Standalone | DE0502064 | Patients requiring fracture fixation or orthopaedic corrective surgery
Orthopaedics | Trauma - Extramedullary fixation | Plate accessories | Locking screw | Paragon28 | Gorilla, 4.2 x 24mm R3CON Locking Plate Screw STERILE | P50-353-4224-S | Standalone | DE0502064 | Patients requiring fracture fixation or orthopaedic corrective surgery
Orthopaedics | Trauma - Extramedullary fixation | Plate accessories | Locking screw | Paragon28 | Gorilla, 4.2 x 26mm R3CON Locking Plate Screw STERILE | P50-353-4226-S | Standalone | DE0502064 | Patients requiring fracture fixation or orthopaedic corrective surgery
Orthopaedics | Trauma - Extramedullary fixation | Plate accessories | Locking screw | Paragon28 | Gorilla, 4.2 x 28mm R3CON Locking Plate Screw STERILE | P50-353-4228-S | Standalone | DE0502064 | Patients requiring fracture fixation or orthopaedic corrective surgery
Orthopaedics | Trauma - Extramedullary fixation | Plate accessories | Locking screw | Paragon28 | Gorilla, 4.2 x 30mm R3CON Locking Plate Screw STERILE | P50-353-4230-S | Standalone | DE0502064 | Patients requiring fracture fixation or orthopaedic corrective surgery
Orthopaedics | Trauma - Extramedullary fixation | Plate accessories | Locking screw | Paragon28 | Gorilla, 4.2 x 32mm R3CON Locking Plate Screw STERILE | P50-353-4232-S | Standalone | DE0502064 | Patients requiring fracture fixation or orthopaedic corrective surgery
Orthopaedics | Trauma - Extramedullary fixation | Plate accessories | Locking screw | Paragon28 | Gorilla, 4.2 x 34mm R3CON Locking Plate Screw STERILE | P50-353-4234-S | Standalone | DE0502064 | Patients requiring fracture fixation or orthopaedic corrective surgery
Orthopaedics | Trauma - Extramedullary fixation | Plate accessories | Locking screw | Paragon28 | Gorilla, 4.2 x 36mm R3CON Locking Plate Screw STERILE | P50-353-4236-S | Standalone | DE0502064 | Patients requiring fracture fixation or orthopaedic corrective surgery
Orthopaedics | Trauma - Extramedullary fixation | Plate accessories | Locking screw | Paragon28 | Gorilla, 4.2 x 38mm R3CON Locking Plate Screw STERILE | P50-353-4238-S | Standalone | DE0502064 | Patients requiring fracture fixation or orthopaedic corrective surgery
Orthopaedics | Trauma - Extramedullary fixation | Plate accessories | Locking screw | Paragon28 | Gorilla, 4.2 x 40mm R3CON Locking Plate Screw STERILE | P50-353-4240-S | Standalone | DE0502064 | Patients requiring fracture fixation or orthopaedic corrective surgery
Orthopaedics | Trauma - Extramedullary fixation | Plate accessories | Locking screw | Paragon28 | Gorilla, 4.2 x 42 mm R3CON Locking Plate Screw STERILE | P50-353-4242-S | Standalone | DE0502064 | Patients requiring fracture fixation or orthopaedic corrective surgery
Orthopaedics | Trauma - Extramedullary fixation | Plate accessories | Locking screw | Paragon28 | Gorilla, 4.2 x 44 mm R3CON Locking Plate Screw STERILE | P50-353-4244-S | Standalone | DE0502064 | Patients requiring fracture fixation or orthopaedic corrective surgery
Orthopaedics | Trauma - Extramedullary fixation | Plate accessories | Locking screw | Paragon28 | Gorilla, 4.2 x 46 mm R3CON Locking Plate Screw STERILE | P50-353-4246-S | Standalone | DE0502064 | Patients requiring fracture fixation or orthopaedic corrective surgery
Orthopaedics | Trauma - Extramedullary fixation | Plate accessories | Locking screw | Paragon28 | Gorilla, 4.2 x 48 mm R3CON Locking Plate Screw STERILE | P50-353-4248-S | Standalone | DE0502064 | Patients requiring fracture fixation or orthopaedic corrective surgery
Orthopaedics | Trauma - Extramedullary fixation | Plate accessories | Locking screw | Paragon28 | Gorilla, 4.2 x 50 mm R3CON Locking Plate Screw STERILE | P50-353-4250-S | Standalone | DE0502064 | Patients requiring fracture fixation or orthopaedic corrective surgery
Orthopaedics | Trauma - Extramedullary fixation | Plate accessories | Locking screw | Paragon28 | Gorilla, 4.2 x 52 mm R3CON Locking Plate Screw STERILE | P50-353-4252-S | Standalone | DE0502064 | Patients requiring fracture fixation or orthopaedic corrective surgery
Orthopaedics | Trauma - Extramedullary fixation | Plate accessories | Locking screw | Paragon28 | Gorilla, 4.2 x 54 mm R3CON Locking Plate Screw STERILE | P50-353-4254-S | Standalone | DE0502064 | Patients requiring fracture fixation or orthopaedic corrective surgery
Orthopaedics | Trauma - Extramedullary fixation | Plate accessories | Locking screw | Paragon28 | Gorilla, 4.2 x 55 mm R3CON Locking Plate Screw STERILE | P50-353-4255-S | Standalone | DE0502064 | Patients requiring fracture fixation or orthopaedic corrective surgery
Orthopaedics | Trauma - Extramedullary fixation | Plate accessories | Locking screw | Paragon28 | Gorilla, 4.2 x 56 mm R3CON Locking Plate Screw STERILE | P50-353-4256-S | Standalone | DE0502064 | Patients requiring fracture fixation or orthopaedic corrective surgery
Orthopaedics | Trauma - Extramedullary fixation | Plate accessories | Locking screw | Paragon28 | Gorilla, 4.2 x 58 mm R3CON Locking Plate Screw STERILE | P50-353-4258-S | Standalone | DE0502064 | Patients requiring fracture fixation or orthopaedic corrective surgery
Orthopaedics | Trauma - Extramedullary fixation | Plate accessories | Locking screw | Paragon28 | Gorilla, 4.2 x 60 mm R3CON Locking Plate Screw STERILE | P50-353-4260-S | Standalone | DE0502064 | Patients requiring fracture fixation or orthopaedic corrective surgery
Orthopaedics | Trauma - Extramedullary fixation | Plate accessories | Locking screw | Paragon28 | Gorilla, 4.2 x 62 mm R3CON Locking Plate Screw STERILE | P50-353-4262-S | Standalone | DE0502064 | Patients requiring fracture fixation or orthopaedic corrective surgery
Orthopaedics | Trauma - Extramedullary fixation | Plate accessories | Locking screw | Paragon28 | Gorilla, 4.2 x 64 mm R3CON Locking Plate Screw STERILE | P50-353-4264-S | Standalone | DE0502064 | Patients requiring fracture fixation or orthopaedic corrective surgery
Orthopaedics | Trauma - Extramedullary fixation | Plate accessories | Locking screw | Paragon28 | Gorilla, 4.2 x 65 mm R3CON Locking Plate Screw STERILE | P50-353-4265-S | Standalone | DE0502064 | Patients requiring fracture fixation or orthopaedic corrective surgery
Orthopaedics | Trauma - Extramedullary fixation | Plate accessories | Locking screw | Paragon28 | Gorilla, 4.2 x 66 mm R3CON Locking Plate Screw STERILE | P50-353-4266-S | Standalone | DE0502064 | Patients requiring fracture fixation or orthopaedic corrective surgery
Orthopaedics | Trauma - Extramedullary fixation | Plate accessories | Locking screw | Paragon28 | Gorilla, 4.2 x 68 mm R3CON Locking Plate Screw STERILE | P50-353-4268-S | Standalone | DE0502064 | Patients requiring fracture fixation or orthopaedic corrective surgery
Orthopaedics | Trauma - Extramedullary fixation | Plate accessories | Locking screw | Paragon28 | Gorilla, 4.2 x 70 mm R3CON Locking Plate Screw STERILE | P50-353-4270-S | Standalone | DE0502064 | Patients requiring fracture fixation or orthopaedic corrective surgery
Orthopaedics | Trauma - Extramedullary fixation | Plate accessories | Non-locking screw | Paragon28 | Gorilla, R3CON Screw, D2.7 x 8mm, Non-Locking, Solid, TiA STERILE | P50-453-2708-S | Standalone | DE0502064 | Patients requiring fracture fixation or orthopaedic corrective surgery
Orthopaedics | Trauma - Extramedullary fixation | Plate accessories | Non-locking screw | Paragon28 | Gorilla, R3CON Screw, D2.7 x 9mm, Non-Locking, Solid, TiA STERILE | P50-453-2709-S | Standalone | DE0502064 | Patients requiring fracture fixation or orthopaedic corrective surgery
Orthopaedics | Trauma - Extramedullary fixation | Plate accessories | Non-locking screw | Paragon28 | Gorilla, R3CON Screw, D2.7 x 10mm, Non-Locking, Solid, TiA STERILE | P50-453-2710-S | Standalone | DE0502064 | Patients requiring fracture fixation or orthopaedic corrective surgery
Orthopaedics | Trauma - Extramedullary fixation | Plate accessories | Non-locking screw | Paragon28 | Gorilla, R3CON Screw, D2.7 x 11mm, Non-Locking, Solid, TiA STERILE | P50-453-2711-S | Standalone | DE0502064 | Patients requiring fracture fixation or orthopaedic corrective surgery
Orthopaedics | Trauma - Extramedullary fixation | Plate accessories | Non-locking screw | Paragon28 | Gorilla, R3CON Screw, D2.7 x 12mm, Non-Locking, Solid, TiA STERILE | P50-453-2712-S | Standalone | DE0502064 | Patients requiring fracture fixation or orthopaedic corrective surgery
Orthopaedics | Trauma - Extramedullary fixation | Plate accessories | Non-locking screw | Paragon28 | Gorilla, R3CON Screw, D2.7 x 13mm, Non-Locking, Solid, TiA STERILE | P50-453-2713-S | Standalone | DE0502064 | Patients requiring fracture fixation or orthopaedic corrective surgery
Orthopaedics | Trauma - Extramedullary fixation | Plate accessories | Non-locking screw | Paragon28 | Gorilla, R3CON Screw, D2.7 x 14mm, Non-Locking, Solid, TiA STERILE | P50-453-2714-S | Standalone | DE0502064 | Patients requiring fracture fixation or orthopaedic corrective surgery
Orthopaedics | Trauma - Extramedullary fixation | Plate accessories | Non-locking screw | Paragon28 | Gorilla, R3CON Screw, D2.7 x 15mm, Non-Locking, Solid, TiA STERILE | P50-453-2715-S | Standalone | DE0502064 | Patients requiring fracture fixation or orthopaedic corrective surgery
Orthopaedics | Trauma - Extramedullary fixation | Plate accessories | Non-locking screw | Paragon28 | Gorilla, R3CON Screw, D2.7 x 16mm, Non-Locking, Solid, TiA STERILE | P50-453-2716-S | Standalone | DE0502064 | Patients requiring fracture fixation or orthopaedic corrective surgery
Orthopaedics | Trauma - Extramedullary fixation | Plate accessories | Non-locking screw | Paragon28 | Gorilla, R3CON Screw, D2.7 x 17mm, Non-Locking, Solid, TiA STERILE | P50-453-2717-S | Standalone | DE0502064 | Patients requiring fracture fixation or orthopaedic corrective surgery
Orthopaedics | Trauma - Extramedullary fixation | Plate accessories | Non-locking screw | Paragon28 | Gorilla, R3CON Screw, D2.7 x 18mm, Non-Locking, Solid, TiA STERILE | P50-453-2718-S | Standalone | DE0502064 | Patients requiring fracture fixation or orthopaedic corrective surgery
Orthopaedics | Trauma - Extramedullary fixation | Plate accessories | Non-locking screw | Paragon28 | Gorilla, R3CON Screw, D2.7 x 19mm, Non-Locking, Solid, TiA STERILE | P50-453-2719-S | Standalone | DE0502064 | Patients requiring fracture fixation or orthopaedic corrective surgery
Orthopaedics | Trauma - Extramedullary fixation | Plate accessories | Non-locking screw | Paragon28 | Gorilla, R3CON Screw, D2.7 x 20mm, Non-Locking, Solid, TiA STERILE | P50-453-2720-S | Standalone | DE0502064 | Patients requiring fracture fixation or orthopaedic corrective surgery
Orthopaedics | Trauma - Extramedullary fixation | Plate accessories | Non-locking screw | Paragon28 | Gorilla, R3CON Screw, D2.7 x 22mm, Non-Locking, Solid, TiA STERILE | P50-453-2722-S | Standalone | DE0502064 | Patients requiring fracture fixation or orthopaedic corrective surgery
Orthopaedics | Trauma - Extramedullary fixation | Plate accessories | Non-locking screw | Paragon28 | Gorilla, R3CON Screw, D2.7 x 23mm, Non-Locking, Solid, TiA STERILE | P50-453-2723-S | Standalone | DE0502064 | Patients requiring fracture fixation or orthopaedic corrective surgery
Orthopaedics | Trauma - Extramedullary fixation | Plate accessories | Non-locking screw | Paragon28 | Gorilla, R3CON Screw, D2.7 x 24mm, Non-Locking, Solid, TiA STERILE | P50-453-2724-S | Standalone | DE0502064 | Patients requiring fracture fixation or orthopaedic corrective surgery
Orthopaedics | Trauma - Extramedullary fixation | Plate accessories | Non-locking screw | Paragon28 | Gorilla, R3CON Screw, D2.7 x 25mm, Non-Locking, Solid, TiA STERILE | P50-453-2725-S | Standalone | DE0502064 | Patients requiring fracture fixation or orthopaedic corrective surgery
Orthopaedics | Trauma - Extramedullary fixation | Plate accessories | Non-locking screw | Paragon28 | Gorilla, R3CON Screw, D2.7 x 26mm, Non-Locking, Solid, TiA STERILE | P50-453-2726-S | Standalone | DE0502064 | Patients requiring fracture fixation or orthopaedic corrective surgery
Orthopaedics | Trauma - Extramedullary fixation | Plate accessories | Non-locking screw | Paragon28 | Gorilla, R3CON Screw, D2.7 x 27mm, Non-Locking, Solid, TiA STERILE | P50-453-2727-S | Standalone | DE0502064 | Patients requiring fracture fixation or orthopaedic corrective surgery
Orthopaedics | Trauma - Extramedullary fixation | Plate accessories | Non-locking screw | Paragon28 | Gorilla, R3CON Screw, D2.7 x 28mm, Non-Locking, Solid, TiA STERILE | P50-453-2728-S | Standalone | DE0502064 | Patients requiring fracture fixation or orthopaedic corrective surgery
Orthopaedics | Trauma - Extramedullary fixation | Plate accessories | Non-locking screw | Paragon28 | Gorilla, R3CON Screw, D2.7 x 29mm, Non-Locking, Solid, TiA STERILE | P50-453-2729-S | Standalone | DE0502064 | Patients requiring fracture fixation or orthopaedic corrective surgery
Orthopaedics | Trauma - Extramedullary fixation | Plate accessories | Non-locking screw | Paragon28 | Gorilla, R3CON Screw, D2.7 x 30mm, Non-Locking, Solid, TiA STERILE | P50-453-2730-S | Standalone | DE0502064 | Patients requiring fracture fixation or orthopaedic corrective surgery
Orthopaedics | Trauma - Extramedullary fixation | Plate accessories | Non-locking screw | Paragon28 | Gorilla, R3CON Screw, D2.7 x 31mm, Non-Locking, Solid, TiA STERILE | P50-453-2731-S | Standalone | DE0502064 | Patients requiring fracture fixation or orthopaedic corrective surgery
Orthopaedics | Trauma - Extramedullary fixation | Plate accessories | Non-locking screw | Paragon28 | Gorilla, R3CON Screw, D2.7 x 32mm, Non-Locking, Solid, TiA STERILE | P50-453-2732-S | Standalone | DE0502064 | Patients requiring fracture fixation or orthopaedic corrective surgery
Orthopaedics | Trauma - Extramedullary fixation | Plate accessories | Non-locking screw | Paragon28 | Gorilla, R3CON Screw, D2.7 x 33mm, Non-Locking, Solid, TiA STERILE | P50-453-2733-S | Standalone | DE0502064 | Patients requiring fracture fixation or orthopaedic corrective surgery
Orthopaedics | Trauma - Extramedullary fixation | Plate accessories | Non-locking screw | Paragon28 | Gorilla, R3CON Screw, D2.7 x 34mm, Non-Locking, Solid, TiA STERILE | P50-453-2734-S | Standalone | DE0502064 | Patients requiring fracture fixation or orthopaedic corrective surgery
Orthopaedics | Trauma - Extramedullary fixation | Plate accessories | Non-locking screw | Paragon28 | Gorilla, R3CON Screw, D2.7 x 35mm, Non-Locking, Solid, TiA STERILE | P50-453-2735-S | Standalone | DE0502064 | Patients requiring fracture fixation or orthopaedic corrective surgery
Orthopaedics | Trauma - Extramedullary fixation | Plate accessories | Non-locking screw | Paragon28 | Gorilla, R3CON Screw, D2.7 x 36mm, Non-Locking, Solid, TiA STERILE | P50-453-2736-S | Standalone | DE0502064 | Patients requiring fracture fixation or orthopaedic corrective surgery
Orthopaedics | Trauma - Extramedullary fixation | Plate accessories | Non-locking screw | Paragon28 | Gorilla, R3CON Screw, D2.7 x 37mm, Non-Locking, Solid, TiA STERILE | P50-453-2737-S | Standalone | DE0502064 | Patients requiring fracture fixation or orthopaedic corrective surgery
Orthopaedics | Trauma - Extramedullary fixation | Plate accessories | Non-locking screw | Paragon28 | Gorilla, R3CON Screw, D2.7 x 38mm, Non-Locking, Solid, TiA STERILE | P50-453-2738-S | Standalone | DE0502064 | Patients requiring fracture fixation or orthopaedic corrective surgery
Orthopaedics | Trauma - Extramedullary fixation | Plate accessories | Non-locking screw | Paragon28 | Gorilla, R3CON Screw, D2.7 x 39mm, Non-Locking, Solid, TiA STERILE | P50-453-2739-S | Standalone | DE0502064 | Patients requiring fracture fixation or orthopaedic corrective surgery
Orthopaedics | Trauma - Extramedullary fixation | Plate accessories | Non-locking screw | Paragon28 | Gorilla, R3CON Screw, D2.7 x 40mm, Non-Locking, Solid, TiA STERILE | P50-453-2740-S | Standalone | DE0502064 | Patients requiring fracture fixation or orthopaedic corrective surgery
Orthopaedics | Trauma - Extramedullary fixation | Plate accessories | Non-locking screw | Paragon28 | Gorilla, R3CON Screw, D2.70 x 42mm, Non-Locking, Solid, TiA STERILE | P50-453-2742-S | Standalone | DE0502064 | Patients requiring fracture fixation or orthopaedic corrective surgery
Orthopaedics | Trauma - Extramedullary fixation | Plate accessories | Non-locking screw | Paragon28 | Gorilla, R3CON Screw, D2.70 x 44mm, Non-Locking, Solid, TiA STERILE | P50-453-2744-S | Standalone | DE0502064 | Patients requiring fracture fixation or orthopaedic corrective surgery
Orthopaedics | Trauma - Extramedullary fixation | Plate accessories | Non-locking screw | Paragon28 | Gorilla, R3CON Screw, D2.70 x 46mm, Non-Locking, Solid, TiA STERILE | P50-453-2746-S | Standalone | DE0502064 | Patients requiring fracture fixation or orthopaedic corrective surgery
Orthopaedics | Trauma - Extramedullary fixation | Plate accessories | Non-locking screw | Paragon28 | Gorilla, R3CON Screw, D2.70 x 48mm, Non-Locking, Solid, TiA STERILE | P50-453-2748-S | Standalone | DE0502064 | Patients requiring fracture fixation or orthopaedic corrective surgery
Orthopaedics | Trauma - Extramedullary fixation | Plate accessories | Non-locking screw | Paragon28 | Gorilla, R3CON Screw, D2.70 x 50mm, Non-Locking, Solid, TiA STERILE | P50-453-2750-S | Standalone | DE0502064 | Patients requiring fracture fixation or orthopaedic corrective surgery
Orthopaedics | Trauma - Extramedullary fixation | Plate accessories | Non-locking screw | Paragon28 | Gorilla, R3CON Screw, D2.70 x 52mm, Non-Locking, Solid, TiA STERILE | P50-453-2752-S | Standalone | DE0502064 | Patients requiring fracture fixation or orthopaedic corrective surgery
Orthopaedics | Trauma - Extramedullary fixation | Plate accessories | Non-locking screw | Paragon28 | Gorilla, R3CON Screw, D2.70 x 54mm, Non-Locking, Solid, TiA STERILE | P50-453-2754-S | Standalone | DE0502064 | Patients requiring fracture fixation or orthopaedic corrective surgery
Orthopaedics | Trauma - Extramedullary fixation | Plate accessories | Non-locking screw | Paragon28 | Gorilla, 3.5 x 8 mm R3CON Non-Locking Plate Screw STERILE | P50-453-3508-S | Standalone | DE0502064 | Patients requiring fracture fixation or orthopaedic corrective surgery
Orthopaedics | Trauma - Extramedullary fixation | Plate accessories | Non-locking screw | Paragon28 | Gorilla, 3.5 X 10mm R3CON Non-Locking Plate Screw STERILE | P50-453-3510-S | Standalone | DE0502064 | Patients requiring fracture fixation or orthopaedic corrective surgery
Orthopaedics | Trauma - Extramedullary fixation | Plate accessories | Non-locking screw | Paragon28 | Gorilla, 3.5 X 12mm R3CON Non-Locking Plate Screw STERILE | P50-453-3512-S | Standalone | DE0502064 | Patients requiring fracture fixation or orthopaedic corrective surgery
Orthopaedics | Trauma - Extramedullary fixation | Plate accessories | Non-locking screw | Paragon28 | Gorilla, 3.5 X 14mm R3CON Non-Locking Plate Screw STERILE | P50-453-3514-S | Standalone | DE0502064 | Patients requiring fracture fixation or orthopaedic corrective surgery
Orthopaedics | Trauma - Extramedullary fixation | Plate accessories | Non-locking screw | Paragon28 | Gorilla, 3.5 X 16mm R3CON Non-Locking Plate Screw STERILE | P50-453-3516-S | Standalone | DE0502064 | Patients requiring fracture fixation or orthopaedic corrective surgery
Orthopaedics | Trauma - Extramedullary fixation | Plate accessories | Non-locking screw | Paragon28 | Gorilla, 3.5 X 18mm R3CON Non-Locking Plate Screw STERILE | P50-453-3518-S | Standalone | DE0502064 | Patients requiring fracture fixation or orthopaedic corrective surgery
Orthopaedics | Trauma - Extramedullary fixation | Plate accessories | Non-locking screw | Paragon28 | Gorilla, 3.5 X 20mm R3CON Non-Locking Plate Screw STERILE | P50-453-3520-S | Standalone | DE0502064 | Patients requiring fracture fixation or orthopaedic corrective surgery
Orthopaedics | Trauma - Extramedullary fixation | Plate accessories | Non-locking screw | Paragon28 | Gorilla, 3.5 X 22mm R3CON Non-Locking Plate Screw STERILE | P50-453-3522-S | Standalone | DE0502064 | Patients requiring fracture fixation or orthopaedic corrective surgery
Orthopaedics | Trauma - Extramedullary fixation | Plate accessories | Non-locking screw | Paragon28 | Gorilla, 3.5 X 24mm R3CON Non-Locking Plate Screw STERILE | P50-453-3524-S | Standalone | DE0502064 | Patients requiring fracture fixation or orthopaedic corrective surgery
Orthopaedics | Trauma - Extramedullary fixation | Plate accessories | Non-locking screw | Paragon28 | Gorilla, 3.5 X 26mm R3CON Non-Locking Plate Screw STERILE | P50-453-3526-S | Standalone | DE0502064 | Patients requiring fracture fixation or orthopaedic corrective surgery
Orthopaedics | Trauma - Extramedullary fixation | Plate accessories | Non-locking screw | Paragon28 | Gorilla, 3.5 X 28mm R3CON Non-Locking Plate Screw STERILE | P50-453-3528-S | Standalone | DE0502064 | Patients requiring fracture fixation or orthopaedic corrective surgery
Orthopaedics | Trauma - Extramedullary fixation | Plate accessories | Non-locking screw | Paragon28 | Gorilla, 3.5 X 30mm R3CON Non-Locking Plate Screw STERILE | P50-453-3530-S | Standalone | DE0502064 | Patients requiring fracture fixation or orthopaedic corrective surgery
Orthopaedics | Trauma - Extramedullary fixation | Plate accessories | Non-locking screw | Paragon28 | Gorilla, 3.5 X 32mm R3CON Non-Locking Plate Screw STERILE | P50-453-3532-S | Standalone | DE0502064 | Patients requiring fracture fixation or orthopaedic corrective surgery
Orthopaedics | Trauma - Extramedullary fixation | Plate accessories | Non-locking screw | Paragon28 | Gorilla, 3.5 X 34mm R3CON Non-Locking Plate Screw STERILE | P50-453-3534-S | Standalone | DE0502064 | Patients requiring fracture fixation or orthopaedic corrective surgery
Orthopaedics | Trauma - Extramedullary fixation | Plate accessories | Non-locking screw | Paragon28 | Gorilla, 3.5 X 36mm R3CON Non-Locking Plate Screw STERILE | P50-453-3536-S | Standalone | DE0502064 | Patients requiring fracture fixation or orthopaedic corrective surgery
Orthopaedics | Trauma - Extramedullary fixation | Plate accessories | Non-locking screw | Paragon28 | Gorilla, 3.5 X 38mm R3CON Non-Locking Plate Screw STERILE | P50-453-3538-S | Standalone | DE0502064 | Patients requiring fracture fixation or orthopaedic corrective surgery
Orthopaedics | Trauma - Extramedullary fixation | Plate accessories | Non-locking screw | Paragon28 | Gorilla, 3.5 X 40mm R3CON Non-Locking Plate Screw STERILE | P50-453-3540-S | Standalone | DE0502064 | Patients requiring fracture fixation or orthopaedic corrective surgery
Orthopaedics | Trauma - Extramedullary fixation | Plate accessories | Non-locking screw | Paragon28 | Gorilla, 3.5 x 42 mm R3CON Non-Locking Plate Screw STERILE | P50-453-3542-S | Standalone | DE0502064 | Patients requiring fracture fixation or orthopaedic corrective surgery
Orthopaedics | Trauma - Extramedullary fixation | Plate accessories | Non-locking screw | Paragon28 | Gorilla, 3.5 x 44 mm R3CON Non-Locking Plate Screw STERILE | P50-453-3544-S | Standalone | DE0502064 | Patients requiring fracture fixation or orthopaedic corrective surgery
Orthopaedics | Trauma - Extramedullary fixation | Plate accessories | Non-locking screw | Paragon28 | Gorilla, 3.5 x 46 mm R3CON Non-Locking Plate Screw STERILE | P50-453-3546-S | Standalone | DE0502064 | Patients requiring fracture fixation or orthopaedic corrective surgery
Orthopaedics | Trauma - Extramedullary fixation | Plate accessories | Non-locking screw | Paragon28 | Gorilla, 3.5 x 48 mm R3CON Non-Locking Plate Screw STERILE | P50-453-3548-S | Standalone | DE0502064 | Patients requiring fracture fixation or orthopaedic corrective surgery
Orthopaedics | Trauma - Extramedullary fixation | Plate accessories | Non-locking screw | Paragon28 | Gorilla, 3.5 x 50 mm R3CON Non-Locking Plate Screw STERILE | P50-453-3550-S | Standalone | DE0502064 | Patients requiring fracture fixation or orthopaedic corrective surgery
Orthopaedics | Trauma - Extramedullary fixation | Plate accessories | Non-locking screw | Paragon28 | Gorilla, 3.5 x 52 mm R3CON Non-Locking Plate Screw STERILE | P50-453-3552-S | Standalone | DE0502064 | Patients requiring fracture fixation or orthopaedic corrective surgery
Orthopaedics | Trauma - Extramedullary fixation | Plate accessories | Non-locking screw | Paragon28 | Gorilla, 3.5 x 54 mm R3CON Non-Locking Plate Screw STERILE | P50-453-3554-S | Standalone | DE0502064 | Patients requiring fracture fixation or orthopaedic corrective surgery
Orthopaedics | Trauma - Extramedullary fixation | Plate accessories | Non-locking screw | Paragon28 | Gorilla, 3.5 x 55 mm R3CON Non-Locking Plate Screw STERILE | P50-453-3555-S | Standalone | DE0502064 | Patients requiring fracture fixation or orthopaedic corrective surgery
Orthopaedics | Trauma - Extramedullary fixation | Plate accessories | Non-locking screw | Paragon28 | Gorilla, 3.5 x 56 mm R3CON Non-Locking Plate Screw STERILE | P50-453-3556-S | Standalone | DE0502064 | Patients requiring fracture fixation or orthopaedic corrective surgery
Orthopaedics | Trauma - Extramedullary fixation | Plate accessories | Non-locking screw | Paragon28 | Gorilla, 3.5 x 58 mm R3CON Non-Locking Plate Screw STERILE | P50-453-3558-S | Standalone | DE0502064 | Patients requiring fracture fixation or orthopaedic corrective surgery
Orthopaedics | Trauma - Extramedullary fixation | Plate accessories | Non-locking screw | Paragon28 | Gorilla, 3.5 x 60 mm R3CON Non-Locking Plate Screw STERILE | P50-453-3560-S | Standalone | DE0502064 | Patients requiring fracture fixation or orthopaedic corrective surgery
Orthopaedics | Trauma - Extramedullary fixation | Plate accessories | Non-locking screw | Paragon28 | Gorilla, 3.5 x 62 mm R3CON Non-Locking Plate Screw STERILE | P50-453-3562-S | Standalone | DE0502064 | Patients requiring fracture fixation or orthopaedic corrective surgery
Orthopaedics | Trauma - Extramedullary fixation | Plate accessories | Non-locking screw | Paragon28 | Gorilla, 3.5 x 64 mm R3CON Non-Locking Plate Screw STERILE | P50-453-3564-S | Standalone | DE0502064 | Patients requiring fracture fixation or orthopaedic corrective surgery
Orthopaedics | Trauma - Extramedullary fixation | Plate accessories | Non-locking screw | Paragon28 | Gorilla, 3.5 x 65 mm R3CON Non-Locking Plate Screw STERILE | P50-453-3565-S | Standalone | DE0502064 | Patients requiring fracture fixation or orthopaedic corrective surgery
Orthopaedics | Trauma - Extramedullary fixation | Plate accessories | Non-locking screw | Paragon28 | Gorilla, 3.5 x 66 mm R3CON Non-Locking Plate Screw STERILE | P50-453-3566-S | Standalone | DE0502064 | Patients requiring fracture fixation or orthopaedic corrective surgery
Orthopaedics | Trauma - Extramedullary fixation | Plate accessories | Non-locking screw | Paragon28 | Gorilla, 3.5 x 68 mm R3CON Non-Locking Plate Screw STERILE | P50-453-3568-S | Standalone | DE0502064 | Patients requiring fracture fixation or orthopaedic corrective surgery
Orthopaedics | Trauma - Extramedullary fixation | Plate accessories | Non-locking screw | Paragon28 | Gorilla, 3.5 x 70 mm R3CON Non-Locking Plate Screw STERILE | P50-453-3570-S | Standalone | DE0502064 | Patients requiring fracture fixation or orthopaedic corrective surgery
Orthopaedics | Trauma - Extramedullary fixation | Plate accessories | Non-locking screw | Paragon28 | Gorilla, 3.5 x 80mm R3CON Non-Locking Plate Screw STERILE | P50-453-3580-S | Standalone | DE0502064 | Patients requiring fracture fixation or orthopaedic corrective surgery
Orthopaedics | Trauma - Extramedullary fixation | Plate accessories | Non-locking screw | Paragon28 | Gorilla, 3.5 x 90mm R3CON Non-Locking Plate Screw STERILE | P50-453-3590-S | Standalone | DE0502064 | Patients requiring fracture fixation or orthopaedic corrective surgery
Orthopaedics | Trauma - Extramedullary fixation | Plate accessories | Non-locking screw | Paragon28 | Gorilla, 4.2 x 8mm R3CON Non-Locking Plate Screw | P50-453-4208-S | Standalone | DE0502064 | Patients requiring fracture fixation or orthopaedic corrective surgery
Orthopaedics | Trauma - Extramedullary fixation | Plate accessories | Non-locking screw | Paragon28 | Gorilla, 4.2 X 10mm R3CON Non-Locking Plate Screw STERILE | P50-453-4210-S | Standalone | DE0502064 | Patients requiring fracture fixation or orthopaedic corrective surgery
Orthopaedics | Trauma - Extramedullary fixation | Plate accessories | Non-locking screw | Paragon28 | Gorilla, 4.2 X 12mm R3CON Non-Locking Plate Screw STERILE | P50-453-4212-S | Standalone | DE0502064 | Patients requiring fracture fixation or orthopaedic corrective surgery
Orthopaedics | Trauma - Extramedullary fixation | Plate accessories | Non-locking screw | Paragon28 | Gorilla, 4.2 X 14mm R3CON Non-Locking Plate Screw STERILE | P50-453-4214-S | Standalone | DE0502064 | Patients requiring fracture fixation or orthopaedic corrective surgery
Orthopaedics | Trauma - Extramedullary fixation | Plate accessories | Non-locking screw | Paragon28 | Gorilla, 4.2 x 16 mm R3CON Non-Locking Plate Screw STERILE | P50-453-4216-S | Standalone | DE0502064 | Patients requiring fracture fixation or orthopaedic corrective surgery
Orthopaedics | Trauma - Extramedullary fixation | Plate accessories | Non-locking screw | Paragon28 | Gorilla, 4.2 x 18 mm R3CON Non-Locking Plate Screw STERILE | P50-453-4218-S | Standalone | DE0502064 | Patients requiring fracture fixation or orthopaedic corrective surgery
Orthopaedics | Trauma - Extramedullary fixation | Plate accessories | Non-locking screw | Paragon28 | Gorilla, 4.2 x 20 mm R3CON Non-Locking Plate Screw STERILE | P50-453-4220-S | Standalone | DE0502064 | Patients requiring fracture fixation or orthopaedic corrective surgery
Orthopaedics | Trauma - Extramedullary fixation | Plate accessories | Non-locking screw | Paragon28 | Gorilla, 4.2 x 22 mm R3CON Non-Locking Plate Screw STERILE | P50-453-4222-S | Standalone | DE0502064 | Patients requiring fracture fixation or orthopaedic corrective surgery
Orthopaedics | Trauma - Extramedullary fixation | Plate accessories | Non-locking screw | Paragon28 | Gorilla, 4.2 x 24 mm R3CON Non-Locking Plate Screw STERILE | P50-453-4224-S | Standalone | DE0502064 | Patients requiring fracture fixation or orthopaedic corrective surgery
Orthopaedics | Trauma - Extramedullary fixation | Plate accessories | Non-locking screw | Paragon28 | Gorilla, 4.2 x 26 mm R3CON Non-Locking Plate Screw STERILE | P50-453-4226-S | Standalone | DE0502064 | Patients requiring fracture fixation or orthopaedic corrective surgery
Orthopaedics | Trauma - Extramedullary fixation | Plate accessories | Non-locking screw | Paragon28 | Gorilla, 4.2 x 28 mm R3CON Non-Locking Plate Screw STERILE | P50-453-4228-S | Standalone | DE0502064 | Patients requiring fracture fixation or orthopaedic corrective surgery
Orthopaedics | Trauma - Extramedullary fixation | Plate accessories | Non-locking screw | Paragon28 | Gorilla, 4.2 x 30 mm R3CON Non-Locking Plate Screw STERILE | P50-453-4230-S | Standalone | DE0502064 | Patients requiring fracture fixation or orthopaedic corrective surgery
Orthopaedics | Trauma - Extramedullary fixation | Plate accessories | Non-locking screw | Paragon28 | Gorilla, 4.2 x 32 mm R3CON Non-Locking Plate Screw STERILE | P50-453-4232-S | Standalone | DE0502064 | Patients requiring fracture fixation or orthopaedic corrective surgery
Orthopaedics | Trauma - Extramedullary fixation | Plate accessories | Non-locking screw | Paragon28 | Gorilla, 4.2 x 34 mm R3CON Non-Locking Plate Screw STERILE | P50-453-4234-S | Standalone | DE0502064 | Patients requiring fracture fixation or orthopaedic corrective surgery
Orthopaedics | Trauma - Extramedullary fixation | Plate accessories | Non-locking screw | Paragon28 | Gorilla, 4.2 x 36 mm R3CON Non-Locking Plate Screw STERILE | P50-453-4236-S | Standalone | DE0502064 | Patients requiring fracture fixation or orthopaedic corrective surgery
Orthopaedics | Trauma - Extramedullary fixation | Plate accessories | Non-locking screw | Paragon28 | Gorilla, 4.2 x 38 mm R3CON Non-Locking Plate Screw STERILE | P50-453-4238-S | Standalone | DE0502064 | Patients requiring fracture fixation or orthopaedic corrective surgery
Orthopaedics | Trauma - Extramedullary fixation | Plate accessories | Non-locking screw | Paragon28 | Gorilla, 4.2 x 40 mm R3CON Non-Locking Plate Screw STERILE | P50-453-4240-S | Standalone | DE0502064 | Patients requiring fracture fixation or orthopaedic corrective surgery
Orthopaedics | Trauma - Extramedullary fixation | Plate accessories | Non-locking screw | Paragon28 | Gorilla, 4.2 x 42 mm R3CON Non-Locking Plate Screw STERILE | P50-453-4242-S | Standalone | DE0502064 | Patients requiring fracture fixation or orthopaedic corrective surgery
Orthopaedics | Trauma - Extramedullary fixation | Plate accessories | Non-locking screw | Paragon28 | Gorilla, 4.2 x 44 mm R3CON Non-Locking Plate Screw STERILE | P50-453-4244-S | Standalone | DE0502064 | Patients requiring fracture fixation or orthopaedic corrective surgery
Orthopaedics | Trauma - Extramedullary fixation | Plate accessories | Non-locking screw | Paragon28 | Gorilla, 4.2 x 46 mm R3CON Non-Locking Plate Screw STERILE | P50-453-4246-S | Standalone | DE0502064 | Patients requiring fracture fixation or orthopaedic corrective surgery
Orthopaedics | Trauma - Extramedullary fixation | Plate accessories | Non-locking screw | Paragon28 | Gorilla, 4.2 x 48 mm R3CON Non-Locking Plate Screw STERILE | P50-453-4248-S | Standalone | DE0502064 | Patients requiring fracture fixation or orthopaedic corrective surgery
Orthopaedics | Trauma - Extramedullary fixation | Plate accessories | Non-locking screw | Paragon28 | Gorilla, 4.2 x 50 mm R3CON Non-Locking Plate Screw STERILE | P50-453-4250-S | Standalone | DE0502064 | Patients requiring fracture fixation or orthopaedic corrective surgery
Orthopaedics | Trauma - Extramedullary fixation | Plate accessories | Non-locking screw | Paragon28 | Gorilla, 4.2 x 52 mm R3CON Non-Locking Plate Screw STERILE | P50-453-4252-S | Standalone | DE0502064 | Patients requiring fracture fixation or orthopaedic corrective surgery
Orthopaedics | Trauma - Extramedullary fixation | Plate accessories | Non-locking screw | Paragon28 | Gorilla, 4.2 x 54 mm R3CON Non-Locking Plate Screw STERILE | P50-453-4254-S | Standalone | DE0502064 | Patients requiring fracture fixation or orthopaedic corrective surgery
Orthopaedics | Trauma - Extramedullary fixation | Plate accessories | Non-locking screw | Paragon28 | Gorilla, 4.2 x 55 mm R3CON Non-Locking Plate Screw STERILE | P50-453-4255-S | Standalone | DE0502064 | Patients requiring fracture fixation or orthopaedic corrective surgery
Orthopaedics | Trauma - Extramedullary fixation | Plate accessories | Non-locking screw | Paragon28 | Gorilla, 4.2 x 56 mm R3CON Non-Locking Plate Screw STERILE | P50-453-4256-S | Standalone | DE0502064 | Patients requiring fracture fixation or orthopaedic corrective surgery
Orthopaedics | Trauma - Extramedullary fixation | Plate accessories | Non-locking screw | Paragon28 | Gorilla, 4.2 x 58 mm R3CON Non-Locking Plate Screw STERILE | P50-453-4258-S | Standalone | DE0502064 | Patients requiring fracture fixation or orthopaedic corrective surgery
Orthopaedics | Trauma - Extramedullary fixation | Plate accessories | Non-locking screw | Paragon28 | Gorilla, 4.2 x 60 mm R3CON Non-Locking Plate Screw STERILE | P50-453-4260-S | Standalone | DE0502064 | Patients requiring fracture fixation or orthopaedic corrective surgery
Orthopaedics | Trauma - Extramedullary fixation | Plate accessories | Non-locking screw | Paragon28 | Gorilla, 4.2 x 62 mm R3CON Non-Locking Plate Screw STERILE | P50-453-4262-S | Standalone | DE0502064 | Patients requiring fracture fixation or orthopaedic corrective surgery
Orthopaedics | Trauma - Extramedullary fixation | Plate accessories | Non-locking screw | Paragon28 | Gorilla, 4.2 x 64 mm R3CON Non-Locking Plate Screw STERILE | P50-453-4264-S | Standalone | DE0502064 | Patients requiring fracture fixation or orthopaedic corrective surgery
Orthopaedics | Trauma - Extramedullary fixation | Plate accessories | Non-locking screw | Paragon28 | Gorilla, 4.2 x 65 mm R3CON Non-Locking Plate Screw STERILE | P50-453-4265-S | Standalone | DE0502064 | Patients requiring fracture fixation or orthopaedic corrective surgery
Orthopaedics | Trauma - Extramedullary fixation | Plate accessories | Non-locking screw | Paragon28 | Gorilla, 4.2 x 66 mm R3CON Non-Locking Plate Screw STERILE | P50-453-4266-S | Standalone | DE0502064 | Patients requiring fracture fixation or orthopaedic corrective surgery
Orthopaedics | Trauma - Extramedullary fixation | Plate accessories | Non-locking screw | Paragon28 | Gorilla, 4.2 x 68 mm R3CON Non-Locking Plate Screw STERILE | P50-453-4268-S | Standalone | DE0502064 | Patients requiring fracture fixation or orthopaedic corrective surgery
Orthopaedics | Trauma - Extramedullary fixation | Plate accessories | Non-locking screw | Paragon28 | Gorilla, 4.2 x 70 mm R3CON Non-Locking Plate Screw STERILE | P50-453-4270-S | Standalone | DE0502064 | Patients requiring fracture fixation or orthopaedic corrective surgery
Orthopaedics | Trauma - Extramedullary fixation | Plate accessories | Locking screw | Paragon28 | Silverback Locking Plate Screw, 4.5 x 14mm STERILE | P50-553-4514-S | Standalone | DE0502064 | Patients requiring fracture fixation or orthopaedic corrective surgery
Orthopaedics | Trauma - Extramedullary fixation | Plate accessories | Locking screw | Paragon28 | Silverback Locking Plate Screw, 4.5 x 16mm STERILE | P50-553-4516-S | Standalone | DE0502064 | Patients requiring fracture fixation or orthopaedic corrective surgery
Orthopaedics | Trauma - Extramedullary fixation | Plate accessories | Locking screw | Paragon28 | Silverback Locking Plate Screw, 4.5 x 18mm STERILE | P50-553-4518-S | Standalone | DE0502064 | Patients requiring fracture fixation or orthopaedic corrective surgery
Orthopaedics | Trauma - Extramedullary fixation | Plate accessories | Locking screw | Paragon28 | Silverback Locking Plate Screw, 4.5 x 20mm STERILE | P50-553-4520-S | Standalone | DE0502064 | Patients requiring fracture fixation or orthopaedic corrective surgery
Orthopaedics | Trauma - Extramedullary fixation | Plate accessories | Locking screw | Paragon28 | Silverback Locking Plate Screw, 4.5 x 22mm STERILE | P50-553-4522-S | Standalone | DE0502064 | Patients requiring fracture fixation or orthopaedic corrective surgery
Orthopaedics | Trauma - Extramedullary fixation | Plate accessories | Locking screw | Paragon28 | Silverback Locking Plate Screw, 4.5 x 24mm STERILE | P50-553-4524-S | Standalone | DE0502064 | Patients requiring fracture fixation or orthopaedic corrective surgery
Orthopaedics | Trauma - Extramedullary fixation | Plate accessories | Locking screw | Paragon28 | Silverback Locking Plate Screw, 4.5 x 26mm STERILE | P50-553-4526-S | Standalone | DE0502064 | Patients requiring fracture fixation or orthopaedic corrective surgery
Orthopaedics | Trauma - Extramedullary fixation | Plate accessories | Locking screw | Paragon28 | Silverback Locking Plate Screw, 4.5 x 28mm STERILE | P50-553-4528-S | Standalone | DE0502064 | Patients requiring fracture fixation or orthopaedic corrective surgery
Orthopaedics | Trauma - Extramedullary fixation | Plate accessories | Locking screw | Paragon28 | Silverback Locking Plate Screw, 4.5 x 30mm STERILE | P50-553-4530-S | Standalone | DE0502064 | Patients requiring fracture fixation or orthopaedic corrective surgery
Orthopaedics | Trauma - Extramedullary fixation | Plate accessories | Locking screw | Paragon28 | Silverback Locking Plate Screw, 4.5 x 32mm STERILE | P50-553-4532-S | Standalone | DE0502064 | Patients requiring fracture fixation or orthopaedic corrective surgery
Orthopaedics | Trauma - Extramedullary fixation | Plate accessories | Locking screw | Paragon28 | Silverback Locking Plate Screw, 4.5 x 34mm STERILE | P50-553-4534-S | Standalone | DE0502064 | Patients requiring fracture fixation or orthopaedic corrective surgery
Orthopaedics | Trauma - Extramedullary fixation | Plate accessories | Locking screw | Paragon28 | Silverback Locking Plate Screw, 4.5 x 36mm STERILE | P50-553-4536-S | Standalone | DE0502064 | Patients requiring fracture fixation or orthopaedic corrective surgery
Orthopaedics | Trauma - Extramedullary fixation | Plate accessories | Locking screw | Paragon28 | Silverback Locking Plate Screw, 4.5 x 38mm STERILE | P50-553-4538-S | Standalone | DE0502064 | Patients requiring fracture fixation or orthopaedic corrective surgery
Orthopaedics | Trauma - Extramedullary fixation | Plate accessories | Locking screw | Paragon28 | Silverback Locking Plate Screw, 4.5 x 40mm STERILE | P50-553-4540-S | Standalone | DE0502064 | Patients requiring fracture fixation or orthopaedic corrective surgery
Orthopaedics | Trauma - Extramedullary fixation | Plate accessories | Locking screw | Paragon28 | Silverback Locking Plate Screw, 4.5 x 42mm STERILE | P50-553-4542-S | Standalone | DE0502064 | Patients requiring fracture fixation or orthopaedic corrective surgery
Orthopaedics | Trauma - Extramedullary fixation | Plate accessories | Locking screw | Paragon28 | Silverback Locking Plate Screw, 4.5 x 44mm STERILE | P50-553-4544-S | Standalone | DE0502064 | Patients requiring fracture fixation or orthopaedic corrective surgery
Orthopaedics | Trauma - Extramedullary fixation | Plate accessories | Locking screw | Paragon28 | Silverback Locking Plate Screw, 4.5 x 46mm STERILE | P50-553-4546-S | Standalone | DE0502064 | Patients requiring fracture fixation or orthopaedic corrective surgery
Orthopaedics | Trauma - Extramedullary fixation | Plate accessories | Locking screw | Paragon28 | Silverback Locking Plate Screw, 4.5 x 48mm STERILE | P50-553-4548-S | Standalone | DE0502064 | Patients requiring fracture fixation or orthopaedic corrective surgery
Orthopaedics | Trauma - Extramedullary fixation | Plate accessories | Locking screw | Paragon28 | Silverback Locking Plate Screw, 4.5 x 50mm STERILE | P50-553-4550-S | Standalone | DE0502064 | Patients requiring fracture fixation or orthopaedic corrective surgery
Orthopaedics | Trauma - Extramedullary fixation | Plate accessories | Locking screw | Paragon28 | Silverback Locking Plate Screw, 4.5 x 55mm STERILE | P50-553-4555-S | Standalone | DE0502064 | Patients requiring fracture fixation or orthopaedic corrective surgery
Orthopaedics | Trauma - Extramedullary fixation | Plate accessories | Locking screw | Paragon28 | Silverback Locking Plate Screw, 4.5 x 60mm STERILE | P50-553-4560-S | Standalone | DE0502064 | Patients requiring fracture fixation or orthopaedic corrective surgery
Orthopaedics | Trauma - Extramedullary fixation | Plate accessories | Locking screw | Paragon28 | Silverback Locking Plate Screw, 5.2 x 14mm STERILE | P50-553-5214-S | Standalone | DE0502064 | Patients requiring fracture fixation or orthopaedic corrective surgery
Orthopaedics | Trauma - Extramedullary fixation | Plate accessories | Locking screw | Paragon28 | Silverback Locking Plate Screw, 5.2 x 16mm STERILE | P50-553-5216-S | Standalone | DE0502064 | Patients requiring fracture fixation or orthopaedic corrective surgery
Orthopaedics | Trauma - Extramedullary fixation | Plate accessories | Locking screw | Paragon28 | Silverback Locking Plate Screw, 5.2 x 18mm STERILE | P50-553-5218-S | Standalone | DE0502064 | Patients requiring fracture fixation or orthopaedic corrective surgery
Orthopaedics | Trauma - Extramedullary fixation | Plate accessories | Locking screw | Paragon28 | Silverback Locking Plate Screw, 5.2 x 20mm STERILE | P50-553-5220-S | Standalone | DE0502064 | Patients requiring fracture fixation or orthopaedic corrective surgery
Orthopaedics | Trauma - Extramedullary fixation | Plate accessories | Locking screw | Paragon28 | Silverback Locking Plate Screw, 5.2 x 22mm STERILE | P50-553-5222-S | Standalone | DE0502064 | Patients requiring fracture fixation or orthopaedic corrective surgery
Orthopaedics | Trauma - Extramedullary fixation | Plate accessories | Locking screw | Paragon28 | Silverback Locking Plate Screw, 5.2 x 24mm STERILE | P50-553-5224-S | Standalone | DE0502064 | Patients requiring fracture fixation or orthopaedic corrective surgery
Orthopaedics | Trauma - Extramedullary fixation | Plate accessories | Locking screw | Paragon28 | Silverback Locking Plate Screw, 5.2 x 26mm STERILE | P50-553-5226-S | Standalone | DE0502064 | Patients requiring fracture fixation or orthopaedic corrective surgery
Orthopaedics | Trauma - Extramedullary fixation | Plate accessories | Locking screw | Paragon28 | Silverback Locking Plate Screw, 5.2 x 28mm STERILE | P50-553-5228-S | Standalone | DE0502064 | Patients requiring fracture fixation or orthopaedic corrective surgery
Orthopaedics | Trauma - Extramedullary fixation | Plate accessories | Locking screw | Paragon28 | Silverback Locking Plate Screw, 5.2 x 30mm STERILE | P50-553-5230-S | Standalone | DE0502064 | Patients requiring fracture fixation or orthopaedic corrective surgery
Orthopaedics | Trauma - Extramedullary fixation | Plate accessories | Locking screw | Paragon28 | Silverback Locking Plate Screw, 5.2 x 32mm STERILE | P50-553-5232-S | Standalone | DE0502064 | Patients requiring fracture fixation or orthopaedic corrective surgery
Orthopaedics | Trauma - Extramedullary fixation | Plate accessories | Locking screw | Paragon28 | Silverback Locking Plate Screw, 5.2 x 34mm STERILE | P50-553-5234-S | Standalone | DE0502064 | Patients requiring fracture fixation or orthopaedic corrective surgery
Orthopaedics | Trauma - Extramedullary fixation | Plate accessories | Locking screw | Paragon28 | Silverback Locking Plate Screw, 5.2 x 36mm STERILE | P50-553-5236-S | Standalone | DE0502064 | Patients requiring fracture fixation or orthopaedic corrective surgery
Orthopaedics | Trauma - Extramedullary fixation | Plate accessories | Locking screw | Paragon28 | Silverback Locking Plate Screw, 5.2 x 38mm STERILE | P50-553-5238-S | Standalone | DE0502064 | Patients requiring fracture fixation or orthopaedic corrective surgery
Orthopaedics | Trauma - Extramedullary fixation | Plate accessories | Locking screw | Paragon28 | Silverback Locking Plate Screw, 5.2 x 40mm STERILE | P50-553-5240-S | Standalone | DE0502064 | Patients requiring fracture fixation or orthopaedic corrective surgery
Orthopaedics | Trauma - Extramedullary fixation | Plate accessories | Locking screw | Paragon28 | Silverback Locking Plate Screw, 5.2 x 42mm STERILE | P50-553-5242-S | Standalone | DE0502064 | Patients requiring fracture fixation or orthopaedic corrective surgery
Orthopaedics | Trauma - Extramedullary fixation | Plate accessories | Locking screw | Paragon28 | Silverback Locking Plate Screw, 5.2 x 44mm STERILE | P50-553-5244-S | Standalone | DE0502064 | Patients requiring fracture fixation or orthopaedic corrective surgery
Orthopaedics | Trauma - Extramedullary fixation | Plate accessories | Locking screw | Paragon28 | Silverback Locking Plate Screw, 5.2 x 46mm STERILE | P50-553-5246-S | Standalone | DE0502064 | Patients requiring fracture fixation or orthopaedic corrective surgery
Orthopaedics | Trauma - Extramedullary fixation | Plate accessories | Locking screw | Paragon28 | Silverback Locking Plate Screw, 5.2 x 48mm STERILE | P50-553-5248-S | Standalone | DE0502064 | Patients requiring fracture fixation or orthopaedic corrective surgery
Orthopaedics | Trauma - Extramedullary fixation | Plate accessories | Locking screw | Paragon28 | Silverback Locking Plate Screw, 5.2 x 50mm STERILE | P50-553-5250-S | Standalone | DE0502064 | Patients requiring fracture fixation or orthopaedic corrective surgery
Orthopaedics | Trauma - Extramedullary fixation | Plate accessories | Locking screw | Paragon28 | Silverback Locking Plate Screw, 5.2 x 55mm STERILE | P50-553-5255-S | Standalone | DE0502064 | Patients requiring fracture fixation or orthopaedic corrective surgery
Orthopaedics | Trauma - Extramedullary fixation | Plate accessories | Locking screw | Paragon28 | Silverback Locking Plate Screw, 5.2 x 60mm STERILE | P50-553-5260-S | Standalone | DE0502064 | Patients requiring fracture fixation or orthopaedic corrective surgery
Orthopaedics | Trauma - Extramedullary fixation | Plate accessories | Non-locking screw | Paragon28 | Silverback Non-Locking Plate Screw, 4.5 x 14mm STERILE | P50-653-4514-S | Standalone | DE0502064 | Patients requiring fracture fixation or orthopaedic corrective surgery
Orthopaedics | Trauma - Extramedullary fixation | Plate accessories | Non-locking screw | Paragon28 | Silverback Non-Locking Plate Screw, 4.5 x 16mm STERILE | P50-653-4516-S | Standalone | DE0502064 | Patients requiring fracture fixation or orthopaedic corrective surgery
Orthopaedics | Trauma - Extramedullary fixation | Plate accessories | Non-locking screw | Paragon28 | Silverback Non-Locking Plate Screw, 4.5 x 18mm STERILE | P50-653-4518-S | Standalone | DE0502064 | Patients requiring fracture fixation or orthopaedic corrective surgery
Orthopaedics | Trauma - Extramedullary fixation | Plate accessories | Non-locking screw | Paragon28 | Silverback Non-Locking Plate Screw, 4.5 x 20mm STERILE | P50-653-4520-S | Standalone | DE0502064 | Patients requiring fracture fixation or orthopaedic corrective surgery
Orthopaedics | Trauma - Extramedullary fixation | Plate accessories | Non-locking screw | Paragon28 | Silverback Non-Locking Plate Screw, 4.5 x 22mm STERILE | P50-653-4522-S | Standalone | DE0502064 | Patients requiring fracture fixation or orthopaedic corrective surgery
Orthopaedics | Trauma - Extramedullary fixation | Plate accessories | Non-locking screw | Paragon28 | Silverback Non-Locking Plate Screw, 4.5 x 24mm STERILE | P50-653-4524-S | Standalone | DE0502064 | Patients requiring fracture fixation or orthopaedic corrective surgery
Orthopaedics | Trauma - Extramedullary fixation | Plate accessories | Non-locking screw | Paragon28 | Silverback Non-Locking Plate Screw, 4.5 x 26mm STERILE | P50-653-4526-S | Standalone | DE0502064 | Patients requiring fracture fixation or orthopaedic corrective surgery
Orthopaedics | Trauma - Extramedullary fixation | Plate accessories | Non-locking screw | Paragon28 | Silverback Non-Locking Plate Screw, 4.5 x 28mm STERILE | P50-653-4528-S | Standalone | DE0502064 | Patients requiring fracture fixation or orthopaedic corrective surgery
Orthopaedics | Trauma - Extramedullary fixation | Plate accessories | Non-locking screw | Paragon28 | Silverback Non-Locking Plate Screw, 4.5 x 30mm STERILE | P50-653-4530-S | Standalone | DE0502064 | Patients requiring fracture fixation or orthopaedic corrective surgery
Orthopaedics | Trauma - Extramedullary fixation | Plate accessories | Non-locking screw | Paragon28 | Silverback Non-Locking Plate Screw, 4.5 x 32mm STERILE | P50-653-4532-S | Standalone | DE0502064 | Patients requiring fracture fixation or orthopaedic corrective surgery
Orthopaedics | Trauma - Extramedullary fixation | Plate accessories | Non-locking screw | Paragon28 | Silverback Non-Locking Plate Screw, 4.5 x 34mm STERILE | P50-653-4534-S | Standalone | DE0502064 | Patients requiring fracture fixation or orthopaedic corrective surgery
Orthopaedics | Trauma - Extramedullary fixation | Plate accessories | Non-locking screw | Paragon28 | Silverback Non-Locking Plate Screw, 4.5 x 36mm STERILE | P50-653-4536-S | Standalone | DE0502064 | Patients requiring fracture fixation or orthopaedic corrective surgery
Orthopaedics | Trauma - Extramedullary fixation | Plate accessories | Non-locking screw | Paragon28 | Silverback Non-Locking Plate Screw, 4.5 x 38mm STERILE | P50-653-4538-S | Standalone | DE0502064 | Patients requiring fracture fixation or orthopaedic corrective surgery
Orthopaedics | Trauma - Extramedullary fixation | Plate accessories | Non-locking screw | Paragon28 | Silverback Non-Locking Plate Screw, 4.5 x 40mm STERILE | P50-653-4540-S | Standalone | DE0502064 | Patients requiring fracture fixation or orthopaedic corrective surgery
Orthopaedics | Trauma - Extramedullary fixation | Plate accessories | Non-locking screw | Paragon28 | Silverback Non-Locking Plate Screw, 4.5 x 42mm STERILE | P50-653-4542-S | Standalone | DE0502064 | Patients requiring fracture fixation or orthopaedic corrective surgery
Orthopaedics | Trauma - Extramedullary fixation | Plate accessories | Non-locking screw | Paragon28 | Silverback Non-Locking Plate Screw, 4.5 x 44mm STERILE | P50-653-4544-S | Standalone | DE0502064 | Patients requiring fracture fixation or orthopaedic corrective surgery
Orthopaedics | Trauma - Extramedullary fixation | Plate accessories | Non-locking screw | Paragon28 | Silverback Non-Locking Plate Screw, 4.5 x 46mm STERILE | P50-653-4546-S | Standalone | DE0502064 | Patients requiring fracture fixation or orthopaedic corrective surgery
Orthopaedics | Trauma - Extramedullary fixation | Plate accessories | Non-locking screw | Paragon28 | Silverback Non-Locking Plate Screw, 4.5 x 48mm STERILE | P50-653-4548-S | Standalone | DE0502064 | Patients requiring fracture fixation or orthopaedic corrective surgery
Orthopaedics | Trauma - Extramedullary fixation | Plate accessories | Non-locking screw | Paragon28 | Silverback Non-Locking Plate Screw, 4.5 x 50mm STERILE | P50-653-4550-S | Standalone | DE0502064 | Patients requiring fracture fixation or orthopaedic corrective surgery
Orthopaedics | Trauma - Extramedullary fixation | Plate accessories | Non-locking screw | Paragon28 | Silverback Non-Locking Plate Screw, 4.5 x 55mm STERILE | P50-653-4555-S | Standalone | DE0502064 | Patients requiring fracture fixation or orthopaedic corrective surgery
Orthopaedics | Trauma - Extramedullary fixation | Plate accessories | Non-locking screw | Paragon28 | Silverback Non-Locking Plate Screw, 4.5 x 60mm STERILE | P50-653-4560-S | Standalone | DE0502064 | Patients requiring fracture fixation or orthopaedic corrective surgery
Orthopaedics | Trauma - Extramedullary fixation | Plate accessories | Non-locking screw | Paragon28 | Silverback Non-Locking Plate Screw, 5.2 x 14mm STERILE | P50-653-5214-S | Standalone | DE0502064 | Patients requiring fracture fixation or orthopaedic corrective surgery
Orthopaedics | Trauma - Extramedullary fixation | Plate accessories | Non-locking screw | Paragon28 | Silverback Non-Locking Plate Screw, 5.2 x 16mm STERILE | P50-653-5216-S | Standalone | DE0502064 | Patients requiring fracture fixation or orthopaedic corrective surgery
Orthopaedics | Trauma - Extramedullary fixation | Plate accessories | Non-locking screw | Paragon28 | Silverback Non-Locking Plate Screw, 5.2 x 18mm STERILE | P50-653-5218-S | Standalone | DE0502064 | Patients requiring fracture fixation or orthopaedic corrective surgery
Orthopaedics | Trauma - Extramedullary fixation | Plate accessories | Non-locking screw | Paragon28 | Silverback Non-Locking Plate Screw, 5.2 x 20mm STERILE | P50-653-5220-S | Standalone | DE0502064 | Patients requiring fracture fixation or orthopaedic corrective surgery
Orthopaedics | Trauma - Extramedullary fixation | Plate accessories | Non-locking screw | Paragon28 | Silverback Non-Locking Plate Screw, 5.2 x 22mm STERILE | P50-653-5222-S | Standalone | DE0502064 | Patients requiring fracture fixation or orthopaedic corrective surgery
Orthopaedics | Trauma - Extramedullary fixation | Plate accessories | Non-locking screw | Paragon28 | Silverback Non-Locking Plate Screw, 5.2 x 24mm STERILE | P50-653-5224-S | Standalone | DE0502064 | Patients requiring fracture fixation or orthopaedic corrective surgery
Orthopaedics | Trauma - Extramedullary fixation | Plate accessories | Non-locking screw | Paragon28 | Silverback Non-Locking Plate Screw, 5.2 x 26mm STERILE | P50-653-5226-S | Standalone | DE0502064 | Patients requiring fracture fixation or orthopaedic corrective surgery
Orthopaedics | Trauma - Extramedullary fixation | Plate accessories | Non-locking screw | Paragon28 | Silverback Non-Locking Plate Screw, 5.2 x 28mm STERILE | P50-653-5228-S | Standalone | DE0502064 | Patients requiring fracture fixation or orthopaedic corrective surgery
Orthopaedics | Trauma - Extramedullary fixation | Plate accessories | Non-locking screw | Paragon28 | Silverback Non-Locking Plate Screw, 5.2 x 30mm STERILE | P50-653-5230-S | Standalone | DE0502064 | Patients requiring fracture fixation or orthopaedic corrective surgery
Orthopaedics | Trauma - Extramedullary fixation | Plate accessories | Non-locking screw | Paragon28 | Silverback Non-Locking Plate Screw, 5.2 x 32mm STERILE | P50-653-5232-S | Standalone | DE0502064 | Patients requiring fracture fixation or orthopaedic corrective surgery
Orthopaedics | Trauma - Extramedullary fixation | Plate accessories | Non-locking screw | Paragon28 | Silverback Non-Locking Plate Screw, 5.2 x 34mm STERILE | P50-653-5234-S | Standalone | DE0502064 | Patients requiring fracture fixation or orthopaedic corrective surgery
Orthopaedics | Trauma - Extramedullary fixation | Plate accessories | Non-locking screw | Paragon28 | Silverback Non-Locking Plate Screw, 5.2 x 36mm STERILE | P50-653-5236-S | Standalone | DE0502064 | Patients requiring fracture fixation or orthopaedic corrective surgery
Orthopaedics | Trauma - Extramedullary fixation | Plate accessories | Non-locking screw | Paragon28 | Silverback Non-Locking Plate Screw, 5.2 x 38mm STERILE | P50-653-5238-S | Standalone | DE0502064 | Patients requiring fracture fixation or orthopaedic corrective surgery
Orthopaedics | Trauma - Extramedullary fixation | Plate accessories | Non-locking screw | Paragon28 | Silverback Non-Locking Plate Screw, 5.2 x 40mm STERILE | P50-653-5240-S | Standalone | DE0502064 | Patients requiring fracture fixation or orthopaedic corrective surgery
Orthopaedics | Trauma - Extramedullary fixation | Plate accessories | Non-locking screw | Paragon28 | Silverback Non-Locking Plate Screw, 5.2 x 42mm STERILE | P50-653-5242-S | Standalone | DE0502064 | Patients requiring fracture fixation or orthopaedic corrective surgery
Orthopaedics | Trauma - Extramedullary fixation | Plate accessories | Non-locking screw | Paragon28 | Silverback Non-Locking Plate Screw, 5.2 x 44mm STERILE | P50-653-5244-S | Standalone | DE0502064 | Patients requiring fracture fixation or orthopaedic corrective surgery
Orthopaedics | Trauma - Extramedullary fixation | Plate accessories | Non-locking screw | Paragon28 | Silverback Non-Locking Plate Screw, 5.2 x 46mm STERILE | P50-653-5246-S | Standalone | DE0502064 | Patients requiring fracture fixation or orthopaedic corrective surgery
Orthopaedics | Trauma - Extramedullary fixation | Plate accessories | Non-locking screw | Paragon28 | Silverback Non-Locking Plate Screw, 5.2 x 48mm STERILE | P50-653-5248-S | Standalone | DE0502064 | Patients requiring fracture fixation or orthopaedic corrective surgery
Orthopaedics | Trauma - Extramedullary fixation | Plate accessories | Non-locking screw | Paragon28 | Silverback Non-Locking Plate Screw, 5.2 x 50mm STERILE | P50-653-5250-S | Standalone | DE0502064 | Patients requiring fracture fixation or orthopaedic corrective surgery
Orthopaedics | Trauma - Extramedullary fixation | Plate accessories | Non-locking screw | Paragon28 | Silverback Non-Locking Plate Screw, 5.2 x 55mm STERILE | P50-653-5255-S | Standalone | DE0502064 | Patients requiring fracture fixation or orthopaedic corrective surgery
Orthopaedics | Trauma - Extramedullary fixation | Plate accessories | Non-locking screw | Paragon28 | Silverback Non-Locking Plate Screw, 5.2 x 60mm STERILE | P50-653-5260-S | Standalone | DE0502064 | Patients requiring fracture fixation or orthopaedic corrective surgery
Orthopaedics | Trauma - Extramedullary fixation | Plate accessories | Locking screw | Paragon28 | Silverback Locking Cortical Plate Screw, 4.7 x 20mm STERILE | P50-753-4720-S | Standalone | DE0502064 | Patients requiring fracture fixation or orthopaedic corrective surgery
Orthopaedics | Trauma - Extramedullary fixation | Plate accessories | Locking screw | Paragon28 | Silverback Locking Cortical Plate Screw, 4.7 x 22mm STERILE | P50-753-4722-S | Standalone | DE0502064 | Patients requiring fracture fixation or orthopaedic corrective surgery
Orthopaedics | Trauma - Extramedullary fixation | Plate accessories | Locking screw | Paragon28 | Silverack Locking Cortical Plate Screw, 4.7 x 24mm STERILE | P50-753-4724-S | Standalone | DE0502064 | Patients requiring fracture fixation or orthopaedic corrective surgery
Orthopaedics | Trauma - Extramedullary fixation | Plate accessories | Locking screw | Paragon28 | Silverback Locking Cortical Plate Screw, 4.7 x 26mm STERILE | P50-753-4726-S | Standalone | DE0502064 | Patients requiring fracture fixation or orthopaedic corrective surgery
Orthopaedics | Trauma - Extramedullary fixation | Plate accessories | Locking screw | Paragon28 | Silverback Locking Cortical Plate Screw, 4.7 x 28mm STERILE | P50-753-4728-S | Standalone | DE0502064 | Patients requiring fracture fixation or orthopaedic corrective surgery
Orthopaedics | Trauma - Extramedullary fixation | Plate accessories | Locking screw | Paragon28 | Silverback Locking Cortical Plate Screw, 4.7 x 30mm STERILE | P50-753-4730-S | Standalone | DE0502064 | Patients requiring fracture fixation or orthopaedic corrective surgery
Orthopaedics | Trauma - Extramedullary fixation | Plate accessories | Locking screw | Paragon28 | Silverback Locking Cortical Plate Screw, 4.7 x 32mm STERILE | P50-753-4732-S | Standalone | DE0502064 | Patients requiring fracture fixation or orthopaedic corrective surgery
Orthopaedics | Trauma - Extramedullary fixation | Plate accessories | Locking screw | Paragon28 | Silverback Locking Cortical Plate Screw, 4.7 x 34mm STERILE | P50-753-4734-S | Standalone | DE0502064 | Patients requiring fracture fixation or orthopaedic corrective surgery
Orthopaedics | Trauma - Extramedullary fixation | Plate accessories | Locking screw | Paragon28 | Silverback Locking Cortical Plate Screw, 4.7 x 36mm STERILE | P50-753-4736-S | Standalone | DE0502064 | Patients requiring fracture fixation or orthopaedic corrective surgery
Orthopaedics | Trauma - Extramedullary fixation | Plate accessories | Locking screw | Paragon28 | Silverback Locking Cortical Plate Screw, 4.7 x 38mm STERILE | P50-753-4738-S | Standalone | DE0502064 | Patients requiring fracture fixation or orthopaedic corrective surgery
Orthopaedics | Trauma - Extramedullary fixation | Plate accessories | Locking screw | Paragon28 | Silverback Locking Cortical Plate Screw, 4.7 x 40mm STERILE | P50-753-4740-S | Standalone | DE0502064 | Patients requiring fracture fixation or orthopaedic corrective surgery
Orthopaedics | Trauma - Extramedullary fixation | Plate accessories | Non-locking screw | Paragon28 | Silverback Non-Locking Cortical Plate Screw, 4.7 x 20mm STERILE | P50-853-4720-S | Standalone | DE0502064 | Patients requiring fracture fixation or orthopaedic corrective surgery
Orthopaedics | Trauma - Extramedullary fixation | Plate accessories | Non-locking screw | Paragon28 | Silverback Non-Locking Cortical Plate Screw, 4.7 x 22mm STERILE | P50-853-4722-S | Standalone | DE0502064 | Patients requiring fracture fixation or orthopaedic corrective surgery
Orthopaedics | Trauma - Extramedullary fixation | Plate accessories | Non-locking screw | Paragon28 | Silverback Non-Locking Cortical Plate Screw, 4.7 x 24mm STERILE | P50-853-4724-S | Standalone | DE0502064 | Patients requiring fracture fixation or orthopaedic corrective surgery
Orthopaedics | Trauma - Extramedullary fixation | Plate accessories | Non-locking screw | Paragon28 | Silverback Non-Locking Cortical Plate Screw, 4.7 x 26mm STERILE | P50-853-4726-S | Standalone | DE0502064 | Patients requiring fracture fixation or orthopaedic corrective surgery
Orthopaedics | Trauma - Extramedullary fixation | Plate accessories | Non-locking screw | Paragon28 | Silverback Non-Locking Cortical Plate Screw, 4.7 x 28mm STERILE | P50-853-4728-S | Standalone | DE0502064 | Patients requiring fracture fixation or orthopaedic corrective surgery
Orthopaedics | Trauma - Extramedullary fixation | Plate accessories | Non-locking screw | Paragon28 | Silverback Non-Locking Cortical Plate Screw, 4.7 x 30mm STERILE | P50-853-4730-S | Standalone | DE0502064 | Patients requiring fracture fixation or orthopaedic corrective surgery
Orthopaedics | Trauma - Extramedullary fixation | Plate accessories | Non-locking screw | Paragon28 | Silverback Non-Locking Cortical Plate Screw, 4.7 x 32mm STERILE | P50-853-4732-S | Standalone | DE0502064 | Patients requiring fracture fixation or orthopaedic corrective surgery
Orthopaedics | Trauma - Extramedullary fixation | Plate accessories | Non-locking screw | Paragon28 | Silverback Non-Locking Cortical Plate Screw, 4.7 x 34mm STERILE | P50-853-4734-S | Standalone | DE0502064 | Patients requiring fracture fixation or orthopaedic corrective surgery
Orthopaedics | Trauma - Extramedullary fixation | Plate accessories | Non-locking screw | Paragon28 | Silverback Non-Locking Cortical Plate Screw, 4.7 x 36mm STERILE | P50-853-4736-S | Standalone | DE0502064 | Patients requiring fracture fixation or orthopaedic corrective surgery
Orthopaedics | Trauma - Extramedullary fixation | Plate accessories | Non-locking screw | Paragon28 | Silverback Non-Locking Cortical Plate Screw, 4.7 x 38mm STERILE | P50-853-4738-S | Standalone | DE0502064 | Patients requiring fracture fixation or orthopaedic corrective surgery
Orthopaedics | Trauma - Extramedullary fixation | Plate accessories | Non-locking screw | Paragon28 | Silverback Non-Locking Cortical Plate Screw, 4.7 x 40mm STERILE | P50-853-4740-S | Standalone | DE0502064 | Patients requiring fracture fixation or orthopaedic corrective surgery
Orthopaedics | Trauma - Extramedullary fixation | Locking/combination plate | Locking/combination plate - Foot/ankle | Paragon28 | Baby Gorilla, Plate, Straight, 04 Hole Locking, 1.1mm Thk, TiA STERILE | P53-001-0004-S | Standalone | DE0506822 | Patients requiring fracture fixation or orthopaedic corrective surgery
Orthopaedics | Trauma - Extramedullary fixation | Locking/combination plate | Locking/combination plate - Foot/ankle | Paragon28 | Baby Gorilla, Plate, Straight, 06 Hole Locking, 1.1mm Thk, TiA STERILE | P53-001-0006-S | Standalone | DE0506822 | Patients requiring fracture fixation or orthopaedic corrective surgery
Orthopaedics | Trauma - Extramedullary fixation | Locking/combination plate | Locking/combination plate - Foot/ankle | Paragon28 | Baby Gorilla, Plate, Straight, 08 Hole Locking, 1.1mm Thk, TiA STERILE | P53-001-0008-S | Standalone | DE0506822 | Patients requiring fracture fixation or orthopaedic corrective surgery
Orthopaedics | Trauma - Extramedullary fixation | Locking/combination plate | Locking/combination plate - Foot/ankle | Paragon28 | Baby Gorilla, Plate, Straight, 10 Hole Locking, 1.1mm Thk, TiA STERILE | P53-001-0010-S | Standalone | DE0506822 | Patients requiring fracture fixation or orthopaedic corrective surgery
Orthopaedics | Trauma - Extramedullary fixation | Locking/combination plate | Locking/combination plate - Foot/ankle | Paragon28 | Baby Gorilla, Plate, Straight, 15 Hole Locking, 1.1mm Thk, TiA STERILE | P53-001-0015-S | Standalone | DE0506822 | Patients requiring fracture fixation or orthopaedic corrective surgery
Orthopaedics | Trauma - Extramedullary fixation | Locking/combination plate | Locking/combination plate - Foot/ankle | Paragon28 | Baby Gorilla, Plate, Straight, 20 Hole Locking, 1.1mm Thk, TiA STERILE | P53-001-0020-S | Standalone | DE0506822 | Patients requiring fracture fixation or orthopaedic corrective surgery
Orthopaedics | Trauma - Extramedullary fixation | Locking/combination plate | Locking/combination plate - Foot/ankle | Paragon28 | Baby Gorilla, Plate, Straight, 04 Hole Compression, 1.1mm Thk, TiA STERILE | P53-001-0C04-S | Standalone | DE0506822 | Patients requiring fracture fixation or orthopaedic corrective surgery
Orthopaedics | Trauma - Extramedullary fixation | Locking/combination plate | Locking/combination plate - Foot/ankle | Paragon28 | Baby Gorilla, Plate, Straight, 06 Hole Compression, 1.1mm Thk, TiA STERILE | P53-001-0C06-S | Standalone | DE0506822 | Patients requiring fracture fixation or orthopaedic corrective surgery
Orthopaedics | Trauma - Extramedullary fixation | Locking/combination plate | Locking/combination plate - Foot/ankle | Paragon28 | Baby Gorilla, Plate, Straight, 08 Hole Compression, 1.1mm Thk, TiA STERILE | P53-001-0C08-S | Standalone | DE0506822 | Patients requiring fracture fixation or orthopaedic corrective surgery
Orthopaedics | Trauma - Extramedullary fixation | Locking/combination plate | Locking/combination plate - Foot/ankle | Paragon28 | Baby Gorilla, Plate, Straight, 10 Hole, W/ Comp, 1.1mm Thk, TiA STERILE | P53-001-0C10-S | Standalone | DE0506822 | Patients requiring fracture fixation or orthopaedic corrective surgery
Orthopaedics | Trauma - Extramedullary fixation | Locking/combination plate | Locking/combination plate - Foot/ankle | Paragon28 | Baby Gorilla, Plate, Straight, 12 Hole, W/ Comp, 1.1mm Thk, TiA STERILE | P53-001-0C12-S | Standalone | DE0506822 | Patients requiring fracture fixation or orthopaedic corrective surgery
Orthopaedics | Trauma - Extramedullary fixation | Locking/combination plate | Locking/combination plate - Foot/ankle | Paragon28 | Baby Gorilla, Plate, Straight, 14 Hole, W/ Comp, 1.1mm Thk, TiA STERILE | P53-001-0C14-S | Standalone | DE0506822 | Patients requiring fracture fixation or orthopaedic corrective surgery
Orthopaedics | Trauma - Extramedullary fixation | Locking/combination plate | Locking/combination plate - Foot/ankle | Paragon28 | Baby Gorilla, Plate, Straight, 16 Hole, W/ Comp, 1.1mm Thk, TiA STERILE | P53-001-0C16-S | Standalone | DE0506822 | Patients requiring fracture fixation or orthopaedic corrective surgery
Orthopaedics | Trauma - Extramedullary fixation | Locking/combination plate | Locking/combination plate - Foot/ankle | Paragon28 | Baby Gorilla, Plate, Akin, 2 Hole Locking, 8mm, 1.1mm Thk, TiA STERILE | P53-001-1008-S | Standalone | DE0506822 | Patients requiring fracture fixation or orthopaedic corrective surgery
Orthopaedics | Trauma - Extramedullary fixation | Locking/combination plate | Locking/combination plate - Foot/ankle | Paragon28 | Baby Gorilla, Plate, Akin, 2 Hole Locking, 10mm, 1.1mm Thk, TiA STERILE | P53-001-1010-S | Standalone | DE0506822 | Patients requiring fracture fixation or orthopaedic corrective surgery
Orthopaedics | Trauma - Extramedullary fixation | Locking/combination plate | Locking/combination plate - Foot/ankle | Paragon28 | Baby Gorilla, Plate, Akin, 2 Hole Comp, 8mm, 1.1mm Thk, TiA STERILE | P53-001-1C08-S | Standalone | DE0506822 | Patients requiring fracture fixation or orthopaedic corrective surgery
Orthopaedics | Trauma - Extramedullary fixation | Locking/combination plate | Locking/combination plate - Foot/ankle | Paragon28 | Baby Gorilla, Plate, Akin, 2 Hole Comp, 10mm, 1.1mm Thk, TiA STERILE | P53-001-1C10-S | Standalone | DE0506822 | Patients requiring fracture fixation or orthopaedic corrective surgery
Orthopaedics | Trauma - Extramedullary fixation | Locking/combination plate | Locking/combination plate - Foot/ankle | Paragon28 | Baby Gorilla, Plate, Akin Medial, 3 Hole Locking, 8mm, 1.1mm, Thk, TiA STERILE | P53-001-2008-S | Standalone | DE0506822 | Patients requiring fracture fixation or orthopaedic corrective surgery
Orthopaedics | Trauma - Extramedullary fixation | Locking/combination plate | Locking/combination plate - Foot/ankle | Paragon28 | Baby Gorilla, Plate, Akin Medial, 3 Hole Locking, 10mm, 1.1mm Thk, TiA STERILE | P53-001-2010-S | Standalone | DE0506822 | Patients requiring fracture fixation or orthopaedic corrective surgery
Orthopaedics | Trauma - Extramedullary fixation | Locking/combination plate | Locking/combination plate - Foot/ankle | Paragon28 | Baby Gorilla, Plate, Straight, 20 Hole Locking, 1.4mm Thk, TiA STERILE | P53-001-4020-S | Standalone | DE0506822 | Patients requiring fracture fixation or orthopaedic corrective surgery
Orthopaedics | Trauma - Extramedullary fixation | Locking/combination plate | Locking/combination plate - Foot/ankle | Paragon28 | Baby Gorilla, Plate, Straight, 4 Hole Locking, 1.5mm Thk, TiA STERILE | P53-001-5004-S | Standalone | DE0506822 | Patients requiring fracture fixation or orthopaedic corrective surgery
Orthopaedics | Trauma - Extramedullary fixation | Locking/combination plate | Locking/combination plate - Foot/ankle | Paragon28 | Baby Gorilla, Plate, Straight, 6 Hole Locking, 1.5mm Thk, TiA STERILE | P53-001-5006-S | Standalone | DE0506822 | Patients requiring fracture fixation or orthopaedic corrective surgery
Orthopaedics | Trauma - Extramedullary fixation | Locking/combination plate | Locking/combination plate - Foot/ankle | Paragon28 | Baby Gorilla, Plate, Straight, 8 Hole Locking, 1.5mm Thk, TiA STERILE | P53-001-5008-S | Standalone | DE0506822 | Patients requiring fracture fixation or orthopaedic corrective surgery
Orthopaedics | Trauma - Extramedullary fixation | Locking/combination plate | Locking/combination plate - Foot/ankle | Paragon28 | Baby Gorilla, Plate, Straight, 10 Hole Locking, 1.5mm Thk, TiA STERILE | P53-001-5010-S | Standalone | DE0506822 | Patients requiring fracture fixation or orthopaedic corrective surgery
Orthopaedics | Trauma - Extramedullary fixation | Locking/combination plate | Locking/combination plate - Foot/ankle | Paragon28 | Baby Gorilla, Plate, Straight, 15 Hole Locking, 1.5mm Thk, TiA STERILE | P53-001-5015-S | Standalone | DE0506822 | Patients requiring fracture fixation or orthopaedic corrective surgery
Orthopaedics | Trauma - Extramedullary fixation | Locking/combination plate | Locking/combination plate - Foot/ankle | Paragon28 | Baby Gorilla, Plate, Straight, 20 Hole Locking, 1.5mm Thk, TiA STERILE | P53-001-5020-S | Standalone | DE0506822 | Patients requiring fracture fixation or orthopaedic corrective surgery
Orthopaedics | Trauma - Extramedullary fixation | Locking/combination plate | Locking/combination plate - Foot/ankle | Paragon28 | Baby Gorilla, Plate, Straight, 4 Hole, w/Comp, 1.5mm Thk, TiA STERILE | P53-001-5C04-S | Standalone | DE0506822 | Patients requiring fracture fixation or orthopaedic corrective surgery
Orthopaedics | Trauma - Extramedullary fixation | Locking/combination plate | Locking/combination plate - Foot/ankle | Paragon28 | Baby Gorilla, Plate, Straight, 6 Hole, w/Comp, 1.5mm Thk, TiA STERILE | P53-001-5C06-S | Standalone | DE0506822 | Patients requiring fracture fixation or orthopaedic corrective surgery
Orthopaedics | Trauma - Extramedullary fixation | Locking/combination plate | Locking/combination plate - Foot/ankle | Paragon28 | Baby Gorilla, Plate, Straight, 8 Hole, w/Comp, 1.5mm Thk, TiA STERILE | P53-001-5C08-S | Standalone | DE0506822 | Patients requiring fracture fixation or orthopaedic corrective surgery
Orthopaedics | Trauma - Extramedullary fixation | Locking/combination plate | Locking/combination plate - Foot/ankle | Paragon28 | Baby Gorilla, Plate, Straight, 10 Hole, w/Comp, 1.5mm Thk, TiA STERILE | P53-001-5C10-S | Standalone | DE0506822 | Patients requiring fracture fixation or orthopaedic corrective surgery
Orthopaedics | Trauma - Extramedullary fixation | Locking/combination plate | Locking/combination plate - Foot/ankle | Paragon28 | Baby Gorilla, Plate, Straight, 12 Hole, w/Comp, 1.5mm Thk, TiA STERILE | P53-001-5C12-S | Standalone | DE0506822 | Patients requiring fracture fixation or orthopaedic corrective surgery
Orthopaedics | Trauma - Extramedullary fixation | Locking/combination plate | Locking/combination plate - Foot/ankle | Paragon28 | Baby Gorilla, Plate, Straight, 14 Hole, w/Comp, 1.5mm Thk, TiA STERILE | P53-001-5C14-S | Standalone | DE0506822 | Patients requiring fracture fixation or orthopaedic corrective surgery
Orthopaedics | Trauma - Extramedullary fixation | Locking/combination plate | Locking/combination plate - Foot/ankle | Paragon28 | Baby Gorilla, Plate, Straight, 16 Hole, w/Comp, 1.5mm Thk, TiA STERILE | P53-001-5C16-S | Standalone | DE0506822 | Patients requiring fracture fixation or orthopaedic corrective surgery
Orthopaedics | Trauma - Extramedullary fixation | Locking/combination plate | Locking/combination plate - Foot/ankle | Paragon28 | Baby Gorilla, Plate, Oblique-L2, 05 Hole Locking, Left, 1.1mm, TiA STERILE | P53-002-L005-S | Standalone | DE0506822 | Patients requiring fracture fixation or orthopaedic corrective surgery
Orthopaedics | Trauma - Extramedullary fixation | Locking/combination plate | Locking/combination plate - Foot/ankle | Paragon28 | Baby Gorilla, Plate, Oblique-L2, 07 Hole Locking, Left, 1.1mm Thk, TiA STERILE | P53-002-L007-S | Standalone | DE0506822 | Patients requiring fracture fixation or orthopaedic corrective surgery
Orthopaedics | Trauma - Extramedullary fixation | Locking/combination plate | Locking/combination plate - Foot/ankle | Paragon28 | Baby Gorilla, Plate, Oblique-L2, 05 Hole Compression, Left, 1.1mm Thk, TiA STERILE | P53-002-LC05-S | Standalone | DE0506822 | Patients requiring fracture fixation or orthopaedic corrective surgery
Orthopaedics | Trauma - Extramedullary fixation | Locking/combination plate | Locking/combination plate - Foot/ankle | Paragon28 | Baby Gorilla, Plate, Oblique-L2, 07 Hole Compression, Left, 1.1mm Thk, TiA STERILE | P53-002-LC07-S | Standalone | DE0506822 | Patients requiring fracture fixation or orthopaedic corrective surgery
Orthopaedics | Trauma - Extramedullary fixation | Locking/combination plate | Locking/combination plate - Foot/ankle | Paragon28 | Baby Gorilla, Plate, Oblique-L3, 08 Hole Compression, Left, 1.1mm Thk, TiA STERILE | P53-002-LC38-S | Standalone | DE0506822 | Patients requiring fracture fixation or orthopaedic corrective surgery
Orthopaedics | Trauma - Extramedullary fixation | Locking/combination plate | Locking/combination plate - Foot/ankle | Paragon28 | Baby Gorilla, Plate, Oblique-L3, 08 Hole L-Compression, Left, 1.1mm Thk, TiA STERILE | P53-002-LC83-S | Standalone | DE0506822 | Patients requiring fracture fixation or orthopaedic corrective surgery
Orthopaedics | Trauma - Extramedullary fixation | Locking/combination plate | Locking/combination plate - Foot/ankle | Paragon28 | Baby Gorilla, Plate, Oblique-L2, 05 Hole Locking, Right, 1.1mm Thk, TiA STERILE | P53-002-R005-S | Standalone | DE0506822 | Patients requiring fracture fixation or orthopaedic corrective surgery
Orthopaedics | Trauma - Extramedullary fixation | Locking/combination plate | Locking/combination plate - Foot/ankle | Paragon28 | Baby Gorilla, Plate, Oblique-L2, 07 Hole Locking, Right, 1.1mm Thk, TiA STERILE | P53-002-R007-S | Standalone | DE0506822 | Patients requiring fracture fixation or orthopaedic corrective surgery
Orthopaedics | Trauma - Extramedullary fixation | Locking/combination plate | Locking/combination plate - Foot/ankle | Paragon28 | Baby Gorilla, Plate, Oblique-L2, 05 Hole Compression, Right, 1.1mm Thk, TiA STERILE | P53-002-RC05-S | Standalone | DE0506822 | Patients requiring fracture fixation or orthopaedic corrective surgery
Orthopaedics | Trauma - Extramedullary fixation | Locking/combination plate | Locking/combination plate - Foot/ankle | Paragon28 | Baby Gorilla, Plate, Oblique-L2, 07 Hole Compression, Right, 1.1mm Thk, TiA STERILE | P53-002-RC07-S | Standalone | DE0506822 | Patients requiring fracture fixation or orthopaedic corrective surgery
Orthopaedics | Trauma - Extramedullary fixation | Locking/combination plate | Locking/combination plate - Foot/ankle | Paragon28 | Baby Gorilla, Plate, Oblique-L3, 08 Hole Compression, Right, 1.1mm Thk, TiA STERILE | P53-002-RC38-S | Standalone | DE0506822 | Patients requiring fracture fixation or orthopaedic corrective surgery
Orthopaedics | Trauma - Extramedullary fixation | Locking/combination plate | Locking/combination plate - Foot/ankle | Paragon28 | Baby Gorilla, Plate, Oblique-L3, 08 Hole L-Compression, Left, 1.1mm Thk, TiA STERILE | P53-002-RC83-S | Standalone | DE0506822 | Patients requiring fracture fixation or orthopaedic corrective surgery
Orthopaedics | Trauma - Extramedullary fixation | Locking/combination plate | Locking/combination plate - Foot/ankle | Paragon28 | Baby Gorilla, Plate, L-Univ, 13 Hole Locking, 1.4mm Thk, TiA STERILE | P53-003-0066-S | Standalone | DE0506822 | Patients requiring fracture fixation or orthopaedic corrective surgery
Orthopaedics | Trauma - Extramedullary fixation | Locking/combination plate | Locking/combination plate - Foot/ankle | Paragon28 | Baby Gorilla, Plate, L-Univ, 17 Hole Locking, 1.4mm Thk, TiA STERILE | P53-003-0099-S | Standalone | DE0506822 | Patients requiring fracture fixation or orthopaedic corrective surgery
Orthopaedics | Trauma - Extramedullary fixation | Locking/combination plate | Locking/combination plate - Foot/ankle | Paragon28 | Baby Gorilla, Plate, L2, 06 Hole Locking, Left, 1.1mm Thk, TiA STERILE | P53-003-L006-S | Standalone | DE0506822 | Patients requiring fracture fixation or orthopaedic corrective surgery
Orthopaedics | Trauma - Extramedullary fixation | Locking/combination plate | Locking/combination plate - Foot/ankle | Paragon28 | Baby Gorilla, Plate, L2, 08 Hole Locking, Left, 1.1mm Thk, TiA STERILE | P53-003-L008-S | Standalone | DE0506822 | Patients requiring fracture fixation or orthopaedic corrective surgery
Orthopaedics | Trauma - Extramedullary fixation | Locking/combination plate | Locking/combination plate - Foot/ankle | Paragon28 | Baby Gorilla, Plate, L2, 10 Hole Locking, Left, 1.1mm Thk, TiA STERILE | P53-003-L010-S | Standalone | DE0506822 | Patients requiring fracture fixation or orthopaedic corrective surgery
Orthopaedics | Trauma - Extramedullary fixation | Locking/combination plate | Locking/combination plate - Foot/ankle | Paragon28 | Baby Gorilla, Plate, L3, 11 Hole Locking, Left, 1.1mm Thk, TiA STERILE | P53-003-L031-S | Standalone | DE0506822 | Patients requiring fracture fixation or orthopaedic corrective surgery
Orthopaedics | Trauma - Extramedullary fixation | Locking/combination plate | Locking/combination plate - Foot/ankle | Paragon28 | Baby Gorilla, Plate, L3, 07 Hole Locking, Left, 1.1mm Thk, TiA STERILE | P53-003-L037-S | Standalone | DE0506822 | Patients requiring fracture fixation or orthopaedic corrective surgery
Orthopaedics | Trauma - Extramedullary fixation | Locking/combination plate | Locking/combination plate - Foot/ankle | Paragon28 | Baby Gorilla, Plate, L3, 09 Hole Locking, Left, 1.1mm Thk, TiA STERILE | P53-003-L039-S | Standalone | DE0506822 | Patients requiring fracture fixation or orthopaedic corrective surgery
Orthopaedics | Trauma - Extramedullary fixation | Locking/combination plate | Locking/combination plate - Foot/ankle | Paragon28 | Baby Gorilla, Plate, L2, 06 Hole Compression, Left, 1.1mm Thk, TiA STERILE | P53-003-LC06-S | Standalone | DE0506822 | Patients requiring fracture fixation or orthopaedic corrective surgery
Orthopaedics | Trauma - Extramedullary fixation | Locking/combination plate | Locking/combination plate - Foot/ankle | Paragon28 | Baby Gorilla, Plate, L2, 08 Hole Compression, Left, 1.1mm Thk, TiA STERILE | P53-003-LC08-S | Standalone | DE0506822 | Patients requiring fracture fixation or orthopaedic corrective surgery
Orthopaedics | Trauma - Extramedullary fixation | Locking/combination plate | Locking/combination plate - Foot/ankle | Paragon28 | Baby Gorilla, Plate, L2, 10 Hole Compression, Left, 1.1mm Thk, TiA STERILE | P53-003-LC10-S | Standalone | DE0506822 | Patients requiring fracture fixation or orthopaedic corrective surgery
Orthopaedics | Trauma - Extramedullary fixation | Locking/combination plate | Locking/combination plate - Foot/ankle | Paragon28 | Baby Gorilla, Plate, L2-2nd Met, 11 Hole Compression, Left, 1.1mm Thk, TiA STERILE | P53-003-LC21-S | Standalone | DE0506822 | Patients requiring fracture fixation or orthopaedic corrective surgery
Orthopaedics | Trauma - Extramedullary fixation | Locking/combination plate | Locking/combination plate - Foot/ankle | Paragon28 | Baby Gorilla, Plate, L2-2nd Met, 07 Hole Compression, Left, 1.1mm Thk, TiA STERILE | P53-003-LC27-S | Standalone | DE0506822 | Patients requiring fracture fixation or orthopaedic corrective surgery
Orthopaedics | Trauma - Extramedullary fixation | Locking/combination plate | Locking/combination plate - Foot/ankle | Paragon28 | Baby Gorilla, Plate, L2-2nd Met, 09 Hole Compression, Left, 1.1mm Thk, TiA STERILE | P53-003-LC29-S | Standalone | DE0506822 | Patients requiring fracture fixation or orthopaedic corrective surgery
Orthopaedics | Trauma - Extramedullary fixation | Locking/combination plate | Locking/combination plate - Foot/ankle | Paragon28 | Baby Gorilla, Plate, L2, 06 Hole Locking, Right, 1.1mm Thk, TiA STERILE | P53-003-R006-S | Standalone | DE0506822 | Patients requiring fracture fixation or orthopaedic corrective surgery
Orthopaedics | Trauma - Extramedullary fixation | Locking/combination plate | Locking/combination plate - Foot/ankle | Paragon28 | Baby Gorilla, Plate, L2, 08 Hole Locking, Right, 1.1mm Thk, TiA STERILE | P53-003-R008-S | Standalone | DE0506822 | Patients requiring fracture fixation or orthopaedic corrective surgery
Orthopaedics | Trauma - Extramedullary fixation | Locking/combination plate | Locking/combination plate - Foot/ankle | Paragon28 | Baby Gorilla, Plate, L2, 10 Hole Locking, Right, 1.1mm Thk, TiA STERILE | P53-003-R010-S | Standalone | DE0506822 | Patients requiring fracture fixation or orthopaedic corrective surgery
Orthopaedics | Trauma - Extramedullary fixation | Locking/combination plate | Locking/combination plate - Foot/ankle | Paragon28 | Baby Gorilla, Plate, L3, 11 Hole Locking, Right, 1.1mm Thk, TiA STERILE | P53-003-R031-S | Standalone | DE0506822 | Patients requiring fracture fixation or orthopaedic corrective surgery
Orthopaedics | Trauma - Extramedullary fixation | Locking/combination plate | Locking/combination plate - Foot/ankle | Paragon28 | Baby Gorilla, Plate, L3, 07 Hole Locking, Right, 1.1mm Thk, TiA STERILE | P53-003-R037-S | Standalone | DE0506822 | Patients requiring fracture fixation or orthopaedic corrective surgery
Orthopaedics | Trauma - Extramedullary fixation | Locking/combination plate | Locking/combination plate - Foot/ankle | Paragon28 | Baby Gorilla, Plate, L3, 09 Hole Locking, Right, 1.1mm Thk, TiA STERILE | P53-003-R039-S | Standalone | DE0506822 | Patients requiring fracture fixation or orthopaedic corrective surgery
Orthopaedics | Trauma - Extramedullary fixation | Locking/combination plate | Locking/combination plate - Foot/ankle | Paragon28 | Baby Gorilla, Plate, L2, 06 Hole Compression, Right, 1.1mm Thk, TiA STERILE | P53-003-RC06-S | Standalone | DE0506822 | Patients requiring fracture fixation or orthopaedic corrective surgery
Orthopaedics | Trauma - Extramedullary fixation | Locking/combination plate | Locking/combination plate - Foot/ankle | Paragon28 | Baby Gorilla, Plate, L2, 08 Hole Compression, Right, 1.1mm Thk, TiA STERILE | P53-003-RC08-S | Standalone | DE0506822 | Patients requiring fracture fixation or orthopaedic corrective surgery
Orthopaedics | Trauma - Extramedullary fixation | Locking/combination plate | Locking/combination plate - Foot/ankle | Paragon28 | Baby Gorilla, Plate, L2, 10 Hole Compression, Right, 1.1mm Thk, TiA STERILE | P53-003-RC10-S | Standalone | DE0506822 | Patients requiring fracture fixation or orthopaedic corrective surgery
Orthopaedics | Trauma - Extramedullary fixation | Locking/combination plate | Locking/combination plate - Foot/ankle | Paragon28 | Baby Gorilla, Plate, L2-2nd Met, 11 Hole Compression, Right, 1.1mm Thk, TiA STERILE | P53-003-RC21-S | Standalone | DE0506822 | Patients requiring fracture fixation or orthopaedic corrective surgery
Orthopaedics | Trauma - Extramedullary fixation | Locking/combination plate | Locking/combination plate - Foot/ankle | Paragon28 | Baby Gorilla, Plate, L2-2nd Met, 07 Hole Compression, Right, 1.1mm Thk, TiA STERILE | P53-003-RC27-S | Standalone | DE0506822 | Patients requiring fracture fixation or orthopaedic corrective surgery
Orthopaedics | Trauma - Extramedullary fixation | Locking/combination plate | Locking/combination plate - Foot/ankle | Paragon28 | Baby Gorilla, Plate, L2-2nd Met, 09 Hole Compression, Right, 1.1mm Thk, TiA STERILE | P53-003-RC29-S | Standalone | DE0506822 | Patients requiring fracture fixation or orthopaedic corrective surgery
Orthopaedics | Trauma - Extramedullary fixation | Locking/combination plate | Locking/combination plate - Foot/ankle | Paragon28 | Baby Gorilla, Plate, Oblique-T2, 04 Hole Locking, Left, 1.1mm Thk, TiA STERILE | P53-004-L004-S | Standalone | DE0506822 | Patients requiring fracture fixation or orthopaedic corrective surgery
Orthopaedics | Trauma - Extramedullary fixation | Locking/combination plate | Locking/combination plate - Foot/ankle | Paragon28 | Baby Gorilla, Plate, Oblique-T2, 05 Hole Locking, Left, 1.1mm Thk, TiA STERILE | P53-004-L005-S | Standalone | DE0506822 | Patients requiring fracture fixation or orthopaedic corrective surgery
Orthopaedics | Trauma - Extramedullary fixation | Locking/combination plate | Locking/combination plate - Foot/ankle | Paragon28 | Baby Gorilla, Plate, Oblique-T2, 06 Hole Locking, Left, 1.1mm Thk, TiA STERILE | P53-004-L006-S | Standalone | DE0506822 | Patients requiring fracture fixation or orthopaedic corrective surgery
Orthopaedics | Trauma - Extramedullary fixation | Locking/combination plate | Locking/combination plate - Foot/ankle | Paragon28 | Baby Gorilla, Plate, Oblique-T2, 08 Hole Locking, Left, 1.1mm Thk, TiA STERILE | P53-004-L008-S | Standalone | DE0506822 | Patients requiring fracture fixation or orthopaedic corrective surgery
Orthopaedics | Trauma - Extramedullary fixation | Locking/combination plate | Locking/combination plate - Foot/ankle | Paragon28 | Baby Gorilla, Plate, Oblique-T2, 10 Hole Locking, Left, 1.1mm Thk, TiA STERILE | P53-004-L010-S | Standalone | DE0506822 | Patients requiring fracture fixation or orthopaedic corrective surgery
Orthopaedics | Trauma - Extramedullary fixation | Locking/combination plate | Locking/combination plate - Foot/ankle | Paragon28 | Baby Gorilla, Plate, Oblique-T2, 04 Hole Compression, Left, 1.1mm Thk, TiA STERILE | P53-004-LC04-S | Standalone | DE0506822 | Patients requiring fracture fixation or orthopaedic corrective surgery
Orthopaedics | Trauma - Extramedullary fixation | Locking/combination plate | Locking/combination plate - Foot/ankle | Paragon28 | Baby Gorilla, Plate, Oblique-T2, 05 Hole Compression, Left, 1.1mm Thk, TiA STERILE | P53-004-LC05-S | Standalone | DE0506822 | Patients requiring fracture fixation or orthopaedic corrective surgery
Orthopaedics | Trauma - Extramedullary fixation | Locking/combination plate | Locking/combination plate - Foot/ankle | Paragon28 | Baby Gorilla, Plate, Oblique-T2, 06 Hole Compression, Left, 1.1mm Thk, TiA STERILE | P53-004-LC06-S | Standalone | DE0506822 | Patients requiring fracture fixation or orthopaedic corrective surgery
Orthopaedics | Trauma - Extramedullary fixation | Locking/combination plate | Locking/combination plate - Foot/ankle | Paragon28 | Baby Gorilla, Plate, Oblique-T2, 08 Hole Compression, Left, 1.1mm Thk, TiA STERILE | P53-004-LC08-S | Standalone | DE0506822 | Patients requiring fracture fixation or orthopaedic corrective surgery
Orthopaedics | Trauma - Extramedullary fixation | Locking/combination plate | Locking/combination plate - Foot/ankle | Paragon28 | Baby Gorilla, Plate, Oblique-T2, 10 Hole Compression, Left, 1.1mm Thk, TiA STERILE | P53-004-LC10-S | Standalone | DE0506822 | Patients requiring fracture fixation or orthopaedic corrective surgery
Orthopaedics | Trauma - Extramedullary fixation | Locking/combination plate | Locking/combination plate - Foot/ankle | Paragon28 | Baby Gorilla, Plate, Oblique-T2, 04 Hole Locking, Right, 1.1mm Thk, TiA STERILE | P53-004-R004-S | Standalone | DE0506822 | Patients requiring fracture fixation or orthopaedic corrective surgery
Orthopaedics | Trauma - Extramedullary fixation | Locking/combination plate | Locking/combination plate - Foot/ankle | Paragon28 | Baby Gorilla, Plate, Oblique-T2, 05 Hole Locking, Right, 1.1mm Thk, TiA STERILE | P53-004-R005-S | Standalone | DE0506822 | Patients requiring fracture fixation or orthopaedic corrective surgery
Orthopaedics | Trauma - Extramedullary fixation | Locking/combination plate | Locking/combination plate - Foot/ankle | Paragon28 | Baby Gorilla, Plate, Oblique-T2, 06 Hole Locking, Right, 1.1mm Thk, TiA STERILE | P53-004-R006-S | Standalone | DE0506822 | Patients requiring fracture fixation or orthopaedic corrective surgery
Orthopaedics | Trauma - Extramedullary fixation | Locking/combination plate | Locking/combination plate - Foot/ankle | Paragon28 | Baby Gorilla, Plate, Oblique-T2, 08 Hole Locking, Right, 1.1mm Thk, TiA STERILE | P53-004-R008-S | Standalone | DE0506822 | Patients requiring fracture fixation or orthopaedic corrective surgery
Orthopaedics | Trauma - Extramedullary fixation | Locking/combination plate | Locking/combination plate - Foot/ankle | Paragon28 | Baby Gorilla, Plate, Oblique-T2, 10 Hole Locking, Right, 1.1mm Thk, TiA STERILE | P53-004-R010-S | Standalone | DE0506822 | Patients requiring fracture fixation or orthopaedic corrective surgery
Orthopaedics | Trauma - Extramedullary fixation | Locking/combination plate | Locking/combination plate - Foot/ankle | Paragon28 | Baby Gorilla, Plate, Oblique-T2, 04 Hole Compression, Right, 1.1mm Thk, TiA STERILE | P53-004-RC04-S | Standalone | DE0506822 | Patients requiring fracture fixation or orthopaedic corrective surgery
Orthopaedics | Trauma - Extramedullary fixation | Locking/combination plate | Locking/combination plate - Foot/ankle | Paragon28 | Baby Gorilla, Plate, Oblique-T2, 05 Hole Compression, Right, 1.1mm Thk, TiA STERILE | P53-004-RC05-S | Standalone | DE0506822 | Patients requiring fracture fixation or orthopaedic corrective surgery
Orthopaedics | Trauma - Extramedullary fixation | Locking/combination plate | Locking/combination plate - Foot/ankle | Paragon28 | Baby Gorilla, Plate, Oblique-T2, 06 Hole Compression, Right, 1.1mm Thk, TiA STERILE | P53-004-RC06-S | Standalone | DE0506822 | Patients requiring fracture fixation or orthopaedic corrective surgery
Orthopaedics | Trauma - Extramedullary fixation | Locking/combination plate | Locking/combination plate - Foot/ankle | Paragon28 | Baby Gorilla, Plate, Oblique-T2, 08 Hole Compression, Right, 1.1mm Thk, TiA STERILE | P53-004-RC08-S | Standalone | DE0506822 | Patients requiring fracture fixation or orthopaedic corrective surgery
Orthopaedics | Trauma - Extramedullary fixation | Locking/combination plate | Locking/combination plate - Foot/ankle | Paragon28 | Baby Gorilla, Plate, Oblique-T2, 10 Hole Compression, Right, 1.1mm Thk, TiA STERILE | P53-004-RC10-S | Standalone | DE0506822 | Patients requiring fracture fixation or orthopaedic corrective surgery
Orthopaedics | Trauma - Extramedullary fixation | Locking/combination plate | Locking/combination plate - Foot/ankle | Paragon28 | Baby Gorilla, Plate, T2, 08 Hole Locking, 1.1mm Thk, TiA STERILE | P53-005-0008-S | Standalone | DE0506822 | Patients requiring fracture fixation or orthopaedic corrective surgery
Orthopaedics | Trauma - Extramedullary fixation | Locking/combination plate | Locking/combination plate - Foot/ankle | Paragon28 | Baby Gorilla, Plate, T2, 10 Hole Locking, 1.1mm Thk, TiA STERILE | P53-005-0010-S | Standalone | DE0506822 | Patients requiring fracture fixation or orthopaedic corrective surgery
Orthopaedics | Trauma - Extramedullary fixation | Locking/combination plate | Locking/combination plate - Foot/ankle | Paragon28 | Baby Gorilla, Plate, T2, 13 Hole Locking, 1.1mm Thk, TiA STERILE | P53-005-0013-S | Standalone | DE0506822 | Patients requiring fracture fixation or orthopaedic corrective surgery
Orthopaedics | Trauma - Extramedullary fixation | Locking/combination plate | Locking/combination plate - Foot/ankle | Paragon28 | Baby Gorilla, Plate, T2, 08 Hole Compression, 1.1mm Thk, TiA STERILE | P53-005-0C08-S | Standalone | DE0506822 | Patients requiring fracture fixation or orthopaedic corrective surgery
Orthopaedics | Trauma - Extramedullary fixation | Locking/combination plate | Locking/combination plate - Foot/ankle | Paragon28 | Baby Gorilla, Plate, T2, 10 Hole Compression, 1.1mm Thk, TiA STERILE | P53-005-0C10-S | Standalone | DE0506822 | Patients requiring fracture fixation or orthopaedic corrective surgery
Orthopaedics | Trauma - Extramedullary fixation | Locking/combination plate | Locking/combination plate - Foot/ankle | Paragon28 | Baby Gorilla, Plate, T2, 13 Hole Compression, 1.1mm Thk, TiA STERILE | P53-005-0C13-S | Standalone | DE0506822 | Patients requiring fracture fixation or orthopaedic corrective surgery
Orthopaedics | Trauma - Extramedullary fixation | Locking/combination plate | Locking/combination plate - Foot/ankle | Paragon28 | Baby Gorilla, Plate, T2, Short Neck, 08 Hole Locking, 1.1mm Thk, TiA STERILE | P53-005-1008-S | Standalone | DE0506822 | Patients requiring fracture fixation or orthopaedic corrective surgery
Orthopaedics | Trauma - Extramedullary fixation | Locking/combination plate | Locking/combination plate - Foot/ankle | Paragon28 | Baby Gorilla, Plate, T2, Short Neck, 10 Hole Locking, 1.1mm Thk, TiA STERILE | P53-005-1010-S | Standalone | DE0506822 | Patients requiring fracture fixation or orthopaedic corrective surgery
Orthopaedics | Trauma - Extramedullary fixation | Locking/combination plate | Locking/combination plate - Foot/ankle | Paragon28 | Baby Gorilla, Plate, T2, Short Neck, 13 Hole Locking, 1.1mm Thk, TiA STERILE | P53-005-1013-S | Standalone | DE0506822 | Patients requiring fracture fixation or orthopaedic corrective surgery
Orthopaedics | Trauma - Extramedullary fixation | Locking/combination plate | Locking/combination plate - Foot/ankle | Paragon28 | Baby Gorilla, Plate, T3, 07 Hole Locking, 1.1mm Thk, TiA STERILE | P53-005-3007-S | Standalone | DE0506822 | Patients requiring fracture fixation or orthopaedic corrective surgery
Orthopaedics | Trauma - Extramedullary fixation | Locking/combination plate | Locking/combination plate - Foot/ankle | Paragon28 | Baby Gorilla, Plate, T3, 09 Hole Locking, 1.1mm Thk, TiA STERILE | P53-005-3009-S | Standalone | DE0506822 | Patients requiring fracture fixation or orthopaedic corrective surgery
Orthopaedics | Trauma - Extramedullary fixation | Locking/combination plate | Locking/combination plate - Foot/ankle | Paragon28 | Baby Gorilla, Plate, T3, 07 Hole Compression, 1.1mm Thk, TiA STERILE | P53-005-3C07-S | Standalone | DE0506822 | Patients requiring fracture fixation or orthopaedic corrective surgery
Orthopaedics | Trauma - Extramedullary fixation | Locking/combination plate | Locking/combination plate - Foot/ankle | Paragon28 | Baby Gorilla, Plate, T3, 09 Hole Compression, 1.1mm Thk, TiA STERILE | P53-005-3C09-S | Standalone | DE0506822 | Patients requiring fracture fixation or orthopaedic corrective surgery
Orthopaedics | Trauma - Extramedullary fixation | Locking/combination plate | Locking/combination plate - Foot/ankle | Paragon28 | Baby Gorilla, Plate, T5, 10 Hole Locking, 1.1mm Thk, TiA STERILE | P53-005-5010-S | Standalone | DE0506822 | Patients requiring fracture fixation or orthopaedic corrective surgery
Orthopaedics | Trauma - Extramedullary fixation | Locking/combination plate | Locking/combination plate - Foot/ankle | Paragon28 | Baby Gorilla, Plate, T5, 16 Hole Locking, 1.1mm Thk, TiA STERILE | P53-005-5016-S | Standalone | DE0506822 | Patients requiring fracture fixation or orthopaedic corrective surgery
Orthopaedics | Trauma - Extramedullary fixation | Locking/combination plate | Locking/combination plate - Foot/ankle | Paragon28 | Baby Gorilla, Plate, Curved T-Plate, 4 Hole Compression, TiA STERILE | P53-005-TC04-S | Standalone | DE0506822 | Patients requiring fracture fixation or orthopaedic corrective surgery
Orthopaedics | Trauma - Extramedullary fixation | Locking/combination plate | Locking/combination plate - Foot/ankle | Paragon28 | Baby Gorilla, Plate, Curved T-Plate, 5 Hole Compression, TiA STERILE | P53-005-TC05-S | Standalone | DE0506822 | Patients requiring fracture fixation or orthopaedic corrective surgery
Orthopaedics | Trauma - Extramedullary fixation | Locking/combination plate | Locking/combination plate - Foot/ankle | Paragon28 | Baby Gorilla, Plate, Curved T-Plate, 6 Hole Compression, TiA STERILE | P53-005-TC06-S | Standalone | DE0506822 | Patients requiring fracture fixation or orthopaedic corrective surgery
Orthopaedics | Trauma - Extramedullary fixation | Locking/combination plate | Locking/combination plate - Foot/ankle | Paragon28 | Baby Gorilla, Plate, DUB-Y 3-2-3, 08 Hole Locking, 1.4mm Thk, TiA STERILE | P53-006-0323-S | Standalone | DE0506822 | Patients requiring fracture fixation or orthopaedic corrective surgery
Orthopaedics | Trauma - Extramedullary fixation | Locking/combination plate | Locking/combination plate - Foot/ankle | Paragon28 | Baby Gorilla, Plate, DUB-Y 5-3-5, 13 Hole Locking, 1.4mm Thk, TiA STERILE | P53-006-0535-S | Standalone | DE0506822 | Patients requiring fracture fixation or orthopaedic corrective surgery
Orthopaedics | Trauma - Extramedullary fixation | Locking/combination plate | Locking/combination plate - Foot/ankle | Paragon28 | Baby Gorilla, Plate, DUB-Y 5-5-5, 15 Hole Locking, 1.4mm Thk, TiA STERILE | P53-006-0555-S | Standalone | DE0506822 | Patients requiring fracture fixation or orthopaedic corrective surgery
Orthopaedics | Trauma - Extramedullary fixation | Locking/combination plate | Locking/combination plate - Foot/ankle | Paragon28 | Baby Gorilla, Plate, DUB-Y 7-7-7, 21 Hole Locking, 1.4mm Thk, TiA STERILE | P53-006-0777-S | Standalone | DE0506822 | Patients requiring fracture fixation or orthopaedic corrective surgery
Orthopaedics | Trauma - Extramedullary fixation | Locking/combination plate | Locking/combination plate - Foot/ankle | Paragon28 | Baby Gorilla, Plate, DUB- Y 4-6-4, 14 Hole Locking, 1.4mm Thk, TiA STERILE | P53-006-2464-S | Standalone | DE0506822 | Patients requiring fracture fixation or orthopaedic corrective surgery
Orthopaedics | Trauma - Extramedullary fixation | Locking/combination plate | Locking/combination plate - Foot/ankle | Paragon28 | Baby Gorilla, Plate, DUB- Y 6-6-6, 18 Hole Locking, 1.4mm Thk, TiA STERILE | P53-006-2666-S | Standalone | DE0506822 | Patients requiring fracture fixation or orthopaedic corrective surgery
Orthopaedics | Trauma - Extramedullary fixation | Locking/combination plate | Locking/combination plate - Foot/ankle | Paragon28 | Baby Gorilla, Plate, Y3, 07 Hole Locking, 1.1mm Thk, TiA STERILE | P53-006-3007-S | Standalone | DE0506822 | Patients requiring fracture fixation or orthopaedic corrective surgery
Orthopaedics | Trauma - Extramedullary fixation | Locking/combination plate | Locking/combination plate - Foot/ankle | Paragon28 | Baby Gorilla, Plate, Y3, 09 Hole Locking, 1.1mm Thk, TiA STERILE | P53-006-3009-S | Standalone | DE0506822 | Patients requiring fracture fixation or orthopaedic corrective surgery
Orthopaedics | Trauma - Extramedullary fixation | Locking/combination plate | Locking/combination plate - Foot/ankle | Paragon28 | Baby Gorilla, Plate, Y3, 07 Hole Compression, 1.1mm Thk, TiA STERILE | P53-006-3C07-S | Standalone | DE0506822 | Patients requiring fracture fixation or orthopaedic corrective surgery
Orthopaedics | Trauma - Extramedullary fixation | Locking/combination plate | Locking/combination plate - Foot/ankle | Paragon28 | Baby Gorilla, Plate, Y3, 09 Hole Compression, 1.1mm Thk, TiA STERILE | P53-006-3C09-S | Standalone | DE0506822 | Patients requiring fracture fixation or orthopaedic corrective surgery
Orthopaedics | Trauma - Extramedullary fixation | Locking/combination plate | Locking/combination plate - Foot/ankle | Paragon28 | Baby Gorilla, Plate, Y5, 11 Hole Locking, 1.4mm Thk, TiA STERILE | P53-006-5011-S | Standalone | DE0506822 | Patients requiring fracture fixation or orthopaedic corrective surgery
Orthopaedics | Trauma - Extramedullary fixation | Locking/combination plate | Locking/combination plate - Foot/ankle | Paragon28 | Baby Gorilla, Plate, Y5, 17 Hole Locking, 1.4mm Thk, TiA STERILE | P53-006-5017-S | Standalone | DE0506822 | Patients requiring fracture fixation or orthopaedic corrective surgery
Orthopaedics | Trauma - Extramedullary fixation | Locking/combination plate | Locking/combination plate - Foot/ankle | Paragon28 | Baby Gorilla, Plate, Y5, 11 Hole Compression, 1.4mm Thk, TiA STERILE | P53-006-5C11-S | Standalone | DE0506822 | Patients requiring fracture fixation or orthopaedic corrective surgery
Orthopaedics | Trauma - Extramedullary fixation | Locking/combination plate | Locking/combination plate - Foot/ankle | Paragon28 | Baby Gorilla, Plate, Y5, 17 Hole Compression, 1.4mm Thk, TiA STERILE | P53-006-5C17-S | Standalone | DE0506822 | Patients requiring fracture fixation or orthopaedic corrective surgery
Orthopaedics | Trauma - Extramedullary fixation | Locking/combination plate | Locking/combination plate - Foot/ankle | Paragon28 | Baby Gorilla, Plate, Jones 08 Hole, W/ Comp, Left, 1.4mm Thk, TiA STERILE | P53-007-LC08-S | Standalone | DE0506822 | Patients requiring fracture fixation or orthopaedic corrective surgery
Orthopaedics | Trauma - Extramedullary fixation | Locking/combination plate | Locking/combination plate - Foot/ankle | Paragon28 | Baby Gorilla, Plate, Jones 08 Hole, W/ Comp, Right, 1.4mm Thk, TiA STERILE | P53-007-RC08-S | Standalone | DE0506822 | Patients requiring fracture fixation or orthopaedic corrective surgery
Orthopaedics | Trauma - Extramedullary fixation | Locking/combination plate | Locking/combination plate - Foot/ankle | Paragon28 | Baby Gorilla, Plate, Hook 05 Hole, W/ Comp, Left, 1.2mm Thk, TiA STERILE | P53-008-LC05-S | Standalone | DE0506822 | Patients requiring fracture fixation or orthopaedic corrective surgery
Orthopaedics | Trauma - Extramedullary fixation | Locking/combination plate | Locking/combination plate - Foot/ankle | Paragon28 | Baby Gorilla, Plate, Hook, 6 Hole, Comp., Left, 1.2mm Thk, TiA STERILE | P53-008-LC06-S | Standalone | DE0506822 | Patients requiring fracture fixation or orthopaedic corrective surgery
Orthopaedics | Trauma - Extramedullary fixation | Locking/combination plate | Locking/combination plate - Foot/ankle | Paragon28 | Baby Gorilla, Plate, Hook 05 Hole, W/ Comp, Right, 1.2mm Thk, TiA STERILE | P53-008-RC05-S | Standalone | DE0506822 | Patients requiring fracture fixation or orthopaedic corrective surgery
Orthopaedics | Trauma - Extramedullary fixation | Locking/combination plate | Locking/combination plate - Foot/ankle | Paragon28 | Baby Gorilla, Plate, Hook, 6 Hole, Comp., Left, 1.2mm Thk, TiA STERILE | P53-008-RC06-S | Standalone | DE0506822 | Patients requiring fracture fixation or orthopaedic corrective surgery
Orthopaedics | Trauma - Extramedullary fixation | Locking/combination plate | Locking/combination plate - Foot/ankle | Paragon28 | Baby Gorilla, Plate, Navicular, 09 Hole, Left, Med, 1.1mm Thk, TiA STERILE | P53-009-L001-S | Standalone | DE0506822 | Patients requiring fracture fixation or orthopaedic corrective surgery
Orthopaedics | Trauma - Extramedullary fixation | Locking/combination plate | Locking/combination plate - Foot/ankle | Paragon28 | Baby Gorilla, Plate, Navicular, 09 Hole, Left, LG, 1.1mm Thk, TiA STERILE | P53-009-L002-S | Standalone | DE0506822 | Patients requiring fracture fixation or orthopaedic corrective surgery
Orthopaedics | Trauma - Extramedullary fixation | Locking/combination plate | Locking/combination plate - Foot/ankle | Paragon28 | Baby Gorilla, Plate, Navicular, 09 Hole, Right, Med, 1.1mm Thk, TiA STERILE | P53-009-R001-S | Standalone | DE0506822 | Patients requiring fracture fixation or orthopaedic corrective surgery
Orthopaedics | Trauma - Extramedullary fixation | Locking/combination plate | Locking/combination plate - Foot/ankle | Paragon28 | Baby Gorilla, Plate, Navicular, 09 Hole, Right, LG, 1.1mm Thk, TiA STERILE | P53-009-R002-S | Standalone | DE0506822 | Patients requiring fracture fixation or orthopaedic corrective surgery
Orthopaedics | Trauma - Extramedullary fixation | Locking/combination plate | Locking/combination plate - Foot/ankle | Paragon28 | Baby Gorilla, Plate, Cuboid 07 Hole, SM, 1.1mm Thk, TiA STERILE | P53-010-0001-S | Standalone | DE0506822 | Patients requiring fracture fixation or orthopaedic corrective surgery
Orthopaedics | Trauma - Extramedullary fixation | Locking/combination plate | Locking/combination plate - Foot/ankle | Paragon28 | Baby Gorilla, Plate, Cuboid 08 Hole, LG, 1.1mm Thk, TiA STERILE | P53-010-0002-S | Standalone | DE0506822 | Patients requiring fracture fixation or orthopaedic corrective surgery
Orthopaedics | Trauma - Extramedullary fixation | Locking/combination plate | Locking/combination plate - Foot/ankle | Paragon28 | Baby Gorilla, Plate, Talar Neck, Lateral, 04 Hole, Left, SM, 1.4mm Thk, TiA STERILE | P53-011-L001-S | Standalone | DE0506822 | Patients requiring fracture fixation or orthopaedic corrective surgery
Orthopaedics | Trauma - Extramedullary fixation | Locking/combination plate | Locking/combination plate - Foot/ankle | Paragon28 | Baby Gorilla, Plate, Talar Neck, Lateral, 04 Hole, Left, MD, 1.4mm Thk, TiA STERILE | P53-011-L002-S | Standalone | DE0506822 | Patients requiring fracture fixation or orthopaedic corrective surgery
Orthopaedics | Trauma - Extramedullary fixation | Locking/combination plate | Locking/combination plate - Foot/ankle | Paragon28 | Baby Gorilla, Plate, Talar Neck, Medial, 06 Hole, Left, 1.1mm Thk, TiA STERILE | P53-011-L101-S | Standalone | DE0506822 | Patients requiring fracture fixation or orthopaedic corrective surgery
Orthopaedics | Trauma - Extramedullary fixation | Locking/combination plate | Locking/combination plate - Foot/ankle | Paragon28 | Baby Gorilla, Plate, Talar Neck, Lateral, 04 Hole, Right, SM, 1.4mm Thk, TiA STERILE | P53-011-R001-S | Standalone | DE0506822 | Patients requiring fracture fixation or orthopaedic corrective surgery
Orthopaedics | Trauma - Extramedullary fixation | Locking/combination plate | Locking/combination plate - Foot/ankle | Paragon28 | Baby Gorilla, Plate, Talar Neck, Lateral, 04 Hole, Right, MD, 1.4mm Thk, TiA STERILE | P53-011-R002-S | Standalone | DE0506822 | Patients requiring fracture fixation or orthopaedic corrective surgery
Orthopaedics | Trauma - Extramedullary fixation | Locking/combination plate | Locking/combination plate - Foot/ankle | Paragon28 | Baby Gorilla, Plate, Talar Neck, Medial, 06 Hole, Right, 1.1mm Thk, TiA STERILE | P53-011-R101-S | Standalone | DE0506822 | Patients requiring fracture fixation or orthopaedic corrective surgery
Orthopaedics | Trauma - Extramedullary fixation | Locking/combination plate | Locking/combination plate - Foot/ankle | Paragon28 | Baby Gorilla, Plate, Mesh, 32 Hole Locking, 1.1mm Thk, TiA STERILE | P53-012-0408-S | Standalone | DE0506822 | Patients requiring fracture fixation or orthopaedic corrective surgery
Orthopaedics | Trauma - Extramedullary fixation | Locking/combination plate | Locking/combination plate - Foot/ankle | Paragon28 | Baby Gorilla, Plate, Mesh, 72 Hole Locking, 1.1mm Thk, TiA STERILE | P53-012-0612-S | Standalone | DE0506822 | Patients requiring fracture fixation or orthopaedic corrective surgery
Orthopaedics | Trauma - Extramedullary fixation | Locking/combination plate | Locking/combination plate - Foot/ankle | Paragon28 | Baby Gorilla, Plate, Mesh, 84 Hole Locking, 1.1mm Thk, TiA STERILE | P53-012-0614-S | Standalone | DE0506822 | Patients requiring fracture fixation or orthopaedic corrective surgery
Orthopaedics | Trauma - Extramedullary fixation | Locking/combination plate | Locking/combination plate - Foot/ankle | Paragon28 | Baby Gorilla, Plate, PROMO Plate Left Size 1, 1.3mm Thk, TiA STERILE | P53-014-L001-S | Standalone | DE0506822 | Patients requiring fracture fixation or orthopaedic corrective surgery
Orthopaedics | Trauma - Extramedullary fixation | Locking/combination plate | Locking/combination plate - Foot/ankle | Paragon28 | Baby Gorilla, Plate, PROMO Plate Left Size 2, 1.3mm Thk, TiA STERILE | P53-014-L002-S | Standalone | DE0506822 | Patients requiring fracture fixation or orthopaedic corrective surgery
Orthopaedics | Trauma - Extramedullary fixation | Locking/combination plate | Locking/combination plate - Foot/ankle | Paragon28 | Baby Gorilla, Plate, PROMO Plate Left Size 3, 1.3mm Thk, TiA STERILE | P53-014-L003-S | Standalone | DE0506822 | Patients requiring fracture fixation or orthopaedic corrective surgery
Orthopaedics | Trauma - Extramedullary fixation | Locking/combination plate | Locking/combination plate - Foot/ankle | Paragon28 | Baby Gorilla, Plate, PROMO Plate Left Size 4, 1.3mm Thk, TiA STERILE | P53-014-L004-S | Standalone | DE0506822 | Patients requiring fracture fixation or orthopaedic corrective surgery
Orthopaedics | Trauma - Extramedullary fixation | Locking/combination plate | Locking/combination plate - Foot/ankle | Paragon28 | PROMO, Plate, Left, Angled, 6 Degree, Size 1 STERILE | P53-014-L021-S | Standalone | DE0506822 | Patients requiring fracture fixation or orthopaedic corrective surgery
Orthopaedics | Trauma - Extramedullary fixation | Locking/combination plate | Locking/combination plate - Foot/ankle | Paragon28 | PROMO, Plate, Left, Angled, 6 Degree, Size 2 STERILE | P53-014-L022-S | Standalone | DE0506822 | Patients requiring fracture fixation or orthopaedic corrective surgery
Orthopaedics | Trauma - Extramedullary fixation | Locking/combination plate | Locking/combination plate - Foot/ankle | Paragon28 | Baby Gorilla, Plate, PROMO Plate Right Size 1, 1.3mm Thk, TiA STERILE | P53-014-R001-S | Standalone | DE0506822 | Patients requiring fracture fixation or orthopaedic corrective surgery
Orthopaedics | Trauma - Extramedullary fixation | Locking/combination plate | Locking/combination plate - Foot/ankle | Paragon28 | Baby Gorilla, Plate, PROMO Plate Right Size 2, 1.3mm Thk, TiA STERILE | P53-014-R002-S | Standalone | DE0506822 | Patients requiring fracture fixation or orthopaedic corrective surgery
Orthopaedics | Trauma - Extramedullary fixation | Locking/combination plate | Locking/combination plate - Foot/ankle | Paragon28 | Baby Gorilla, Plate, PROMO Plate Right Size 3, 1.3mm Thk, TiA STERILE | P53-014-R003-S | Standalone | DE0506822 | Patients requiring fracture fixation or orthopaedic corrective surgery
Orthopaedics | Trauma - Extramedullary fixation | Locking/combination plate | Locking/combination plate - Foot/ankle | Paragon28 | Baby Gorilla, Plate, PROMO Plate Right Size 4, 1.3mm Thk, TiA STERILE | P53-014-R004-S | Standalone | DE0506822 | Patients requiring fracture fixation or orthopaedic corrective surgery
Orthopaedics | Trauma - Extramedullary fixation | Locking/combination plate | Locking/combination plate - Foot/ankle | Paragon28 | PROMO Plate, Right, Angled 6 Degree, Size 1 STERILE | P53-014-R021-S | Standalone | DE0506822 | Patients requiring fracture fixation or orthopaedic corrective surgery
Orthopaedics | Trauma - Extramedullary fixation | Locking/combination plate | Locking/combination plate - Foot/ankle | Paragon28 | PROMO Plate, Right, Angled 6 Degree, Size 2 STERILE | P53-014-R022-S | Standalone | DE0506822 | Patients requiring fracture fixation or orthopaedic corrective surgery
Orthopaedics | Trauma - Extramedullary fixation | Locking/combination plate | Locking/combination plate - Foot/ankle | Paragon28 | Baby Gorilla Zig-Zag Plate, 5 Hole, Locking, 1.1mm Thk, TiA STERILE | P53-051-0005-S | Standalone | DE0506822 | Patients requiring fracture fixation or orthopaedic corrective surgery
Orthopaedics | Trauma - Extramedullary fixation | Locking/combination plate | Locking/combination plate - Foot/ankle | Paragon28 | Baby Gorilla Zig-Zag Plate, 7 Hole, Locking, 1.1mm Thk, TiA STERILE | P53-051-0007-S | Standalone | DE0506822 | Patients requiring fracture fixation or orthopaedic corrective surgery
Orthopaedics | Trauma - Extramedullary fixation | Locking/combination plate | Locking/combination plate - Foot/ankle | Paragon28 | Baby Gorilla Zig-Zag Plate, 9 Hole, Locking, 1.1mm Thk, TiA STERILE | P53-051-0009-S | Standalone | DE0506822 | Patients requiring fracture fixation or orthopaedic corrective surgery
Orthopaedics | Trauma - Extramedullary fixation | Locking/combination plate | Locking/combination plate - Foot/ankle | Paragon28 | Baby Gorilla Zig-Zag Plate, 11 Hole, Locking, 1.1mm Thk, TiA STERILE | P53-051-0011-S | Standalone | DE0506822 | Patients requiring fracture fixation or orthopaedic corrective surgery
Orthopaedics | Trauma - Extramedullary fixation | Locking/combination plate | Locking/combination plate - Foot/ankle | Paragon28 | Baby Gorilla Zig-Zag Plate, 13 Hole, Locking, 1.1mm Thk, TiA STERILE | P53-051-0013-S | Standalone | DE0506822 | Patients requiring fracture fixation or orthopaedic corrective surgery
Orthopaedics | Trauma - Extramedullary fixation | Locking/combination plate | Locking/combination plate - Foot/ankle | Paragon28 | Baby Gorilla Zig-Zag Plate, 15 Hole, Locking, 1.1mm Thk, TiA STERILE | P53-051-0015-S | Standalone | DE0506822 | Patients requiring fracture fixation or orthopaedic corrective surgery
Orthopaedics | Trauma - Extramedullary fixation | Locking/combination plate | Locking/combination plate - Foot/ankle | Paragon28 | Baby Gorilla Zig-Zag Plate, 17 Hole, Locking, 1.1mm Thk, TiA STERILE | P53-051-0017-S | Standalone | DE0506822 | Patients requiring fracture fixation or orthopaedic corrective surgery
Orthopaedics | Trauma - Extramedullary fixation | Locking/combination plate | Locking/combination plate - Foot/ankle | Paragon28 | Baby Gorilla Zig-Zag Plate, 19 Hole, Locking, 1.1mm Thk, TiA STERILE | P53-051-0019-S | Standalone | DE0506822 | Patients requiring fracture fixation or orthopaedic corrective surgery
Orthopaedics | Trauma - Extramedullary fixation | Locking/combination plate | Locking/combination plate - Foot/ankle | Paragon28 | Gorilla, Plate, 28-Plate, 2 Hole Compression, Small (15mm), 1.15mm Thk, TiA STERILE | P53-101-1011-S | Standalone | DE0502064 | Patients requiring fracture fixation or orthopaedic corrective surgery
Orthopaedics | Trauma - Extramedullary fixation | Locking/combination plate | Locking/combination plate - Foot/ankle | Paragon28 | Gorilla, Plate, 28-Plate, 2 Hole Compression, Med (20mm), 1.15mm Thk, TiA STERILE | P53-101-1012-S | Standalone | DE0502064 | Patients requiring fracture fixation or orthopaedic corrective surgery
Orthopaedics | Trauma - Extramedullary fixation | Locking/combination plate | Locking/combination plate - Foot/ankle | Paragon28 | Gorilla, Plate, 28-Plate, 2 Hole Compression, Large (25mm), 1.15mm Thk, TiA STERILE | P53-101-1013-S | Standalone | DE0502064 | Patients requiring fracture fixation or orthopaedic corrective surgery
Orthopaedics | Trauma - Extramedullary fixation | Locking/combination plate | Locking/combination plate - Foot/ankle | Paragon28 | Gorilla, Plate, 28-Plate, 2 Hole Compression, Small (15mm), 1.5mm Thk, TiA STERILE | P53-101-1021-S | Standalone | DE0502064 | Patients requiring fracture fixation or orthopaedic corrective surgery
Orthopaedics | Trauma - Extramedullary fixation | Locking/combination plate | Locking/combination plate - Foot/ankle | Paragon28 | Gorilla, Plate, 28-Plate, 2 Hole Compression, Med (20mm), 1.5mm Thk, TiA STERILE | P53-101-1022-S | Standalone | DE0502064 | Patients requiring fracture fixation or orthopaedic corrective surgery
Orthopaedics | Trauma - Extramedullary fixation | Locking/combination plate | Locking/combination plate - Foot/ankle | Paragon28 | Gorilla, Plate, 28-Plate, 2 Hole Compression, Large (25mm), 1.5mm Thk, TiA STERILE | P53-101-1023-S | Standalone | DE0502064 | Patients requiring fracture fixation or orthopaedic corrective surgery
Orthopaedics | Trauma - Extramedullary fixation | Locking/combination plate | Locking/combination plate - Foot/ankle | Paragon28 | Gorilla, Plate, 28-Plate, 2 Hole Locking, Small (15mm), 1.15mm Thk, TiA STERILE | P53-101-2011-S | Standalone | DE0502064 | Patients requiring fracture fixation or orthopaedic corrective surgery
Orthopaedics | Trauma - Extramedullary fixation | Locking/combination plate | Locking/combination plate - Foot/ankle | Paragon28 | Gorilla, Plate, 28-Plate, 2 Hole Locking, Med (20mm), 1.15mm Thk, TiA STERILE | P53-101-2012-S | Standalone | DE0502064 | Patients requiring fracture fixation or orthopaedic corrective surgery
Orthopaedics | Trauma - Extramedullary fixation | Locking/combination plate | Locking/combination plate - Foot/ankle | Paragon28 | Gorilla, Plate, 28-Plate, 2 Hole Locking, Large (25mm), 1.15mm Thk, TiA STERILE | P53-101-2013-S | Standalone | DE0502064 | Patients requiring fracture fixation or orthopaedic corrective surgery
Orthopaedics | Trauma - Extramedullary fixation | Locking/combination plate | Locking/combination plate - Foot/ankle | Paragon28 | Gorilla, Plate, 28-Plate, 2 Hole Locking, Small (15mm), 1.5mm Thk, TiA STERILE | P53-101-2021-S | Standalone | DE0502064 | Patients requiring fracture fixation or orthopaedic corrective surgery
Orthopaedics | Trauma - Extramedullary fixation | Locking/combination plate | Locking/combination plate - Foot/ankle | Paragon28 | Gorilla, Plate, 28-Plate, 2 Hole Locking, Med (20mm), 1.5mm Thk, TiA STERILE | P53-101-2022-S | Standalone | DE0502064 | Patients requiring fracture fixation or orthopaedic corrective surgery
Orthopaedics | Trauma - Extramedullary fixation | Locking/combination plate | Locking/combination plate - Foot/ankle | Paragon28 | Gorilla, Plate, 28-Plate, 2 Hole Locking, Large (25mm), 1.5mm Thk, TiA STERILE | P53-101-2023-S | Standalone | DE0502064 | Patients requiring fracture fixation or orthopaedic corrective surgery
Orthopaedics | Trauma - Extramedullary fixation | Locking/combination plate | Locking/combination plate - Foot/ankle | Paragon28 | Gorilla, Plate, 28-Plate, 3 Hole Compression, Small (25mm), 1.15mm Thk, TiA STERILE | P53-101-3011-S | Standalone | DE0502064 | Patients requiring fracture fixation or orthopaedic corrective surgery
Orthopaedics | Trauma - Extramedullary fixation | Locking/combination plate | Locking/combination plate - Foot/ankle | Paragon28 | Gorilla, Plate, 28-Plate, 3 Hole Compression, Med (30mm), 1.15mm Thk, TiA STERILE | P53-101-3012-S | Standalone | DE0502064 | Patients requiring fracture fixation or orthopaedic corrective surgery
Orthopaedics | Trauma - Extramedullary fixation | Locking/combination plate | Locking/combination plate - Foot/ankle | Paragon28 | Gorilla, Plate, 28-Plate, 3 Hole Compression, Large (35mm), 1.15mm Thk, TiA STERILE | P53-101-3013-S | Standalone | DE0502064 | Patients requiring fracture fixation or orthopaedic corrective surgery
Orthopaedics | Trauma - Extramedullary fixation | Locking/combination plate | Locking/combination plate - Foot/ankle | Paragon28 | Gorilla, Plate, 28-Plate, 3 Hole Compression, Small (25mm), 1.5mm Thk, TiA STERILE | P53-101-3021-S | Standalone | DE0502064 | Patients requiring fracture fixation or orthopaedic corrective surgery
Orthopaedics | Trauma - Extramedullary fixation | Locking/combination plate | Locking/combination plate - Foot/ankle | Paragon28 | Gorilla, Plate, 28-Plate, 3 Hole Compression, Med (30mm), 1.5mm Thk, TiA STERILE | P53-101-3022-S | Standalone | DE0502064 | Patients requiring fracture fixation or orthopaedic corrective surgery
Orthopaedics | Trauma - Extramedullary fixation | Locking/combination plate | Locking/combination plate - Foot/ankle | Paragon28 | Gorilla, Plate, 28-Plate, 3 Hole Compression, Large (35mm), 1.5mm Thk, TiA STERILE | P53-101-3023-S | Standalone | DE0502064 | Patients requiring fracture fixation or orthopaedic corrective surgery
Orthopaedics | Trauma - Extramedullary fixation | Locking/combination plate | Locking/combination plate - Foot/ankle | Paragon28 | Gorilla, Plate, 28-Plate, 4 Hole Compression, Small (33mm), 1.15mm Thk, TiA STERILE | P53-101-4011-S | Standalone | DE0502064 | Patients requiring fracture fixation or orthopaedic corrective surgery
Orthopaedics | Trauma - Extramedullary fixation | Locking/combination plate | Locking/combination plate - Foot/ankle | Paragon28 | Gorilla, Plate, 28-Plate, 4 Hole Compression, Small (33mm), 1.5mm Thk, TiA STERILE | P53-101-4021-S | Standalone | DE0502064 | Patients requiring fracture fixation or orthopaedic corrective surgery
Orthopaedics | Trauma - Extramedullary fixation | Locking/combination plate | Locking/combination plate - Foot/ankle | Paragon28 | Gorilla, Plate, 28-Plate, 4 Hole Locking, Small (32mm), 1.2mm Thk,TiA STERILE | P53-101-4121-S | Standalone | DE0502064 | Patients requiring fracture fixation or orthopaedic corrective surgery
Orthopaedics | Trauma - Extramedullary fixation | Locking/combination plate | Locking/combination plate - Foot/ankle | Paragon28 | Gorilla, Plate, 28-Plate, 5 Hole Compression, Small (40mm), 1.15mm Thk, TiA STERILE | P53-101-5011-S | Standalone | DE0502064 | Patients requiring fracture fixation or orthopaedic corrective surgery
Orthopaedics | Trauma - Extramedullary fixation | Locking/combination plate | Locking/combination plate - Foot/ankle | Paragon28 | Gorilla, Plate, 28-Plate, 5 Hole Compression, Small (40mm), 1.5mm Thk, TiA STERILE | P53-101-5021-S | Standalone | DE0502064 | Patients requiring fracture fixation or orthopaedic corrective surgery
Orthopaedics | Trauma - Extramedullary fixation | Locking/combination plate | Locking/combination plate - Foot/ankle | Paragon28 | Gorilla, Plate, Calcaneal Fracture, Left, Extra Small, 1.1mm Thk, Ti STERILE | P53-102-L000-S | Standalone | DE0502064 | Patients requiring fracture fixation or orthopaedic corrective surgery
Orthopaedics | Trauma - Extramedullary fixation | Locking/combination plate | Locking/combination plate - Foot/ankle | Paragon28 | Gorilla, Plate, Calcaneal Fracture, Left, Small, 1.1mm Thk, Ti STERILE | P53-102-L001-S | Standalone | DE0502064 | Patients requiring fracture fixation or orthopaedic corrective surgery
Orthopaedics | Trauma - Extramedullary fixation | Locking/combination plate | Locking/combination plate - Foot/ankle | Paragon28 | Gorilla, Plate, Calcaneal Fracture, Left, Med, 1.1mm Thk, Ti STERILE | P53-102-L002-S | Standalone | DE0502064 | Patients requiring fracture fixation or orthopaedic corrective surgery
Orthopaedics | Trauma - Extramedullary fixation | Locking/combination plate | Locking/combination plate - Foot/ankle | Paragon28 | Gorilla, Plate, Calcaneal Fracture, Left, Large, 1.1mm Thk, Ti STERILE | P53-102-L003-S | Standalone | DE0502064 | Patients requiring fracture fixation or orthopaedic corrective surgery
Orthopaedics | Trauma - Extramedullary fixation | Locking/combination plate | Locking/combination plate - Foot/ankle | Paragon28 | Gorilla, Plate, Calcaneal Fracture Sinus Tarsi Support, Left, SM, 1.1mm Thk, TiA STERILE | P53-102-L101-S | Standalone | DE0502064 | Patients requiring fracture fixation or orthopaedic corrective surgery
Orthopaedics | Trauma - Extramedullary fixation | Locking/combination plate | Locking/combination plate - Foot/ankle | Paragon28 | Gorilla, Plate, Calcaneal Fracture Sinus Tarsi Support, Left, MD, 1.1mm Thk, TiA STERILE | P53-102-L102-S | Standalone | DE0502064 | Patients requiring fracture fixation or orthopaedic corrective surgery
Orthopaedics | Trauma - Extramedullary fixation | Locking/combination plate | Locking/combination plate - Foot/ankle | Paragon28 | Gorilla, Plate, Calcaneal Fracture Sinus Tarsi Support, Left, LG, 1.1mm Thk, TiA STERILE | P53-102-L103-S | Standalone | DE0502064 | Patients requiring fracture fixation or orthopaedic corrective surgery
Orthopaedics | Trauma - Extramedullary fixation | Locking/combination plate | Locking/combination plate - Foot/ankle | Paragon28 | Gorilla, Plate, Calcaneal Fracture Sinus Tarsi, Left, SM, 1.1mm Thk, TiA STERILE | P53-102-L201-S | Standalone | DE0502064 | Patients requiring fracture fixation or orthopaedic corrective surgery
Orthopaedics | Trauma - Extramedullary fixation | Locking/combination plate | Locking/combination plate - Foot/ankle | Paragon28 | Gorilla, Plate, Calcaneal Fracture Sinus Tarsi, Left, MD, 1.1mm Thk, TiA STERILE | P53-102-L202-S | Standalone | DE0502064 | Patients requiring fracture fixation or orthopaedic corrective surgery
Orthopaedics | Trauma - Extramedullary fixation | Locking/combination plate | Locking/combination plate - Foot/ankle | Paragon28 | Gorilla, Plate, Calcaneal Fracture Sinus Tarsi, Left, LG, 1.1mm Thk, TiA STERILE | P53-102-L203-S | Standalone | DE0502064 | Patients requiring fracture fixation or orthopaedic corrective surgery
Orthopaedics | Trauma - Extramedullary fixation | Locking/combination plate | Locking/combination plate - Foot/ankle | Paragon28 | Gorilla, Plate, Calcaneal Fracture, Right, Extra Small, 1.1mm Thk, Ti STERILE | P53-102-R000-S | Standalone | DE0502064 | Patients requiring fracture fixation or orthopaedic corrective surgery
Orthopaedics | Trauma - Extramedullary fixation | Locking/combination plate | Locking/combination plate - Foot/ankle | Paragon28 | Gorilla, Plate, Calcaneal Fracture, Right, Small, 1.1mm Thk, Ti STERILE | P53-102-R001-S | Standalone | DE0502064 | Patients requiring fracture fixation or orthopaedic corrective surgery
Orthopaedics | Trauma - Extramedullary fixation | Locking/combination plate | Locking/combination plate - Foot/ankle | Paragon28 | Gorilla, Plate, Calcaneal Fracture, Right, Med, 1.1mm Thk, Ti STERILE | P53-102-R002-S | Standalone | DE0502064 | Patients requiring fracture fixation or orthopaedic corrective surgery
Orthopaedics | Trauma - Extramedullary fixation | Locking/combination plate | Locking/combination plate - Foot/ankle | Paragon28 | Gorilla, Plate, Calcaneal Fracture, Right, Large, 1.1mm Thk, Ti STERILE | P53-102-R003-S | Standalone | DE0502064 | Patients requiring fracture fixation or orthopaedic corrective surgery
Orthopaedics | Trauma - Extramedullary fixation | Locking/combination plate | Locking/combination plate - Foot/ankle | Paragon28 | Calcaneal Fracture Sinus Tarsi Support, Right, SM, 1.1mm Thk TiA STERILE | P53-102-R101-S | Standalone | DE0502064 | Patients requiring fracture fixation or orthopaedic corrective surgery
Orthopaedics | Trauma - Extramedullary fixation | Locking/combination plate | Locking/combination plate - Foot/ankle | Paragon28 | Gorilla, Plate, Calcaneal Fracture Sinus Tarsi Support, Right, MD, 1.1mm Thk, TiA STERILE | P53-102-R102-S | Standalone | DE0502064 | Patients requiring fracture fixation or orthopaedic corrective surgery
Orthopaedics | Trauma - Extramedullary fixation | Locking/combination plate | Locking/combination plate - Foot/ankle | Paragon28 | Gorilla, Plate, Calcaneal Fracture Sinus Tarsi Support, Right, LG, 1.1mm Thk, TiA STERILE | P53-102-R103-S | Standalone | DE0502064 | Patients requiring fracture fixation or orthopaedic corrective surgery
Orthopaedics | Trauma - Extramedullary fixation | Locking/combination plate | Locking/combination plate - Foot/ankle | Paragon28 | Gorilla, Plate, Calcaneal Fracture Sinus Tarsi, Right, SM, 1.1mm Thk, TiA STERILE | P53-102-R201-S | Standalone | DE0502064 | Patients requiring fracture fixation or orthopaedic corrective surgery
Orthopaedics | Trauma - Extramedullary fixation | Locking/combination plate | Locking/combination plate - Foot/ankle | Paragon28 | Gorilla, Plate, Calcaneal Fracture Sinus Tarsi, Right, MD, 1.1mm Thk, TiA STERILE | P53-102-R202-S | Standalone | DE0502064 | Patients requiring fracture fixation or orthopaedic corrective surgery
Orthopaedics | Trauma - Extramedullary fixation | Locking/combination plate | Locking/combination plate - Foot/ankle | Paragon28 | Gorilla, Plate, Calcaneal Fracture Sinus Tarsi, Right, LG, 1.1mm Thk, TiA STERILE | P53-102-R203-S | Standalone | DE0502064 | Patients requiring fracture fixation or orthopaedic corrective surgery
Orthopaedics | Trauma - Extramedullary fixation | Locking/combination plate | Locking/combination plate - Foot/ankle | Paragon28 | Gorilla Plate, MTP, Primary, Left, 0DEG, Small, 1.3mm Thk, TiA STERILE | P53-103-L001-S | Standalone | DE0502064 | Patients requiring fracture fixation or orthopaedic corrective surgery
Orthopaedics | Trauma - Extramedullary fixation | Locking/combination plate | Locking/combination plate - Foot/ankle | Paragon28 | Gorilla Plate, MTP, Primary, Left, 0DEG, Med, 1.3mm Thk, TiA STERILE | P53-103-L002-S | Standalone | DE0502064 | Patients requiring fracture fixation or orthopaedic corrective surgery
Orthopaedics | Trauma - Extramedullary fixation | Locking/combination plate | Locking/combination plate - Foot/ankle | Paragon28 | Gorilla Plate, MTP, Primary, Left, 0DEG, Large, 1.3mm Thk, TiA STERILE | P53-103-L003-S | Standalone | DE0502064 | Patients requiring fracture fixation or orthopaedic corrective surgery
Orthopaedics | Trauma - Extramedullary fixation | Locking/combination plate | Locking/combination plate - Foot/ankle | Paragon28 | Gorilla Plate, MTP, Short (2 Hole Distal), Left, 0DEG, Small, 1.3mm Thk, TiA STERILE | P53-103-L004-S | Standalone | DE0502064 | Patients requiring fracture fixation or orthopaedic corrective surgery
Orthopaedics | Trauma - Extramedullary fixation | Locking/combination plate | Locking/combination plate - Foot/ankle | Paragon28 | Gorilla Plate, MTP, Primary, Left, 5DEG, Small, 1.3mm Thk, TiA STERILE | P53-103-L051-S | Standalone | DE0502064 | Patients requiring fracture fixation or orthopaedic corrective surgery
Orthopaedics | Trauma - Extramedullary fixation | Locking/combination plate | Locking/combination plate - Foot/ankle | Paragon28 | Gorilla Plate, MTP, Primary, Left, 5DEG, Med, 1.3mm Thk, TiA STERILE | P53-103-L052-S | Standalone | DE0502064 | Patients requiring fracture fixation or orthopaedic corrective surgery
Orthopaedics | Trauma - Extramedullary fixation | Locking/combination plate | Locking/combination plate - Foot/ankle | Paragon28 | Gorilla Plate, MTP, Primary, Left, 5DEG, Large, 1.3mm Thk, TiA STERILE | P53-103-L053-S | Standalone | DE0502064 | Patients requiring fracture fixation or orthopaedic corrective surgery
Orthopaedics | Trauma - Extramedullary fixation | Locking/combination plate | Locking/combination plate - Foot/ankle | Paragon28 | Gorilla Plate, MTP, Short (2 Hole Distal), Left, 5DEG, Small, 1.3mm Thk, TiA STERILE | P53-103-L054-S | Standalone | DE0502064 | Patients requiring fracture fixation or orthopaedic corrective surgery
Orthopaedics | Trauma - Extramedullary fixation | Locking/combination plate | Locking/combination plate - Foot/ankle | Paragon28 | Gorilla Plate, MTP, Primary, Left, 10DEG, Small, 1.3mm Thk, TiA STERILE | P53-103-L101-S | Standalone | DE0502064 | Patients requiring fracture fixation or orthopaedic corrective surgery
Orthopaedics | Trauma - Extramedullary fixation | Locking/combination plate | Locking/combination plate - Foot/ankle | Paragon28 | Gorilla Plate, MTP, Primary, Left, 10DEG, Med, 1.3mm Thk, TiA STERILE | P53-103-L102-S | Standalone | DE0502064 | Patients requiring fracture fixation or orthopaedic corrective surgery
Orthopaedics | Trauma - Extramedullary fixation | Locking/combination plate | Locking/combination plate - Foot/ankle | Paragon28 | Gorilla Plate, MTP, Primary, Left, 10DEG, Large, 1.3mm Thk, TiA STERILE | P53-103-L103-S | Standalone | DE0502064 | Patients requiring fracture fixation or orthopaedic corrective surgery
Orthopaedics | Trauma - Extramedullary fixation | Locking/combination plate | Locking/combination plate - Foot/ankle | Paragon28 | Gorilla Plate, MTP, Short (2 Hole Distal), Left, 10DEG, Small, 1.3mm Thk, TiA STERILE | P53-103-L104-S | Standalone | DE0502064 | Patients requiring fracture fixation or orthopaedic corrective surgery
Orthopaedics | Trauma - Extramedullary fixation | Locking/combination plate | Locking/combination plate - Foot/ankle | Paragon28 | Gorilla Plate, MTP, Revision, Left, 5DEG, Small, 1.6mm Thk, TiA STERILE | P53-103-L151-S | Standalone | DE0502064 | Patients requiring fracture fixation or orthopaedic corrective surgery
Orthopaedics | Trauma - Extramedullary fixation | Locking/combination plate | Locking/combination plate - Foot/ankle | Paragon28 | Gorilla Plate, MTP, Revision, Left, 5DEG, Med, 1.6mm Thk, TiA STERILE | P53-103-L152-S | Standalone | DE0502064 | Patients requiring fracture fixation or orthopaedic corrective surgery
Orthopaedics | Trauma - Extramedullary fixation | Locking/combination plate | Locking/combination plate - Foot/ankle | Paragon28 | Gorilla Plate, MTP, Revision, Left, 5DEG, Large, 1.6mm Thk, TiA STERILE | P53-103-L153-S | Standalone | DE0502064 | Patients requiring fracture fixation or orthopaedic corrective surgery
Orthopaedics | Trauma - Extramedullary fixation | Locking/combination plate | Locking/combination plate - Foot/ankle | Paragon28 | Gorilla Plate, MTP, Graft Spanning, Left, 5DEG, Med, 1.6mm Thk, TiA STERILE | P53-103-L252-S | Standalone | DE0502064 | Patients requiring fracture fixation or orthopaedic corrective surgery
Orthopaedics | Trauma - Extramedullary fixation | Locking/combination plate | Locking/combination plate - Foot/ankle | Paragon28 | Gorilla Plate, MTP, Primary, Right, 0DEG, Small, 1.3mm Thk, TiA STERILE | P53-103-R001-S | Standalone | DE0502064 | Patients requiring fracture fixation or orthopaedic corrective surgery
Orthopaedics | Trauma - Extramedullary fixation | Locking/combination plate | Locking/combination plate - Foot/ankle | Paragon28 | Gorilla Plate, MTP, Primary, Right, 0DEG, Med, 1.3mm Thk, TiA STERILE | P53-103-R002-S | Standalone | DE0502064 | Patients requiring fracture fixation or orthopaedic corrective surgery
Orthopaedics | Trauma - Extramedullary fixation | Locking/combination plate | Locking/combination plate - Foot/ankle | Paragon28 | Gorilla Plate, MTP, Primary, Right, 0DEG, Large, 1.3mm Thk, TiA STERILE | P53-103-R003-S | Standalone | DE0502064 | Patients requiring fracture fixation or orthopaedic corrective surgery
Orthopaedics | Trauma - Extramedullary fixation | Locking/combination plate | Locking/combination plate - Foot/ankle | Paragon28 | Gorilla Plate, MTP, Short (2 Hole Distal), Right, 0DEG, Small, 1.3mm Thk, TiA STERILE | P53-103-R004-S | Standalone | DE0502064 | Patients requiring fracture fixation or orthopaedic corrective surgery
Orthopaedics | Trauma - Extramedullary fixation | Locking/combination plate | Locking/combination plate - Foot/ankle | Paragon28 | Gorilla Plate, MTP, Primary, Right, 5DEG, Small, 1.3mm Thk, TiA STERILE | P53-103-R051-S | Standalone | DE0502064 | Patients requiring fracture fixation or orthopaedic corrective surgery
Orthopaedics | Trauma - Extramedullary fixation | Locking/combination plate | Locking/combination plate - Foot/ankle | Paragon28 | Gorilla Plate, MTP, Primary, Right, 5DEG, Med, 1.3mm Thk, TiA STERILE | P53-103-R052-S | Standalone | DE0502064 | Patients requiring fracture fixation or orthopaedic corrective surgery
Orthopaedics | Trauma - Extramedullary fixation | Locking/combination plate | Locking/combination plate - Foot/ankle | Paragon28 | Gorilla Plate, MTP, Primary, Right, 5DEG, Large, 1.3mm Thk, TiA STERILE | P53-103-R053-S | Standalone | DE0502064 | Patients requiring fracture fixation or orthopaedic corrective surgery
Orthopaedics | Trauma - Extramedullary fixation | Locking/combination plate | Locking/combination plate - Foot/ankle | Paragon28 | Gorilla Plate, MTP, Short (2 Hole Distal), Right, 5DEG, Small, 1.3mm Thk, TiA STERILE | P53-103-R054-S | Standalone | DE0502064 | Patients requiring fracture fixation or orthopaedic corrective surgery
Orthopaedics | Trauma - Extramedullary fixation | Locking/combination plate | Locking/combination plate - Foot/ankle | Paragon28 | Gorilla Plate, MTP, Primary, Right, 10DEG, Small, 1.3mm Thk, TiA STERILE | P53-103-R101-S | Standalone | DE0502064 | Patients requiring fracture fixation or orthopaedic corrective surgery
Orthopaedics | Trauma - Extramedullary fixation | Locking/combination plate | Locking/combination plate - Foot/ankle | Paragon28 | Gorilla Plate, MTP, Primary, Right, 10DEG, Med, 1.3mm Thk, TiA STERILE | P53-103-R102-S | Standalone | DE0502064 | Patients requiring fracture fixation or orthopaedic corrective surgery
Orthopaedics | Trauma - Extramedullary fixation | Locking/combination plate | Locking/combination plate - Foot/ankle | Paragon28 | Gorilla Plate, MTP, Primary, Right, 10DEG, Large, 1.3mm Thk, TiA STERILE | P53-103-R103-S | Standalone | DE0502064 | Patients requiring fracture fixation or orthopaedic corrective surgery
Orthopaedics | Trauma - Extramedullary fixation | Locking/combination plate | Locking/combination plate - Foot/ankle | Paragon28 | Gorilla Plate, MTP, Short (2 Hole Distal), Right, 10DEG, Small, 1.3mm Thk, TiA STERILE | P53-103-R104-S | Standalone | DE0502064 | Patients requiring fracture fixation or orthopaedic corrective surgery
Orthopaedics | Trauma - Extramedullary fixation | Locking/combination plate | Locking/combination plate - Foot/ankle | Paragon28 | Gorilla Plate, MTP, Revision, Right, 5DEG, Small, 1.6mm Thk, TiA STERILE | P53-103-R151-S | Standalone | DE0502064 | Patients requiring fracture fixation or orthopaedic corrective surgery
Orthopaedics | Trauma - Extramedullary fixation | Locking/combination plate | Locking/combination plate - Foot/ankle | Paragon28 | Gorilla Plate, MTP, Revision, Right, 5DEG, Med, 1.6mm Thk, TiA STERILE | P53-103-R152-S | Standalone | DE0502064 | Patients requiring fracture fixation or orthopaedic corrective surgery
Orthopaedics | Trauma - Extramedullary fixation | Locking/combination plate | Locking/combination plate - Foot/ankle | Paragon28 | Gorilla Plate, MTP, Revision, Right, 5DEG, Large, 1.6mm Thk, TiA STERILE | P53-103-R153-S | Standalone | DE0502064 | Patients requiring fracture fixation or orthopaedic corrective surgery
Orthopaedics | Trauma - Extramedullary fixation | Locking/combination plate | Locking/combination plate - Foot/ankle | Paragon28 | Gorilla Plate, MTP, Graft Spanning, Right, 5DEG, Med, 1.6mm Thk, TiA STERILE | P53-103-R252-S | Standalone | DE0502064 | Patients requiring fracture fixation or orthopaedic corrective surgery
Orthopaedics | Trauma - Extramedullary fixation | Locking/combination plate | Locking/combination plate - Foot/ankle | Paragon28 | Gorilla, Plate, Bow and Arrow, Base, Flat, 1.3mm Thk, TiA STERILE | P53-104-0000-S | Standalone | DE0502064 | Patients requiring fracture fixation or orthopaedic corrective surgery
Orthopaedics | Trauma - Extramedullary fixation | Locking/combination plate | Locking/combination plate - Foot/ankle | Paragon28 | Gorilla, Plate, Bow and Arrow, Base, 2.0mm Wedge, 1.1mm Thk, TiA STERILE | P53-104-0020-S | Standalone | DE0502064 | Patients requiring fracture fixation or orthopaedic corrective surgery
Orthopaedics | Trauma - Extramedullary fixation | Locking/combination plate | Locking/combination plate - Foot/ankle | Paragon28 | Gorilla, Plate, Bow and Arrow, Base, 2.5mm Wedge, 1.1mm Thk, TiA STERILE | P53-104-0025-S | Standalone | DE0502064 | Patients requiring fracture fixation or orthopaedic corrective surgery
Orthopaedics | Trauma - Extramedullary fixation | Locking/combination plate | Locking/combination plate - Foot/ankle | Paragon28 | Gorilla, Plate, Bow and Arrow, Base, 3.0mm Wedge, 1.1mm Thk, TiA STERILE | P53-104-0030-S | Standalone | DE0502064 | Patients requiring fracture fixation or orthopaedic corrective surgery
Orthopaedics | Trauma - Extramedullary fixation | Locking/combination plate | Locking/combination plate - Foot/ankle | Paragon28 | Gorilla, Plate, Bow and Arrow, Base, 3.5mm Wedge, 1.1mm Thk, TiA STERILE | P53-104-0035-S | Standalone | DE0502064 | Patients requiring fracture fixation or orthopaedic corrective surgery
Orthopaedics | Trauma - Extramedullary fixation | Locking/combination plate | Locking/combination plate - Foot/ankle | Paragon28 | Gorilla, Plate, Bow and Arrow, Base, 4.0mm Wedge, 1.1mm Thk, TiA STERILE | P53-104-0040-S | Standalone | DE0502064 | Patients requiring fracture fixation or orthopaedic corrective surgery
Orthopaedics | Trauma - Extramedullary fixation | Locking/combination plate | Locking/combination plate - Foot/ankle | Paragon28 | Gorilla, Plate, Bow and Arrow, Base, 4.5mm Wedge, 1.1mm Thk, TiA STERILE | P53-104-0045-S | Standalone | DE0502064 | Patients requiring fracture fixation or orthopaedic corrective surgery
Orthopaedics | Trauma - Extramedullary fixation | Locking/combination plate | Locking/combination plate - Foot/ankle | Paragon28 | Gorilla, Plate, Bow and Arrow, Base, 5.0mm Wedge, 1.1mm Thk, TiA STERILE | P53-104-0050-S | Standalone | DE0502064 | Patients requiring fracture fixation or orthopaedic corrective surgery
Orthopaedics | Trauma - Extramedullary fixation | Locking/combination plate | Locking/combination plate - Foot/ankle | Paragon28 | Gorilla, Plate, Bow and Arrow, Base, 6.0mm Wedge, 1.1mm Thk, TiA STERILE | P53-104-0060-S | Standalone | DE0502064 | Patients requiring fracture fixation or orthopaedic corrective surgery
Orthopaedics | Trauma - Extramedullary fixation | Locking/combination plate | Locking/combination plate - Foot/ankle | Paragon28 | Gorilla, Plate, Bow and Arrow, Base, 7.0mm Wedge, 1.1mm Thk, TiA STERILE | P53-104-0070-S | Standalone | DE0502064 | Patients requiring fracture fixation or orthopaedic corrective surgery
Orthopaedics | Trauma - Extramedullary fixation | Locking/combination plate | Locking/combination plate - Foot/ankle | Paragon28 | Gorilla, Plate, Bow and Arrow, Base, 8.0mm Wedge, 1.1mm Thk, TiA STERILE | P53-104-0080-S | Standalone | DE0502064 | Patients requiring fracture fixation or orthopaedic corrective surgery
Orthopaedics | Trauma - Extramedullary fixation | Locking/combination plate | Locking/combination plate - Foot/ankle | Paragon28 | Gorilla, Plate, Bow and Arrow, Cotton, 5mm Wedge, 1.1mm Thk, TiA STERILE | P53-104-0150-S | Standalone | DE0502064 | Patients requiring fracture fixation or orthopaedic corrective surgery
Orthopaedics | Trauma - Extramedullary fixation | Locking/combination plate | Locking/combination plate - Foot/ankle | Paragon28 | Gorilla, Plate, Bow and Arrow, Cotton, 6mm Wedge, 1.1mm Thk, TiA STERILE | P53-104-0160-S | Standalone | DE0502064 | Patients requiring fracture fixation or orthopaedic corrective surgery
Orthopaedics | Trauma - Extramedullary fixation | Locking/combination plate | Locking/combination plate - Foot/ankle | Paragon28 | Gorilla, Plate, Bow and Arrow, Cotton, 7mm Wedge, 1.1mm Thk, TiA STERILE | P53-104-0170-S | Standalone | DE0502064 | Patients requiring fracture fixation or orthopaedic corrective surgery
Orthopaedics | Trauma - Extramedullary fixation | Locking/combination plate | Locking/combination plate - Foot/ankle | Paragon28 | Gorilla, Plate, Bow and Arrow, Cotton, 8mm Wedge, 1.1mm Thk, TiA STERILE | P53-104-0180-S | Standalone | DE0502064 | Patients requiring fracture fixation or orthopaedic corrective surgery
Orthopaedics | Trauma - Extramedullary fixation | Locking/combination plate | Locking/combination plate - Foot/ankle | Paragon28 | Gorilla, Plate, Bow and Arrow, Evans, 6mm Wedge, 1.1mm Thk, TiA STERILE | P53-104-0206-S | Standalone | DE0502064 | Patients requiring fracture fixation or orthopaedic corrective surgery
Orthopaedics | Trauma - Extramedullary fixation | Locking/combination plate | Locking/combination plate - Foot/ankle | Paragon28 | Gorilla, Plate, Bow and Arrow, Evans, 8mm Wedge, 1.1mm Thk, TiA STERILE | P53-104-0208-S | Standalone | DE0502064 | Patients requiring fracture fixation or orthopaedic corrective surgery
Orthopaedics | Trauma - Extramedullary fixation | Locking/combination plate | Locking/combination plate - Foot/ankle | Paragon28 | Gorilla, Plate, Bow and Arrow, Evans, 10mm Wedge, 1.1mm Thk, TiA STERILE | P53-104-0210-S | Standalone | DE0502064 | Patients requiring fracture fixation or orthopaedic corrective surgery
Orthopaedics | Trauma - Extramedullary fixation | Locking/combination plate | Locking/combination plate - Foot/ankle | Paragon28 | Gorilla, Plate, Bow and Arrow, Evans, 12mm Wedge, 1.1mm Thk, TiA STERILE | P53-104-0212-S | Standalone | DE0502064 | Patients requiring fracture fixation or orthopaedic corrective surgery
Orthopaedics | Trauma - Extramedullary fixation | Locking/combination plate | Locking/combination plate - Foot/ankle | Paragon28 | Gorilla, Plate, Bow and Arrow, 0.00mm Wedge, Left, 1.1mm Thk, TiA STERILE | P53-104-1000-S | Standalone | DE0502064 | Patients requiring fracture fixation or orthopaedic corrective surgery
Orthopaedics | Trauma - Extramedullary fixation | Locking/combination plate | Locking/combination plate - Foot/ankle | Paragon28 | Gorilla, Plate, HEvans, Left, Small, 1.1mm Thk, TiA STERILE | P53-105-L001-S | Standalone | DE0502064 | Patients requiring fracture fixation or orthopaedic corrective surgery
Orthopaedics | Trauma - Extramedullary fixation | Locking/combination plate | Locking/combination plate - Foot/ankle | Paragon28 | Gorilla, Plate, HEvans, Left, Med, 1.1mm Thk, TiA STERILE | P53-105-L002-S | Standalone | DE0502064 | Patients requiring fracture fixation or orthopaedic corrective surgery
Orthopaedics | Trauma - Extramedullary fixation | Locking/combination plate | Locking/combination plate - Foot/ankle | Paragon28 | Gorilla, Plate, HEvans, Left, Large, 1.1mm Thk, TiA STERILE | P53-105-L003-S | Standalone | DE0502064 | Patients requiring fracture fixation or orthopaedic corrective surgery
Orthopaedics | Trauma - Extramedullary fixation | Locking/combination plate | Locking/combination plate - Foot/ankle | Paragon28 | Gorilla, Plate, HEvans, Right, Small, 1.1mm Thk, TiA STERILE | P53-105-R001-S | Standalone | DE0502064 | Patients requiring fracture fixation or orthopaedic corrective surgery
Orthopaedics | Trauma - Extramedullary fixation | Locking/combination plate | Locking/combination plate - Foot/ankle | Paragon28 | Gorilla, Plate, HEvans, Right, Med, 1.1mm Thk, TiA STERILE | P53-105-R002-S | Standalone | DE0502064 | Patients requiring fracture fixation or orthopaedic corrective surgery
Orthopaedics | Trauma - Extramedullary fixation | Locking/combination plate | Locking/combination plate - Foot/ankle | Paragon28 | Gorilla, Plate, HEvans, Right, Large, 1.1mm Thk, TiA STERILE | P53-105-R003-S | Standalone | DE0502064 | Patients requiring fracture fixation or orthopaedic corrective surgery
Orthopaedics | Trauma - Extramedullary fixation | Locking/combination plate | Locking/combination plate - Foot/ankle | Paragon28 | Gorilla, Plate, Lapidus, Standard, Left, W/Compression, 1.3mm Thk, TiA STERILE | P53-106-L001-S | Standalone | DE0502064 | Patients requiring fracture fixation or orthopaedic corrective surgery
Orthopaedics | Trauma - Extramedullary fixation | Locking/combination plate | Locking/combination plate - Foot/ankle | Paragon28 | Gorilla, Plate, Lapidus, Graft Spanning 5-8mm, Left, W/Compression, 1.6mm Thk, TiA STERILE | P53-106-L002-S | Standalone | DE0502064 | Patients requiring fracture fixation or orthopaedic corrective surgery
Orthopaedics | Trauma - Extramedullary fixation | Locking/combination plate | Locking/combination plate - Foot/ankle | Paragon28 | Gorilla, Plate, Lapidus, Graft Spanning 10-12mm, Left, Locking, 1.6mm Thk, TiA STERILE | P53-106-L003-S | Standalone | DE0502064 | Patients requiring fracture fixation or orthopaedic corrective surgery
Orthopaedics | Trauma - Extramedullary fixation | Locking/combination plate | Locking/combination plate - Foot/ankle | Paragon28 | Gorilla, Plate, Lapidus, Graft Spanning 14mm, Left, Locking, 1.6mm Thk, TiA STERILE | P53-106-L005-S | Standalone | DE0502064 | Patients requiring fracture fixation or orthopaedic corrective surgery
Orthopaedics | Trauma - Extramedullary fixation | Locking/combination plate | Locking/combination plate - Foot/ankle | Paragon28 | Gorilla, Lapidus Plate, Standard, No Plantar Arm, Left, 1.3mm Thk, TiA STERILE | P53-106-L101-S | Standalone | DE0502064 | Patients requiring fracture fixation or orthopaedic corrective surgery
Orthopaedics | Trauma - Extramedullary fixation | Locking/combination plate | Locking/combination plate - Foot/ankle | Paragon28 | Gorilla, Plate, Lapidus, Step-Off 1mm, Left, W/Compression, 1.4mm Thk, TiA STERILE | P53-106-L201-S | Standalone | DE0502064 | Patients requiring fracture fixation or orthopaedic corrective surgery
Orthopaedics | Trauma - Extramedullary fixation | Locking/combination plate | Locking/combination plate - Foot/ankle | Paragon28 | Gorilla, Plate, Lapidus, Step-Off 2mm, Left, W/Compression, 1.4mm Thk, TiA STERILE | P53-106-L202-S | Standalone | DE0502064 | Patients requiring fracture fixation or orthopaedic corrective surgery
Orthopaedics | Trauma - Extramedullary fixation | Locking/combination plate | Locking/combination plate - Foot/ankle | Paragon28 | Gorilla, Plate, Lapidus, Step-Off 3mm, Left, W/Compression, 1.4mm Thk, TiA STERILE | P53-106-L203-S | Standalone | DE0502064 | Patients requiring fracture fixation or orthopaedic corrective surgery
Orthopaedics | Trauma - Extramedullary fixation | Locking/combination plate | Locking/combination plate - Foot/ankle | Paragon28 | Gorilla, Plate, Lapidus, Step-Off 4mm, Left, W/Compression, 1.4mm Thk, TiA STERILE | P53-106-L204-S | Standalone | DE0502064 | Patients requiring fracture fixation or orthopaedic corrective surgery
Orthopaedics | Trauma - Extramedullary fixation | Locking/combination plate | Locking/combination plate - Foot/ankle | Paragon28 | Gorilla, Plate, Lapidus, Step-Off 5mm, Left, W/Compression, 1.4mm Thk, TiA STERILE | P53-106-L205-S | Standalone | DE0502064 | Patients requiring fracture fixation or orthopaedic corrective surgery
Orthopaedics | Trauma - Extramedullary fixation | Locking/combination plate | Locking/combination plate - Foot/ankle | Paragon28 | Gorilla, Plate, Lapidus, Step-Off 6mm, Left, W/Compression, 1.4mm Thk, TiA STERILE | P53-106-L206-S | Standalone | DE0502064 | Patients requiring fracture fixation or orthopaedic corrective surgery
Orthopaedics | Trauma - Extramedullary fixation | Locking/combination plate | Locking/combination plate - Foot/ankle | Paragon28 | Gorilla, Plate, Lapidus, Standard, Left, W/Compression, 1.3mm Thk, TiA STERILE | P53-106-R001-S | Standalone | DE0502064 | Patients requiring fracture fixation or orthopaedic corrective surgery
Orthopaedics | Trauma - Extramedullary fixation | Locking/combination plate | Locking/combination plate - Foot/ankle | Paragon28 | Gorilla, Plate, Lapidus, Graft Spanning 5-8mm, Right, W/Compression, 1.6mm Thk, TiA STERILE | P53-106-R002-S | Standalone | DE0502064 | Patients requiring fracture fixation or orthopaedic corrective surgery
Orthopaedics | Trauma - Extramedullary fixation | Locking/combination plate | Locking/combination plate - Foot/ankle | Paragon28 | Gorilla, Plate, Lapidus, Graft Spanning 10-12mm, Right, Locking, 1.6mm Thk, TiA STERILE | P53-106-R003-S | Standalone | DE0502064 | Patients requiring fracture fixation or orthopaedic corrective surgery
Orthopaedics | Trauma - Extramedullary fixation | Locking/combination plate | Locking/combination plate - Foot/ankle | Paragon28 | Gorilla, Plate, Lapidus, Graft Spanning 14mm, Right, Locking, 1.6mm Thk, TiA STERILE | P53-106-R005-S | Standalone | DE0502064 | Patients requiring fracture fixation or orthopaedic corrective surgery
Orthopaedics | Trauma - Extramedullary fixation | Locking/combination plate | Locking/combination plate - Foot/ankle | Paragon28 | Gorilla, Lapidus Plate, Standard, No Plantar Arm, Right, 1.3mm Thk, TiA STERILE | P53-106-R101-S | Standalone | DE0502064 | Patients requiring fracture fixation or orthopaedic corrective surgery
Orthopaedics | Trauma - Extramedullary fixation | Locking/combination plate | Locking/combination plate - Foot/ankle | Paragon28 | Gorilla, Plate, Lapidus, Step-Off 1mm, Right, W/Compression, 1.4mm Thk, TiA STERILE | P53-106-R201-S | Standalone | DE0502064 | Patients requiring fracture fixation or orthopaedic corrective surgery
Orthopaedics | Trauma - Extramedullary fixation | Locking/combination plate | Locking/combination plate - Foot/ankle | Paragon28 | Gorilla, Plate, Lapidus, Step-Off 2mm, Right, W/Compression, 1.4mm Thk, TiA STERILE | P53-106-R202-S | Standalone | DE0502064 | Patients requiring fracture fixation or orthopaedic corrective surgery
Orthopaedics | Trauma - Extramedullary fixation | Locking/combination plate | Locking/combination plate - Foot/ankle | Paragon28 | Gorilla, Plate, Lapidus, Step-Off 3mm, Right, W/Compression, 1.4mm Thk, TiA STERILE | P53-106-R203-S | Standalone | DE0502064 | Patients requiring fracture fixation or orthopaedic corrective surgery
Orthopaedics | Trauma - Extramedullary fixation | Locking/combination plate | Locking/combination plate - Foot/ankle | Paragon28 | Gorilla, Plate, Lapidus, Step-Off 4mm, Right, W/Compression, 1.4mm Thk, TiA STERILE | P53-106-R204-S | Standalone | DE0502064 | Patients requiring fracture fixation or orthopaedic corrective surgery
Orthopaedics | Trauma - Extramedullary fixation | Locking/combination plate | Locking/combination plate - Foot/ankle | Paragon28 | Gorilla, Plate, Lapidus, Step-Off 5mm, Right, W/Compression, 1.4mm Thk, TiA STERILE | P53-106-R205-S | Standalone | DE0502064 | Patients requiring fracture fixation or orthopaedic corrective surgery
Orthopaedics | Trauma - Extramedullary fixation | Locking/combination plate | Locking/combination plate - Foot/ankle | Paragon28 | Gorilla, Plate, Lapidus, Step-Off 6mm, Right, W/Compression, 1.4mm Thk, TiA STERILE | P53-106-R206-S | Standalone | DE0502064 | Patients requiring fracture fixation or orthopaedic corrective surgery
Orthopaedics | Trauma - Extramedullary fixation | Locking/combination plate | Locking/combination plate - Foot/ankle | Paragon28 | Gorilla, Plate, Calcaneal Slide, Standard, 2.00mm Thk, TiA STERILE | P53-107-2015-S | Standalone | DE0502064 | Patients requiring fracture fixation or orthopaedic corrective surgery
Orthopaedics | Trauma - Extramedullary fixation | Locking/combination plate | Locking/combination plate - Foot/ankle | Paragon28 | Gorilla, Plate, Med Col Rescue, 1.5mm Thk, 7-Hole, TiA STERILE | P53-109-1007-S | Standalone | DE0502064 | Patients requiring fracture fixation or orthopaedic corrective surgery
Orthopaedics | Trauma - Extramedullary fixation | Locking/combination plate | Locking/combination plate - Foot/ankle | Paragon28 | Gorilla, Plate, Med Col Rescue, 1.5mm Thk, 9-Hole, TiA STERILE | P53-109-1009-S | Standalone | DE0502064 | Patients requiring fracture fixation or orthopaedic corrective surgery
Orthopaedics | Trauma - Extramedullary fixation | Locking/combination plate | Locking/combination plate - Foot/ankle | Paragon28 | Gorilla, Plate, Med Col Rescue, 1.5mm Thk, 11-Hole, TiA STERILE | P53-109-1011-S | Standalone | DE0502064 | Patients requiring fracture fixation or orthopaedic corrective surgery
Orthopaedics | Trauma - Extramedullary fixation | Locking/combination plate | Locking/combination plate - Foot/ankle | Paragon28 | Gorilla, Plate, Med Col Rescue, 1.5mm Thk, 13-Hole, TiA STERILE | P53-109-1013-S | Standalone | DE0502064 | Patients requiring fracture fixation or orthopaedic corrective surgery
Orthopaedics | Trauma - Extramedullary fixation | Locking/combination plate | Locking/combination plate - Foot/ankle | Paragon28 | Gorilla, Plate, Med Col Rescue, 1.5mm Thk, 15-Hole, TiA STERILE | P53-109-1015-S | Standalone | DE0502064 | Patients requiring fracture fixation or orthopaedic corrective surgery
Orthopaedics | Trauma - Extramedullary fixation | Locking/combination plate | Locking/combination plate - Foot/ankle | Paragon28 | Gorilla, Plate, Med Col Rescue, 2.0mm Thk, 9-Hole, TiA STERILE | P53-109-1109-S | Standalone | DE0502064 | Patients requiring fracture fixation or orthopaedic corrective surgery
Orthopaedics | Trauma - Extramedullary fixation | Locking/combination plate | Locking/combination plate - Foot/ankle | Paragon28 | Gorilla, Plate, Med Col Rescue, 2.0mm Thk, 11-Hole, TiA STERILE | P53-109-1111-S | Standalone | DE0502064 | Patients requiring fracture fixation or orthopaedic corrective surgery
Orthopaedics | Trauma - Extramedullary fixation | Locking/combination plate | Locking/combination plate - Foot/ankle | Paragon28 | Gorilla, Plate, Med Col Rescue, 2.0mm Thk, 13-Hole, TiA STERILE | P53-109-1113-S | Standalone | DE0502064 | Patients requiring fracture fixation or orthopaedic corrective surgery
Orthopaedics | Trauma - Extramedullary fixation | Locking/combination plate | Locking/combination plate - Foot/ankle | Paragon28 | Gorilla, Plate, Med Col Rescue, 2.0mm Thk, 15-Hole, TiA STERILE | P53-109-1115-S | Standalone | DE0502064 | Patients requiring fracture fixation or orthopaedic corrective surgery
Orthopaedics | Trauma - Extramedullary fixation | Locking/combination plate | Locking/combination plate - Foot/ankle | Paragon28 | Gorilla, Plate, Med Col Arch, 1.5mm Thk, Left, Sm, TiA STERILE | P53-109-L001-S | Standalone | DE0502064 | Patients requiring fracture fixation or orthopaedic corrective surgery
Orthopaedics | Trauma - Extramedullary fixation | Locking/combination plate | Locking/combination plate - Foot/ankle | Paragon28 | Gorilla, Plate, Med Col Arch, 1.5mm Thk, Left, Md, TiA STERILE | P53-109-L002-S | Standalone | DE0502064 | Patients requiring fracture fixation or orthopaedic corrective surgery
Orthopaedics | Trauma - Extramedullary fixation | Locking/combination plate | Locking/combination plate - Foot/ankle | Paragon28 | Gorilla, Plate, Med Col Arch, 1.5mm Thk, Left, Lg, TiA STERILE | P53-109-L003-S | Standalone | DE0502064 | Patients requiring fracture fixation or orthopaedic corrective surgery
Orthopaedics | Trauma - Extramedullary fixation | Locking/combination plate | Locking/combination plate - Foot/ankle | Paragon28 | Gorilla, Plate, Med Col Arch, TN-NC, 1.5mm Thk, Left, Sm, TiA STERILE | P53-109-L011-S | Standalone | DE0502064 | Patients requiring fracture fixation or orthopaedic corrective surgery
Orthopaedics | Trauma - Extramedullary fixation | Locking/combination plate | Locking/combination plate - Foot/ankle | Paragon28 | Gorilla, Plate, Med Col Arch, TN-NC, 1.5mm Thk, Left, Md, TiA STERILE | P53-109-L012-S | Standalone | DE0502064 | Patients requiring fracture fixation or orthopaedic corrective surgery
Orthopaedics | Trauma - Extramedullary fixation | Locking/combination plate | Locking/combination plate - Foot/ankle | Paragon28 | Gorilla, Plate, Med Col Arch, TN-NC, 1.5mm Thk, Left, Lg, TiA STERILE | P53-109-L013-S | Standalone | DE0502064 | Patients requiring fracture fixation or orthopaedic corrective surgery
Orthopaedics | Trauma - Extramedullary fixation | Locking/combination plate | Locking/combination plate - Foot/ankle | Paragon28 | Gorilla, Plate, Med Col Arch, 2.0mm Thk, Left, Sm, TiA STERILE | P53-109-L101-S | Standalone | DE0502064 | Patients requiring fracture fixation or orthopaedic corrective surgery
Orthopaedics | Trauma - Extramedullary fixation | Locking/combination plate | Locking/combination plate - Foot/ankle | Paragon28 | Gorilla, Plate, Med Col Arch, 2.0mm Thk, Left, Md, TiA STERILE | P53-109-L102-S | Standalone | DE0502064 | Patients requiring fracture fixation or orthopaedic corrective surgery
Orthopaedics | Trauma - Extramedullary fixation | Locking/combination plate | Locking/combination plate - Foot/ankle | Paragon28 | Gorilla, Plate, Med Col Arch, 2.0mm Thk, Left, Lg, TiA STERILE | P53-109-L103-S | Standalone | DE0502064 | Patients requiring fracture fixation or orthopaedic corrective surgery
Orthopaedics | Trauma - Extramedullary fixation | Locking/combination plate | Locking/combination plate - Foot/ankle | Paragon28 | Gorilla, Plate, Med Col Arch NC-1st Met, 2.0mm Thk, Left, Sm, TiA STERILE | P53-109-L111-S | Standalone | DE0502064 | Patients requiring fracture fixation or orthopaedic corrective surgery
Orthopaedics | Trauma - Extramedullary fixation | Locking/combination plate | Locking/combination plate - Foot/ankle | Paragon28 | Gorilla, Plate, Med Col Arch NC-1st Met, 2.0mm Thk, Left, Md, TiA STERILE | P53-109-L112-S | Standalone | DE0502064 | Patients requiring fracture fixation or orthopaedic corrective surgery
Orthopaedics | Trauma - Extramedullary fixation | Locking/combination plate | Locking/combination plate - Foot/ankle | Paragon28 | Gorilla, Plate, Med Col Arch NC-1st Met, 2.0mm Thk, Left, Lg, TiA STERILE | P53-109-L113-S | Standalone | DE0502064 | Patients requiring fracture fixation or orthopaedic corrective surgery
Orthopaedics | Trauma - Extramedullary fixation | Locking/combination plate | Locking/combination plate - Foot/ankle | Paragon28 | Gorilla, Plate, Med Col Arch Extended, 2.0mm Thk, Left, SM, TiA STERILE | P53-109-L151-S | Standalone | DE0502064 | Patients requiring fracture fixation or orthopaedic corrective surgery
Orthopaedics | Trauma - Extramedullary fixation | Locking/combination plate | Locking/combination plate - Foot/ankle | Paragon28 | Gorilla, Plate, Med Col Arch Extended, 2.0mm Thk, Left, MD, TiA STERILE | P53-109-L152-S | Standalone | DE0502064 | Patients requiring fracture fixation or orthopaedic corrective surgery
Orthopaedics | Trauma - Extramedullary fixation | Locking/combination plate | Locking/combination plate - Foot/ankle | Paragon28 | Gorilla, Plate, Med Col Arch Extended, 2.0mm Thk, Left, LG, TiA STERILE | P53-109-L153-S | Standalone | DE0502064 | Patients requiring fracture fixation or orthopaedic corrective surgery
Orthopaedics | Trauma - Extramedullary fixation | Locking/combination plate | Locking/combination plate - Foot/ankle | Paragon28 | Gorilla, Medial Column Straddle, Left, Extra Small, 1.9mm Thk, TiA STERILE | P53-109-L210-S | Standalone | DE0502064 | Patients requiring fracture fixation or orthopaedic corrective surgery
Orthopaedics | Trauma - Extramedullary fixation | Locking/combination plate | Locking/combination plate - Foot/ankle | Paragon28 | Gorilla, Medial Column Straddle, Left, Small, 1.9mm Thk, TiA STERILE | P53-109-L211-S | Standalone | DE0502064 | Patients requiring fracture fixation or orthopaedic corrective surgery
Orthopaedics | Trauma - Extramedullary fixation | Locking/combination plate | Locking/combination plate - Foot/ankle | Paragon28 | Gorilla, Medial Column Straddle, Left, Medium, 1.9mm Thk, TiA STERILE | P53-109-L212-S | Standalone | DE0502064 | Patients requiring fracture fixation or orthopaedic corrective surgery
Orthopaedics | Trauma - Extramedullary fixation | Locking/combination plate | Locking/combination plate - Foot/ankle | Paragon28 | Medial Column Straddle, Left, Large, 1.9mm Thk, TiA STERILE | P53-109-L213-S | Standalone | DE0502064 | Patients requiring fracture fixation or orthopaedic corrective surgery
Orthopaedics | Trauma - Extramedullary fixation | Locking/combination plate | Locking/combination plate - Foot/ankle | Paragon28 | Medial Column Straddle, Left, Extra Large, 1.9mm Thk, TiA STERILE | P53-109-L214-S | Standalone | DE0502064 | Patients requiring fracture fixation or orthopaedic corrective surgery
Orthopaedics | Trauma - Extramedullary fixation | Locking/combination plate | Locking/combination plate - Foot/ankle | Paragon28 | Gorilla, Plate, NC Fusion Medial Column, 1.5mm Thk, Left, Small, TiA STERILE | P53-109-L301-S | Standalone | DE0502064 | Patients requiring fracture fixation or orthopaedic corrective surgery
Orthopaedics | Trauma - Extramedullary fixation | Locking/combination plate | Locking/combination plate - Foot/ankle | Paragon28 | Gorilla, Plate, NC Fusion Medial Column, 1.5mm Thk, Left, Medium, TiA STERILE | P53-109-L302-S | Standalone | DE0502064 | Patients requiring fracture fixation or orthopaedic corrective surgery
Orthopaedics | Trauma - Extramedullary fixation | Locking/combination plate | Locking/combination plate - Foot/ankle | Paragon28 | Gorilla, Plate, NC Fusion Medial Column, 1.5mm Thk, Left, Large, TiA STERILE | P53-109-L303-S | Standalone | DE0502064 | Patients requiring fracture fixation or orthopaedic corrective surgery
Orthopaedics | Trauma - Extramedullary fixation | Locking/combination plate | Locking/combination plate - Foot/ankle | Paragon28 | Gorilla, Plate, NC Fusion Medial Column, 1.5mm Thk, Left, Extra Large, TiA STERILE | P53-109-L304-S | Standalone | DE0502064 | Patients requiring fracture fixation or orthopaedic corrective surgery
Orthopaedics | Trauma - Extramedullary fixation | Locking/combination plate | Locking/combination plate - Foot/ankle | Paragon28 | Gorilla, Plate, Med Col Arch, 1.5mm Thk, Right, Sm, TiA STERILE | P53-109-R001-S | Standalone | DE0502064 | Patients requiring fracture fixation or orthopaedic corrective surgery
Orthopaedics | Trauma - Extramedullary fixation | Locking/combination plate | Locking/combination plate - Foot/ankle | Paragon28 | Gorilla, Plate, Med Col Arch, 1.5mm Thk, Right, Md, TiA STERILE | P53-109-R002-S | Standalone | DE0502064 | Patients requiring fracture fixation or orthopaedic corrective surgery
Orthopaedics | Trauma - Extramedullary fixation | Locking/combination plate | Locking/combination plate - Foot/ankle | Paragon28 | Gorilla, Plate, Med Col Arch, 1.5mm Thk, Right, Lg, TiA STERILE | P53-109-R003-S | Standalone | DE0502064 | Patients requiring fracture fixation or orthopaedic corrective surgery
Orthopaedics | Trauma - Extramedullary fixation | Locking/combination plate | Locking/combination plate - Foot/ankle | Paragon28 | Gorilla, Plate, Med Col Arch, TN-NC, 1.5mm Thk, Right, Sm, TiA STERILE | P53-109-R011-S | Standalone | DE0502064 | Patients requiring fracture fixation or orthopaedic corrective surgery
Orthopaedics | Trauma - Extramedullary fixation | Locking/combination plate | Locking/combination plate - Foot/ankle | Paragon28 | Gorilla, Plate, Med Col Arch, TN-NC, 1.5mm Thk, Right, Md, TiA STERILE | P53-109-R012-S | Standalone | DE0502064 | Patients requiring fracture fixation or orthopaedic corrective surgery
Orthopaedics | Trauma - Extramedullary fixation | Locking/combination plate | Locking/combination plate - Foot/ankle | Paragon28 | Gorilla, Plate, Med Col Arch, TN-NC, 1.5mm Thk, Right, Lg, TiA STERILE | P53-109-R013-S | Standalone | DE0502064 | Patients requiring fracture fixation or orthopaedic corrective surgery
Orthopaedics | Trauma - Extramedullary fixation | Locking/combination plate | Locking/combination plate - Foot/ankle | Paragon28 | Gorilla, Plate, Med Col Arch, Right, Sm, 2.0mm Thk, TiA STERILE | P53-109-R101-S | Standalone | DE0502064 | Patients requiring fracture fixation or orthopaedic corrective surgery
Orthopaedics | Trauma - Extramedullary fixation | Locking/combination plate | Locking/combination plate - Foot/ankle | Paragon28 | Gorilla, Plate, Med Col Arch, Right, Md, 2.0mm Thk, TiA STERILE | P53-109-R102-S | Standalone | DE0502064 | Patients requiring fracture fixation or orthopaedic corrective surgery
Orthopaedics | Trauma - Extramedullary fixation | Locking/combination plate | Locking/combination plate - Foot/ankle | Paragon28 | Gorilla, Plate, Med Col Arch, Right, Lg, 2.0mm Thk, TiA STERILE | P53-109-R103-S | Standalone | DE0502064 | Patients requiring fracture fixation or orthopaedic corrective surgery
Orthopaedics | Trauma - Extramedullary fixation | Locking/combination plate | Locking/combination plate - Foot/ankle | Paragon28 | Gorilla, Plate, Med Col Arch NC-1st Met, Right, Sm, 2.0mm Thk, TiA STERILE | P53-109-R111-S | Standalone | DE0502064 | Patients requiring fracture fixation or orthopaedic corrective surgery
Orthopaedics | Trauma - Extramedullary fixation | Locking/combination plate | Locking/combination plate - Foot/ankle | Paragon28 | Gorilla, Plate, Med Col Arch NC-1st Met, Right, Md, 2.0mm Thk, TiA STERILE | P53-109-R112-S | Standalone | DE0502064 | Patients requiring fracture fixation or orthopaedic corrective surgery
Orthopaedics | Trauma - Extramedullary fixation | Locking/combination plate | Locking/combination plate - Foot/ankle | Paragon28 | Gorilla, Plate, Med Col Arch NC-1st Met, Right, Lg, 2.0mm Thk, TiA STERILE | P53-109-R113-S | Standalone | DE0502064 | Patients requiring fracture fixation or orthopaedic corrective surgery
Orthopaedics | Trauma - Extramedullary fixation | Locking/combination plate | Locking/combination plate - Foot/ankle | Paragon28 | Gorilla, Plate, Med Col Arch Extended, Right, SM, 2.0mm Thk, TiA STERILE | P53-109-R151-S | Standalone | DE0502064 | Patients requiring fracture fixation or orthopaedic corrective surgery
Orthopaedics | Trauma - Extramedullary fixation | Locking/combination plate | Locking/combination plate - Foot/ankle | Paragon28 | Gorilla, Plate, Med Col Arch Extended, Right, MD, 2.0mm Thk, TiA STERILE | P53-109-R152-S | Standalone | DE0502064 | Patients requiring fracture fixation or orthopaedic corrective surgery
Orthopaedics | Trauma - Extramedullary fixation | Locking/combination plate | Locking/combination plate - Foot/ankle | Paragon28 | Gorilla, Plate, Med Col Arch Extended, Right, LG, 2.0mm Thk, TiA STERILE | P53-109-R153-S | Standalone | DE0502064 | Patients requiring fracture fixation or orthopaedic corrective surgery
Orthopaedics | Trauma - Extramedullary fixation | Locking/combination plate | Locking/combination plate - Foot/ankle | Paragon28 | Medial Column Straddle, Right, Extra Small, 1.9mm Thk, TiA STERILE | P53-109-R210-S | Standalone | DE0502064 | Patients requiring fracture fixation or orthopaedic corrective surgery
Orthopaedics | Trauma - Extramedullary fixation | Locking/combination plate | Locking/combination plate - Foot/ankle | Paragon28 | Medial Column Straddle, Right, Small, 1.9mm Thk, TiA STERILE | P53-109-R211-S | Standalone | DE0502064 | Patients requiring fracture fixation or orthopaedic corrective surgery
Orthopaedics | Trauma - Extramedullary fixation | Locking/combination plate | Locking/combination plate - Foot/ankle | Paragon28 | Medial Column Straddle, Right, Medium, 1.9mm Thk, TiA STERILE | P53-109-R212-S | Standalone | DE0502064 | Patients requiring fracture fixation or orthopaedic corrective surgery
Orthopaedics | Trauma - Extramedullary fixation | Locking/combination plate | Locking/combination plate - Foot/ankle | Paragon28 | Medial Column Straddle, Right, Large, 1.9mm Thk, TiA STERILE | P53-109-R213-S | Standalone | DE0502064 | Patients requiring fracture fixation or orthopaedic corrective surgery
Orthopaedics | Trauma - Extramedullary fixation | Locking/combination plate | Locking/combination plate - Foot/ankle | Paragon28 | Medial Column Straddle, Right, Extra Large, 1.9mm Thk, TiA STERILE | P53-109-R214-S | Standalone | DE0502064 | Patients requiring fracture fixation or orthopaedic corrective surgery
Orthopaedics | Trauma - Extramedullary fixation | Locking/combination plate | Locking/combination plate - Foot/ankle | Paragon28 | Gorilla, Plate, NC Fusion Medial Column, Right, Small, 1.5mm Thk, TiA STERILE | P53-109-R301-S | Standalone | DE0502064 | Patients requiring fracture fixation or orthopaedic corrective surgery
Orthopaedics | Trauma - Extramedullary fixation | Locking/combination plate | Locking/combination plate - Foot/ankle | Paragon28 | Gorilla, Plate, NC Fusion Medial Column, Right Medium, 1.5mm Thk, TiA STERILE | P53-109-R302-S | Standalone | DE0502064 | Patients requiring fracture fixation or orthopaedic corrective surgery
Orthopaedics | Trauma - Extramedullary fixation | Locking/combination plate | Locking/combination plate - Foot/ankle | Paragon28 | Gorilla, Plate, NC Fusion Medial Column, Right, Large, 1.5mm Thk, TiA STERILE | P53-109-R303-S | Standalone | DE0502064 | Patients requiring fracture fixation or orthopaedic corrective surgery
Orthopaedics | Trauma - Extramedullary fixation | Locking/combination plate | Locking/combination plate - Foot/ankle | Paragon28 | Gorilla, Plate, NC Fusion Medial Column, Right, Extra Large, 1.5mm Thk, TiA STERILE | P53-109-R304-S | Standalone | DE0502064 | Patients requiring fracture fixation or orthopaedic corrective surgery
Orthopaedics | Trauma - Extramedullary fixation | Locking/combination plate | Locking/combination plate - Foot/ankle | Paragon28 | Gorilla, Plate, Lisfranc, Slanted-T, 3 Hole, Left, W/Compression, 1.4mm Thk, TiA STERILE | P53-110-L000-S | Standalone | DE0502064 | Patients requiring fracture fixation or orthopaedic corrective surgery
Orthopaedics | Trauma - Extramedullary fixation | Locking/combination plate | Locking/combination plate - Foot/ankle | Paragon28 | Gorilla, Plate, Lisfranc, Slanted-T, 4 Hole, Left, W/Compression, 1.4mm Thk, TiA STERILE | P53-110-L001-S | Standalone | DE0502064 | Patients requiring fracture fixation or orthopaedic corrective surgery
Orthopaedics | Trauma - Extramedullary fixation | Locking/combination plate | Locking/combination plate - Foot/ankle | Paragon28 | Gorilla, Plate, Lisfranc, Slanted-T, 5 Hole, Left, W/Compression, 1.4mm Thk, TiA STERILE | P53-110-L002-S | Standalone | DE0502064 | Patients requiring fracture fixation or orthopaedic corrective surgery
Orthopaedics | Trauma - Extramedullary fixation | Locking/combination plate | Locking/combination plate - Foot/ankle | Paragon28 | Gorilla, Plate, Lisfranc, Slanted-T, 6 Hole, Left, W/Compression, 1.4mm Thk, TiA STERILE | P53-110-L003-S | Standalone | DE0502064 | Patients requiring fracture fixation or orthopaedic corrective surgery
Orthopaedics | Trauma - Extramedullary fixation | Locking/combination plate | Locking/combination plate - Foot/ankle | Paragon28 | Gorilla, Plate, Lisfranc, Slanted-Straight, 3 Hole, Left, W/Comp, 1.4mm Thk, TiA STERILE | P53-110-L100-S | Standalone | DE0502064 | Patients requiring fracture fixation or orthopaedic corrective surgery
Orthopaedics | Trauma - Extramedullary fixation | Locking/combination plate | Locking/combination plate - Foot/ankle | Paragon28 | Gorilla, Plate, Lisfranc, Slanted-Straight, 4 Hole, Left, W/Comp, 1.4mm Thk, TiA STERILE | P53-110-L101-S | Standalone | DE0502064 | Patients requiring fracture fixation or orthopaedic corrective surgery
Orthopaedics | Trauma - Extramedullary fixation | Locking/combination plate | Locking/combination plate - Foot/ankle | Paragon28 | Gorilla, Plate, Lisfranc, Slanted-Straight, 5 Hole, Left, W/Comp, 1.4mm Thk, TiA STERILE | P53-110-L102-S | Standalone | DE0502064 | Patients requiring fracture fixation or orthopaedic corrective surgery
Orthopaedics | Trauma - Extramedullary fixation | Locking/combination plate | Locking/combination plate - Foot/ankle | Paragon28 | Gorilla, Plate, Lisfranc, Slanted-Straight, 6 Hole, Left, W/Comp, 1.4mm Thk, TiA STERILE | P53-110-L103-S | Standalone | DE0502064 | Patients requiring fracture fixation or orthopaedic corrective surgery
Orthopaedics | Trauma - Extramedullary fixation | Locking/combination plate | Locking/combination plate - Foot/ankle | Paragon28 | Gorilla, Plate, Lisfranc, Dual Ray, 1st and 2nd TMT, Left, Small, 1.4mm Thk, TiA STERILE | P53-110-L201-S | Standalone | DE0502064 | Patients requiring fracture fixation or orthopaedic corrective surgery
Orthopaedics | Trauma - Extramedullary fixation | Locking/combination plate | Locking/combination plate - Foot/ankle | Paragon28 | Gorilla, Plate, Lisfranc, Dual Ray, 1st and 2nd TMT, Left, Med, 1.4mm Thk, TiA STERILE | P53-110-L202-S | Standalone | DE0502064 | Patients requiring fracture fixation or orthopaedic corrective surgery
Orthopaedics | Trauma - Extramedullary fixation | Locking/combination plate | Locking/combination plate - Foot/ankle | Paragon28 | Gorilla, Plate, Lisfranc, Dual Ray, 1st and 2nd TMT, Left, Large, 1.4mm Thk, TiA STERILE | P53-110-L203-S | Standalone | DE0502064 | Patients requiring fracture fixation or orthopaedic corrective surgery
Orthopaedics | Trauma - Extramedullary fixation | Locking/combination plate | Locking/combination plate - Foot/ankle | Paragon28 | Gorilla, Plate, Lisfranc, Dual Ray, 2nd and 3rd TMT, Left, Small, 1.4mm Thk, TiA STERILE | P53-110-L211-S | Standalone | DE0502064 | Patients requiring fracture fixation or orthopaedic corrective surgery
Orthopaedics | Trauma - Extramedullary fixation | Locking/combination plate | Locking/combination plate - Foot/ankle | Paragon28 | Gorilla, Plate, Lisfranc, Dual Ray, 2nd and 3rd TMT, Left, Med, 1.4mm Thk, TiA STERILE | P53-110-L212-S | Standalone | DE0502064 | Patients requiring fracture fixation or orthopaedic corrective surgery
Orthopaedics | Trauma - Extramedullary fixation | Locking/combination plate | Locking/combination plate - Foot/ankle | Paragon28 | Gorilla, Plate, Lisfranc, Dual Ray, 2nd and 3rd TMT, Left, Large, 1.4mm Thk, TiA STERILE | P53-110-L213-S | Standalone | DE0502064 | Patients requiring fracture fixation or orthopaedic corrective surgery
Orthopaedics | Trauma - Extramedullary fixation | Locking/combination plate | Locking/combination plate - Foot/ankle | Paragon28 | Lisfranc, Slanted, Dual Ray, 2ND and 3RD TMT Plate, Left, Small STERILE | P53-110-L221-S | Standalone | DE0502064 | Patients requiring fracture fixation or orthopaedic corrective surgery
Orthopaedics | Trauma - Extramedullary fixation | Locking/combination plate | Locking/combination plate - Foot/ankle | Paragon28 | Lisfranc, Slanted, Dual Ray, 2ND and 3RD TMT Plate, Left, Med STERILE | P53-110-L222-S | Standalone | DE0502064 | Patients requiring fracture fixation or orthopaedic corrective surgery
Orthopaedics | Trauma - Extramedullary fixation | Locking/combination plate | Locking/combination plate - Foot/ankle | Paragon28 | Gorilla, Plate, Lisfranc, Clover, 4 Hole, Left, W/Compression, 1.4mm Thk, TiA STERILE | P53-110-L300-S | Standalone | DE0502064 | Patients requiring fracture fixation or orthopaedic corrective surgery
Orthopaedics | Trauma - Extramedullary fixation | Locking/combination plate | Locking/combination plate - Foot/ankle | Paragon28 | Gorilla, Plate, Lisfranc, Clover, 5 Hole, Left, W/Compression, 1.4mm Thk, TiA STERILE | P53-110-L301-S | Standalone | DE0502064 | Patients requiring fracture fixation or orthopaedic corrective surgery
Orthopaedics | Trauma - Extramedullary fixation | Locking/combination plate | Locking/combination plate - Foot/ankle | Paragon28 | Gorilla, Plate, Lisfranc, Clover, 6 Hole, Left, W/Compression, 1.4mm Thk, TiA STERILE | P53-110-L302-S | Standalone | DE0502064 | Patients requiring fracture fixation or orthopaedic corrective surgery
Orthopaedics | Trauma - Extramedullary fixation | Locking/combination plate | Locking/combination plate - Foot/ankle | Paragon28 | Gorilla, Plate, Lisfranc, Slanted-T, 3 Hole, Right, W/Compression, 1.4mm Thk, TiA STERILE | P53-110-R000-S | Standalone | DE0502064 | Patients requiring fracture fixation or orthopaedic corrective surgery
Orthopaedics | Trauma - Extramedullary fixation | Locking/combination plate | Locking/combination plate - Foot/ankle | Paragon28 | Gorilla, Plate, Lisfranc, Slanted-T, 4 Hole, Right, W/Compression, 1.4mm Thk, TiA STERILE | P53-110-R001-S | Standalone | DE0502064 | Patients requiring fracture fixation or orthopaedic corrective surgery
Orthopaedics | Trauma - Extramedullary fixation | Locking/combination plate | Locking/combination plate - Foot/ankle | Paragon28 | Gorilla, Plate, Lisfranc, Slanted-T, 5 Hole, Right, W/Compression, 1.4mm Thk, TiA STERILE | P53-110-R002-S | Standalone | DE0502064 | Patients requiring fracture fixation or orthopaedic corrective surgery
Orthopaedics | Trauma - Extramedullary fixation | Locking/combination plate | Locking/combination plate - Foot/ankle | Paragon28 | Gorilla, Plate, Lisfranc, Slanted-T, 6 Hole, Right, W/Compression, 1.4mm Thk, TiA STERILE | P53-110-R003-S | Standalone | DE0502064 | Patients requiring fracture fixation or orthopaedic corrective surgery
Orthopaedics | Trauma - Extramedullary fixation | Locking/combination plate | Locking/combination plate - Foot/ankle | Paragon28 | Gorilla, Plate, Lisfranc, Slanted-Straight, 3 Hole, Right, W/Comp, 1.4mm Thk, TiA STERILE | P53-110-R100-S | Standalone | DE0502064 | Patients requiring fracture fixation or orthopaedic corrective surgery
Orthopaedics | Trauma - Extramedullary fixation | Locking/combination plate | Locking/combination plate - Foot/ankle | Paragon28 | Gorilla, Plate, Lisfranc, Slanted-Straight, 4 Hole, Right, W/Comp, 1.4mm Thk, TiA STERILE | P53-110-R101-S | Standalone | DE0502064 | Patients requiring fracture fixation or orthopaedic corrective surgery
Orthopaedics | Trauma - Extramedullary fixation | Locking/combination plate | Locking/combination plate - Foot/ankle | Paragon28 | Gorilla, Plate, Lisfranc, Slanted-Straight, 5 Hole, Right, W/Comp, 1.4mm Thk, TiA STERILE | P53-110-R102-S | Standalone | DE0502064 | Patients requiring fracture fixation or orthopaedic corrective surgery
Orthopaedics | Trauma - Extramedullary fixation | Locking/combination plate | Locking/combination plate - Foot/ankle | Paragon28 | Gorilla, Plate, Lisfranc, Slanted-Straight, 6 Hole, Right, W/Comp, 1.4mm Thk, TiA STERILE | P53-110-R103-S | Standalone | DE0502064 | Patients requiring fracture fixation or orthopaedic corrective surgery
Orthopaedics | Trauma - Extramedullary fixation | Locking/combination plate | Locking/combination plate - Foot/ankle | Paragon28 | Gorilla, Plate, Lisfranc, Dual Ray, 1st and 2nd TMT, Right, Small, 1.4mm Thk, TiA STERILE | P53-110-R201-S | Standalone | DE0502064 | Patients requiring fracture fixation or orthopaedic corrective surgery
Orthopaedics | Trauma - Extramedullary fixation | Locking/combination plate | Locking/combination plate - Foot/ankle | Paragon28 | Gorilla, Plate, Lisfranc, Dual Ray, 1st and 2nd TMT, Right, Med, 1.4mm Thk, TiA STERILE | P53-110-R202-S | Standalone | DE0502064 | Patients requiring fracture fixation or orthopaedic corrective surgery
Orthopaedics | Trauma - Extramedullary fixation | Locking/combination plate | Locking/combination plate - Foot/ankle | Paragon28 | Gorilla, Plate, Lisfranc, Dual Ray, 1st and 2nd TMT, Right, Large, 1.4mm Thk, TiA STERILE | P53-110-R203-S | Standalone | DE0502064 | Patients requiring fracture fixation or orthopaedic corrective surgery
Orthopaedics | Trauma - Extramedullary fixation | Locking/combination plate | Locking/combination plate - Foot/ankle | Paragon28 | Gorilla, Plate, Lisfranc, Dual Ray, 2nd and 3rd TMT, Right, Small, 1.4mm Thk, TiA STERILE | P53-110-R211-S | Standalone | DE0502064 | Patients requiring fracture fixation or orthopaedic corrective surgery
Orthopaedics | Trauma - Extramedullary fixation | Locking/combination plate | Locking/combination plate - Foot/ankle | Paragon28 | Gorilla, Plate, Lisfranc, Dual Ray, 2nd and 3rd TMT, Right, Med, 1.4mm Thk, TiA STERILE | P53-110-R212-S | Standalone | DE0502064 | Patients requiring fracture fixation or orthopaedic corrective surgery
Orthopaedics | Trauma - Extramedullary fixation | Locking/combination plate | Locking/combination plate - Foot/ankle | Paragon28 | Gorilla, Plate, Lisfranc, Dual Ray, 2nd and 3rd TMT, Right, Med, 1.4mm Thk, TiA STERILE | P53-110-R213-S | Standalone |  | Patients requiring fracture fixation or orthopaedic corrective surgery
Orthopaedics | Trauma - Extramedullary fixation | Locking/combination plate | Locking/combination plate - Foot/ankle | Paragon28 | Lisfranc, Slanted Dual Ray, 2ND and 3RD TMT Plate, Right, Small STERILE | P53-110-R221-S | Standalone | DE0502064 | Patients requiring fracture fixation or orthopaedic corrective surgery
Orthopaedics | Trauma - Extramedullary fixation | Locking/combination plate | Locking/combination plate - Foot/ankle | Paragon28 | Lisfranc, Slanted Dual Ray, 2ND and 3RD TMT Plate, Right, Med STERILE | P53-110-R222-S | Standalone | DE0502064 | Patients requiring fracture fixation or orthopaedic corrective surgery
Orthopaedics | Trauma - Extramedullary fixation | Locking/combination plate | Locking/combination plate - Foot/ankle | Paragon28 | Gorilla, Plate, Lisfranc, Clover, 4 Hole, Right, W/Compression, 1.4mm Thk, TiA STERILE | P53-110-R300-S | Standalone | DE0502064 | Patients requiring fracture fixation or orthopaedic corrective surgery
Orthopaedics | Trauma - Extramedullary fixation | Locking/combination plate | Locking/combination plate - Foot/ankle | Paragon28 | Gorilla, Plate, Lisfranc, Clover, 5 Hole, Right, W/Compression, 1.4mm Thk, TiA STERILE | P53-110-R301-S | Standalone | DE0502064 | Patients requiring fracture fixation or orthopaedic corrective surgery
Orthopaedics | Trauma - Extramedullary fixation | Locking/combination plate | Locking/combination plate - Foot/ankle | Paragon28 | Gorilla, Plate, Lisfranc, Clover, 6 Hole, Right, W/Compression, 1.4mm Thk, TiA STERILE | P53-110-R302-S | Standalone | DE0502064 | Patients requiring fracture fixation or orthopaedic corrective surgery
Orthopaedics | Trauma - Extramedullary fixation | Locking/combination plate | Locking/combination plate - Foot/ankle | Paragon28 | Gorilla, T-Plate, Lisfranc, 3 Hole, W/compression, 1.4mm Thk, TiA | P53-110-T000-S | Standalone | DE0502064 | Patients requiring fracture fixation or orthopaedic corrective surgery
Orthopaedics | Trauma - Extramedullary fixation | Locking/combination plate | Locking/combination plate - Foot/ankle | Paragon28 | Gorilla, Plate, Lateral Column Fusion, Left, Small, 1.5mm Thk, TiA STERILE | P53-111-L001-S | Standalone | DE0502064 | Patients requiring fracture fixation or orthopaedic corrective surgery
Orthopaedics | Trauma - Extramedullary fixation | Locking/combination plate | Locking/combination plate - Foot/ankle | Paragon28 | Gorilla, Plate, Lateral Column Fusion, Left, Medium, 1.5mm Thk, TiA STERILE | P53-111-L002-S | Standalone | DE0502064 | Patients requiring fracture fixation or orthopaedic corrective surgery
Orthopaedics | Trauma - Extramedullary fixation | Locking/combination plate | Locking/combination plate - Foot/ankle | Paragon28 | Gorilla, Plate, Lateral Column Fusion, Right, Small, 1.5mm Thk, TiA STERILE | P53-111-R001-S | Standalone | DE0502064 | Patients requiring fracture fixation or orthopaedic corrective surgery
Orthopaedics | Trauma - Extramedullary fixation | Locking/combination plate | Locking/combination plate - Foot/ankle | Paragon28 | Gorilla, Plate, Lateral Column Fusion, Right, Medium, 1.5mm Thk, TiA STERILE | P53-111-R002-S | Standalone | DE0502064 | Patients requiring fracture fixation or orthopaedic corrective surgery
Orthopaedics | Trauma - Extramedullary fixation | Locking/combination plate | Locking/combination plate - Foot/ankle | Paragon28 | Gorilla, Plate, Universal, Dog Bone, 10mm, 1.3mm Thk, TiA STERILE | P53-151-0001-S | Standalone | DE0502064 | Patients requiring fracture fixation or orthopaedic corrective surgery
Orthopaedics | Trauma - Extramedullary fixation | Locking/combination plate | Locking/combination plate - Foot/ankle | Paragon28 | Gorilla, Plate, Universal, Dog Bone, 15mm, 1.3mm Thk, TiA STERILE | P53-151-0002-S | Standalone | DE0502064 | Patients requiring fracture fixation or orthopaedic corrective surgery
Orthopaedics | Trauma - Extramedullary fixation | Locking/combination plate | Locking/combination plate - Foot/ankle | Paragon28 | Gorilla, Plate, Universal, Dog Bone, 20mm, W/Compression, 1.3mm Thk, TiA STERILE | P53-151-0003-S | Standalone | DE0502064 | Patients requiring fracture fixation or orthopaedic corrective surgery
Orthopaedics | Trauma - Extramedullary fixation | Locking/combination plate | Locking/combination plate - Foot/ankle | Paragon28 | Gorilla, Plate, Universal, Dog Bone, 25mm, W/Compression, 1.3mm Thk, TiA STERILE | P53-151-0004-S | Standalone | DE0502064 | Patients requiring fracture fixation or orthopaedic corrective surgery
Orthopaedics | Trauma - Extramedullary fixation | Locking/combination plate | Locking/combination plate - Foot/ankle | Paragon28 | Gorilla, Plate, Universal, Dog Bone, 30mm, W/Compression, 1.3mm Thk, TiA STERILE | P53-151-0005-S | Standalone | DE0502064 | Patients requiring fracture fixation or orthopaedic corrective surgery
Orthopaedics | Trauma - Extramedullary fixation | Locking/combination plate | Locking/combination plate - Foot/ankle | Paragon28 | Gorilla, Plate, Universal, Slanted Dog Bone, 15mm, 1.3mm Thk, TiA STERILE | P53-151-1002-S | Standalone | DE0502064 | Patients requiring fracture fixation or orthopaedic corrective surgery
Orthopaedics | Trauma - Extramedullary fixation | Locking/combination plate | Locking/combination plate - Foot/ankle | Paragon28 | Gorilla, Plate, Universal, Slanted Dog Bone, 20mm, W/Compression, 1.3mm Thk, TiA STERILE | P53-151-1003-S | Standalone | DE0502064 | Patients requiring fracture fixation or orthopaedic corrective surgery
Orthopaedics | Trauma - Extramedullary fixation | Locking/combination plate | Locking/combination plate - Foot/ankle | Paragon28 | Gorilla, Plate, Universal, Slanted Dog Bone, 25mm, W/Compression, 1.3mm Thk, TiA STERILE | P53-151-1004-S | Standalone | DE0502064 | Patients requiring fracture fixation or orthopaedic corrective surgery
Orthopaedics | Trauma - Extramedullary fixation | Locking/combination plate | Locking/combination plate - Foot/ankle | Paragon28 | Dogbone Plate, 15mm Slanted, Right STERILE | P53-151-2002-S | Standalone | DE0502064 | Patients requiring fracture fixation or orthopaedic corrective surgery
Orthopaedics | Trauma - Extramedullary fixation | Locking/combination plate | Locking/combination plate - Foot/ankle | Paragon28 | Dogbone Plate, 20mm Slanted, Right STERILE | P53-151-2003-S | Standalone | DE0502064 | Patients requiring fracture fixation or orthopaedic corrective surgery
Orthopaedics | Trauma - Extramedullary fixation | Locking/combination plate | Locking/combination plate - Foot/ankle | Paragon28 | DogBone Plate, Compression, 25mm Slanted, Right STERILE | P53-151-2004-S | Standalone | DE0502064 | Patients requiring fracture fixation or orthopaedic corrective surgery
Orthopaedics | Trauma - Extramedullary fixation | Locking/combination plate | Locking/combination plate - Foot/ankle | Paragon28 | Gorilla, Plate, Dogbone Plate, Slanted, Compression, Small, Right, 1.3mm Thk, TiA STERILE | P53-151-5001-S | Standalone | DE0502064 | Patients requiring fracture fixation or orthopaedic corrective surgery
Orthopaedics | Trauma - Extramedullary fixation | Locking/combination plate | Locking/combination plate - Foot/ankle | Paragon28 | Gorilla, Plate, Dogbone Plate, Slanted, Compression, Medium, Right, 1.3mm Thk, TiA STERILE | P53-151-5002-S | Standalone | DE0502064 | Patients requiring fracture fixation or orthopaedic corrective surgery
Orthopaedics | Trauma - Extramedullary fixation | Locking/combination plate | Locking/combination plate - Foot/ankle | Paragon28 | Gorilla, Plate, Dogbone Plate, Slanted, Compression, Small, Left, 1.3mm Thk, TiA STERILE | P53-151-5101-S | Standalone | DE0502064 | Patients requiring fracture fixation or orthopaedic corrective surgery
Orthopaedics | Trauma - Extramedullary fixation | Locking/combination plate | Locking/combination plate - Foot/ankle | Paragon28 | Gorilla, Plate, Dogbone Plate, Slanted, Compression, Medium, Left, 1.3mm Thk, TiA STERILE | P53-151-5102-S | Standalone | DE0502064 | Patients requiring fracture fixation or orthopaedic corrective surgery
Orthopaedics | Trauma - Extramedullary fixation | Locking/combination plate | Locking/combination plate - Foot/ankle | Paragon28 | Gorilla, Plate, Universal, T-Plate, 3 Hole, W/Compression, 1.5mm Thk, TiA STERILE | P53-152-0000-S | Standalone | DE0502064 | Patients requiring fracture fixation or orthopaedic corrective surgery
Orthopaedics | Trauma - Extramedullary fixation | Locking/combination plate | Locking/combination plate - Foot/ankle | Paragon28 | Gorilla, Plate, Universal, T-Plate, 4 Hole, W/Compression, 1.5mm Thk, TiA STERILE | P53-152-0001-S | Standalone | DE0502064 | Patients requiring fracture fixation or orthopaedic corrective surgery
Orthopaedics | Trauma - Extramedullary fixation | Locking/combination plate | Locking/combination plate - Foot/ankle | Paragon28 | Gorilla, Plate, Universal, T-Plate, 5 Hole, W/Compression, 1.5mm Thk, TiA STERILE | P53-152-0002-S | Standalone | DE0502064 | Patients requiring fracture fixation or orthopaedic corrective surgery
Orthopaedics | Trauma - Extramedullary fixation | Locking/combination plate | Locking/combination plate - Foot/ankle | Paragon28 | Gorilla, Plate, Universal, Trapezoid, Small (12mm), 1.4mm Thk, TiA STERILE | P53-153-0001-S | Standalone | DE0502064 | Patients requiring fracture fixation or orthopaedic corrective surgery
Orthopaedics | Trauma - Extramedullary fixation | Locking/combination plate | Locking/combination plate - Foot/ankle | Paragon28 | Gorilla, Plate, Universal, Trapezoid, Med (16mm), 1.4mm Thk, TiA STERILE | P53-153-0002-S | Standalone | DE0502064 | Patients requiring fracture fixation or orthopaedic corrective surgery
Orthopaedics | Trauma - Extramedullary fixation | Locking/combination plate | Locking/combination plate - Foot/ankle | Paragon28 | Gorilla, Plate, Universal, Trapezoid, Large (20mm), 1.4mm Thk, TiA STERILE | P53-153-0003-S | Standalone | DE0502064 | Patients requiring fracture fixation or orthopaedic corrective surgery
Orthopaedics | Trauma - Extramedullary fixation | Locking/combination plate | Locking/combination plate - Foot/ankle | Paragon28 | Gorilla, Plate, Universal, Trapezoid, X-Large (24mm), 1.4mm Thk, TiA STERILE | P53-153-0004-S | Standalone | DE0502064 | Patients requiring fracture fixation or orthopaedic corrective surgery
Orthopaedics | Trauma - Extramedullary fixation | Locking/combination plate | Locking/combination plate - Foot/ankle | Paragon28 | Gorilla, Plate, Universal, Teddy Bear, Small, 1.5mm Thk, TiA STERILE | P53-154-0001-S | Standalone | DE0502064 | Patients requiring fracture fixation or orthopaedic corrective surgery
Orthopaedics | Trauma - Extramedullary fixation | Locking/combination plate | Locking/combination plate - Foot/ankle | Paragon28 | Gorilla, Plate, Universal, Teddy Bear, Med, 1.5mm Thk, TiA STERILE | P53-154-0002-S | Standalone | DE0502064 | Patients requiring fracture fixation or orthopaedic corrective surgery
Orthopaedics | Trauma - Extramedullary fixation | Locking/combination plate | Locking/combination plate - Foot/ankle | Paragon28 | Gorilla, Plate, Universal, Teddy Bear, Large, 1.5mm Thk, TiA STERILE | P53-154-0003-S | Standalone | DE0502064 | Patients requiring fracture fixation or orthopaedic corrective surgery
Orthopaedics | Trauma - Extramedullary fixation | Locking/combination plate | Locking/combination plate - Fibula | Paragon28 | Gorilla, Plate, Fibular Fx, 2Hole, 1.5mm Thk, Ti STERILE | P53-201-0002-S | Standalone | DE0502064 | Patients requiring fracture fixation or orthopaedic corrective surgery
Orthopaedics | Trauma - Extramedullary fixation | Locking/combination plate | Locking/combination plate - Fibula | Paragon28 | Gorilla, Plate, Fibular Fx, 3Hole, 1.5mm Thk, Ti STERILE | P53-201-0003-S | Standalone | DE0502064 | Patients requiring fracture fixation or orthopaedic corrective surgery
Orthopaedics | Trauma - Extramedullary fixation | Locking/combination plate | Locking/combination plate - Fibula | Paragon28 | Gorilla, Plate, Fibular Fx, 4Hole, 1.5mm Thk, Ti STERILE | P53-201-0004-S | Standalone | DE0502064 | Patients requiring fracture fixation or orthopaedic corrective surgery
Orthopaedics | Trauma - Extramedullary fixation | Locking/combination plate | Locking/combination plate - Fibula | Paragon28 | Gorilla, Plate, Fibular Fx, 5Hole, 1.5mm Thk, Ti STERILE | P53-201-0005-S | Standalone | DE0502064 | Patients requiring fracture fixation or orthopaedic corrective surgery
Orthopaedics | Trauma - Extramedullary fixation | Locking/combination plate | Locking/combination plate - Fibula | Paragon28 | Gorilla, Plate, Fibular Fx, 6Hole, 1.5mm Thk, Ti STERILE | P53-201-0006-S | Standalone | DE0502064 | Patients requiring fracture fixation or orthopaedic corrective surgery
Orthopaedics | Trauma - Extramedullary fixation | Locking/combination plate | Locking/combination plate - Fibula | Paragon28 | Gorilla, Plate, Fibular Fx, 7Hole, 1.5mm Thk, Ti STERILE | P53-201-0007-S | Standalone | DE0502064 | Patients requiring fracture fixation or orthopaedic corrective surgery
Orthopaedics | Trauma - Extramedullary fixation | Locking/combination plate | Locking/combination plate - Fibula | Paragon28 | Gorilla, Plate, Fibular Fx, 8Hole, 1.5mm Thk, Ti STERILE | P53-201-0008-S | Standalone | DE0502064 | Patients requiring fracture fixation or orthopaedic corrective surgery
Orthopaedics | Trauma - Extramedullary fixation | Locking/combination plate | Locking/combination plate - Fibula | Paragon28 | Gorilla, Plate, Fibular Fx, 9Hole, 1.5mm Thk, Ti STERILE | P53-201-0009-S | Standalone | DE0502064 | Patients requiring fracture fixation or orthopaedic corrective surgery
Orthopaedics | Trauma - Extramedullary fixation | Locking/combination plate | Locking/combination plate - Fibula | Paragon28 | Gorilla, Plate, Fibular Fx, 10Hole, 1.5mm Thk, Ti STERILE | P53-201-0010-S | Standalone | DE0502064 | Patients requiring fracture fixation or orthopaedic corrective surgery
Orthopaedics | Trauma - Extramedullary fixation | Locking/combination plate | Locking/combination plate - Fibula | Paragon28 | Gorilla, Plate, Fibular Fx, 12Hole, 1.5mm Thk, Ti STERILE | P53-201-0012-S | Standalone | DE0502064 | Patients requiring fracture fixation or orthopaedic corrective surgery
Orthopaedics | Trauma - Extramedullary fixation | Locking/combination plate | Locking/combination plate - Fibula | Paragon28 | Gorilla, Plate, Fibular Fx, 14Hole, 1.5mm Thk, Ti STERILE | P53-201-0014-S | Standalone | DE0502064 | Patients requiring fracture fixation or orthopaedic corrective surgery
Orthopaedics | Trauma - Extramedullary fixation | Locking/combination plate | Locking/combination plate - Fibula | Paragon28 | Gorilla, Plate, Fibular Fx, 16Hole, 1.5mm Thk, Ti STERILE | P53-201-0016-S | Standalone | DE0502064 | Patients requiring fracture fixation or orthopaedic corrective surgery
Orthopaedics | Trauma - Extramedullary fixation | Locking/combination plate | Locking/combination plate - Fibula | Paragon28 | Gorilla, Plate, Anatomical Fibular, Left, 7 Hole, 1.5mm Thk, TiA STERILE | P53-203-L007-S | Standalone | DE0502064 | Patients requiring fracture fixation or orthopaedic corrective surgery
Orthopaedics | Trauma - Extramedullary fixation | Locking/combination plate | Locking/combination plate - Fibula | Paragon28 | Gorilla, Plate, Anatomical Fibular, Left, 8 Hole, 1.5mm Thk, TiA STERILE | P53-203-L008-S | Standalone | DE0502064 | Patients requiring fracture fixation or orthopaedic corrective surgery
Orthopaedics | Trauma - Extramedullary fixation | Locking/combination plate | Locking/combination plate - Fibula | Paragon28 | Gorilla, Plate, Anatomical Fibular, Left, 9 Hole, 1.5mm Thk, TiA STERILE | P53-203-L009-S | Standalone | DE0502064 | Patients requiring fracture fixation or orthopaedic corrective surgery
Orthopaedics | Trauma - Extramedullary fixation | Locking/combination plate | Locking/combination plate - Fibula | Paragon28 | Gorilla, Plate, Anatomical Fibular, Left, 10 Hole, 1.5mm Thk, TiA STERILE | P53-203-L010-S | Standalone | DE0502064 | Patients requiring fracture fixation or orthopaedic corrective surgery
Orthopaedics | Trauma - Extramedullary fixation | Locking/combination plate | Locking/combination plate - Fibula | Paragon28 | Gorilla, Plate, Anatomical Fibular, Left, 11 Hole, 1.5mm Thk, TiA STERILE | P53-203-L011-S | Standalone | DE0502064 | Patients requiring fracture fixation or orthopaedic corrective surgery
Orthopaedics | Trauma - Extramedullary fixation | Locking/combination plate | Locking/combination plate - Fibula | Paragon28 | Gorilla, Plate, Anatomical Fibular, Left, 12 Hole, 1.5mm Thk, TiA STERILE | P53-203-L012-S | Standalone | DE0502064 | Patients requiring fracture fixation or orthopaedic corrective surgery
Orthopaedics | Trauma - Extramedullary fixation | Locking/combination plate | Locking/combination plate - Fibula | Paragon28 | Gorilla, Plate, Anatomical Fibular, Left, 13 Hole, 1.5mm Thk, TiA STERILE | P53-203-L013-S | Standalone | DE0502064 | Patients requiring fracture fixation or orthopaedic corrective surgery
Orthopaedics | Trauma - Extramedullary fixation | Locking/combination plate | Locking/combination plate - Fibula | Paragon28 | Gorilla, Plate, Anatomical Fibular, Left, 14 Hole, 1.5mm Thk, TiA STERILE | P53-203-L014-S | Standalone | DE0502064 | Patients requiring fracture fixation or orthopaedic corrective surgery
Orthopaedics | Trauma - Extramedullary fixation | Locking/combination plate | Locking/combination plate - Fibula | Paragon28 | Gorilla, Plate, Anatomical Fibular, Left, 15 Hole, 1.5mm Thk, TiA STERILE | P53-203-L015-S | Standalone | DE0502064 | Patients requiring fracture fixation or orthopaedic corrective surgery
Orthopaedics | Trauma - Extramedullary fixation | Locking/combination plate | Locking/combination plate - Fibula | Paragon28 | Gorilla, Plate, Anatomical Fibular, Left, 16 Hole, 1.5mm Thk, TiA STERILE | P53-203-L016-S | Standalone | DE0502064 | Patients requiring fracture fixation or orthopaedic corrective surgery
Orthopaedics | Trauma - Extramedullary fixation | Locking/combination plate | Locking/combination plate - Fibula | Paragon28 | Gorilla, Plate, Anatomical Fibular, Left, 17 Hole, 1.5mm Thk, TiA STERILE | P53-203-L017-S | Standalone | DE0502064 | Patients requiring fracture fixation or orthopaedic corrective surgery
Orthopaedics | Trauma - Extramedullary fixation | Locking/combination plate | Locking/combination plate - Fibula | Paragon28 | Gorilla, Plate, Anatomical Fibular, Left, 18 Hole, 1.5mm Thk, TiA STERILE | P53-203-L018-S | Standalone | DE0502064 | Patients requiring fracture fixation or orthopaedic corrective surgery
Orthopaedics | Trauma - Extramedullary fixation | Locking/combination plate | Locking/combination plate - Fibula | Paragon28 | Gorilla, Plate, Anatomical Fibular, Left, 19 Hole, 1.5mm Thk, TiA STERILE | P53-203-L019-S | Standalone | DE0502064 | Patients requiring fracture fixation or orthopaedic corrective surgery
Orthopaedics | Trauma - Extramedullary fixation | Locking/combination plate | Locking/combination plate - Fibula | Paragon28 | Gorilla, Plate, Anatomical Fibular, Left, 20 Hole, 1.5mm Thk, TiA STERILE | P53-203-L020-S | Standalone | DE0502064 | Patients requiring fracture fixation or orthopaedic corrective surgery
Orthopaedics | Trauma - Extramedullary fixation | Locking/combination plate | Locking/combination plate - Fibula | Paragon28 | Gorilla, Plate, Anatomical Fibular, Right, 7 Hole, 1.5mm Thk, TiA STERILE | P53-203-R007-S | Standalone | DE0502064 | Patients requiring fracture fixation or orthopaedic corrective surgery
Orthopaedics | Trauma - Extramedullary fixation | Locking/combination plate | Locking/combination plate - Fibula | Paragon28 | Gorilla, Plate, Anatomical Fibular, Right, 8 Hole, 1.5mm Thk, TiA STERILE | P53-203-R008-S | Standalone | DE0502064 | Patients requiring fracture fixation or orthopaedic corrective surgery
Orthopaedics | Trauma - Extramedullary fixation | Locking/combination plate | Locking/combination plate - Fibula | Paragon28 | Gorilla, Plate, Anatomical Fibular, Right, 9 Hole, 1.5mm Thk, TiA STERILE | P53-203-R009-S | Standalone | DE0502064 | Patients requiring fracture fixation or orthopaedic corrective surgery
Orthopaedics | Trauma - Extramedullary fixation | Locking/combination plate | Locking/combination plate - Fibula | Paragon28 | Gorilla, Plate, Anatomical Fibular, Right, 10 Hole, 1.5mm Thk, TiA STERILE | P53-203-R010-S | Standalone | DE0502064 | Patients requiring fracture fixation or orthopaedic corrective surgery
Orthopaedics | Trauma - Extramedullary fixation | Locking/combination plate | Locking/combination plate - Fibula | Paragon28 | Gorilla, Plate, Anatomical Fibular, Right, 11 Hole, 1.5mm Thk, TiA STERILE | P53-203-R011-S | Standalone | DE0502064 | Patients requiring fracture fixation or orthopaedic corrective surgery
Orthopaedics | Trauma - Extramedullary fixation | Locking/combination plate | Locking/combination plate - Fibula | Paragon28 | Gorilla, Plate, Anatomical Fibular, Right, 12 Hole, 1.5mm Thk, TiA STERILE | P53-203-R012-S | Standalone | DE0502064 | Patients requiring fracture fixation or orthopaedic corrective surgery
Orthopaedics | Trauma - Extramedullary fixation | Locking/combination plate | Locking/combination plate - Fibula | Paragon28 | Gorilla, Plate, Anatomical Fibular, Right, 13 Hole, 1.5mm Thk, TiA STERILE | P53-203-R013-S | Standalone | DE0502064 | Patients requiring fracture fixation or orthopaedic corrective surgery
Orthopaedics | Trauma - Extramedullary fixation | Locking/combination plate | Locking/combination plate - Fibula | Paragon28 | Gorilla, Plate, Anatomical Fibular, Right, 14 Hole, 1.5mm Thk, TiA STERILE | P53-203-R014-S | Standalone | DE0502064 | Patients requiring fracture fixation or orthopaedic corrective surgery
Orthopaedics | Trauma - Extramedullary fixation | Locking/combination plate | Locking/combination plate - Fibula | Paragon28 | Gorilla, Plate, Anatomical Fibular, Right, 15 Hole, 1.5mm Thk, TiA STERILE | P53-203-R015-S | Standalone | DE0502064 | Patients requiring fracture fixation or orthopaedic corrective surgery
Orthopaedics | Trauma - Extramedullary fixation | Locking/combination plate | Locking/combination plate - Fibula | Paragon28 | Gorilla, Plate, Anatomical Fibular, Right, 16 Hole, 1.5mm Thk, TiA STERILE | P53-203-R016-S | Standalone | DE0502064 | Patients requiring fracture fixation or orthopaedic corrective surgery
Orthopaedics | Trauma - Extramedullary fixation | Locking/combination plate | Locking/combination plate - Fibula | Paragon28 | Gorilla, Plate, Anatomical Fibular, Right, 17 Hole, 1.5mm Thk, TiA STERILE | P53-203-R017-S | Standalone | DE0502064 | Patients requiring fracture fixation or orthopaedic corrective surgery
Orthopaedics | Trauma - Extramedullary fixation | Locking/combination plate | Locking/combination plate - Fibula | Paragon28 | Gorilla, Plate, Anatomical Fibular, Right, 18 Hole, 1.5mm Thk, TiA STERILE | P53-203-R018-S | Standalone | DE0502064 | Patients requiring fracture fixation or orthopaedic corrective surgery
Orthopaedics | Trauma - Extramedullary fixation | Locking/combination plate | Locking/combination plate - Fibula | Paragon28 | Gorilla, Plate, Anatomical Fibular, Right, 19 Hole, 1.5mm Thk, TiA STERILE | P53-203-R019-S | Standalone | DE0502064 | Patients requiring fracture fixation or orthopaedic corrective surgery
Orthopaedics | Trauma - Extramedullary fixation | Locking/combination plate | Locking/combination plate - Fibula | Paragon28 | Gorilla, Plate, Anatomical Fibular, Right, 20 Hole, 1.5mm Thk, TiA STERILE | P53-203-R020-S | Standalone | DE0502064 | Patients requiring fracture fixation or orthopaedic corrective surgery
Orthopaedics | Trauma - Extramedullary fixation | Locking/combination plate | Locking/combination plate - Fibula | Paragon28 | Gorilla, Fibular, Straight, Hook, 05-Hole, 1.5mm Thk, TiA STERILE | P53-204-0005-S | Standalone | DE0502064 | Patients requiring fracture fixation or orthopaedic corrective surgery
Orthopaedics | Trauma - Extramedullary fixation | Locking/combination plate | Locking/combination plate - Fibula | Paragon28 | Gorilla, Fibular, Straight, Hook, 06-Hole, 1.5mm Thk, TiA STERILE | P53-204-0006-S | Standalone | DE0502064 | Patients requiring fracture fixation or orthopaedic corrective surgery
Orthopaedics | Trauma - Extramedullary fixation | Locking/combination plate | Locking/combination plate - Foot/ankle | Paragon28 | Gorilla, Lateral Maleolus, Hook, Anatomical, Left, 05-Hole, 1.5mm Thk, TiA STERILE | P53-205-L005-S | Standalone | DE0502064 | Patients requiring fracture fixation or orthopaedic corrective surgery
Orthopaedics | Trauma - Extramedullary fixation | Locking/combination plate | Locking/combination plate - Foot/ankle | Paragon28 | Gorilla, Lateral Maleolus, Hook, Anatomical, Left, 06-Hole, 1.5mm Thk, TiA STERILE | P53-205-L006-S | Standalone | DE0502064 | Patients requiring fracture fixation or orthopaedic corrective surgery
Orthopaedics | Trauma - Extramedullary fixation | Locking/combination plate | Locking/combination plate - Foot/ankle | Paragon28 | Gorilla, Lateral Maleolus, Hook, Anatomical, Left, 08-Hole STERILE | P53-205-L008-S | Standalone | DE0502064 | Patients requiring fracture fixation or orthopaedic corrective surgery
Orthopaedics | Trauma - Extramedullary fixation | Locking/combination plate | Locking/combination plate - Foot/ankle | Paragon28 | Gorilla, Lateral Maleolus, Hook, Anatomical, Right, 05-Hole, 1.5mm Thk, TiA STERILE | P53-205-R005-S | Standalone | DE0502064 | Patients requiring fracture fixation or orthopaedic corrective surgery
Orthopaedics | Trauma - Extramedullary fixation | Locking/combination plate | Locking/combination plate - Foot/ankle | Paragon28 | Gorilla, Lateral Maleolus, Hook, Anatomical, Right, 06-Hole, 1.5mm Thk, TiA STERILE | P53-205-R006-S | Standalone | DE0502064 | Patients requiring fracture fixation or orthopaedic corrective surgery
Orthopaedics | Trauma - Extramedullary fixation | Locking/combination plate | Locking/combination plate - Foot/ankle | Paragon28 | Gorilla, Lateral Maleolus, Hook, Anatomical, Right, 08-Hole STERILE | P53-205-R008-S | Standalone | DE0502064 | Patients requiring fracture fixation or orthopaedic corrective surgery
Orthopaedics | Trauma - Extramedullary fixation | Locking/combination plate | Locking/combination plate - Foot/ankle | Paragon28 | Gorilla, Ankle Fx, Medial Malleolus Plate, Hook, 02-Hole, 1.5mm Thk, TiA STERILE | P53-206-0002-S | Standalone | DE0502064 | Patients requiring fracture fixation or orthopaedic corrective surgery
Orthopaedics | Trauma - Extramedullary fixation | Locking/combination plate | Locking/combination plate - Foot/ankle | Paragon28 | Gorilla, Ankle Fx, Medial Malleolus Plate, Hook, 04-Hole, 1.5mm Thk, TiA STERILE | P53-206-0004-S | Standalone | DE0502064 | Patients requiring fracture fixation or orthopaedic corrective surgery
Orthopaedics | Trauma - Extramedullary fixation | Locking/combination plate | Locking/combination plate - Tibia | Paragon28 | Gorilla, Ankle Fx, Posterolateral Tibia Plate, 05-Hole, Left, 1.5mm Thk, TiA STERILE | P53-207-L005-S | Standalone | DE0502064 | Patients requiring fracture fixation or orthopaedic corrective surgery
Orthopaedics | Trauma - Extramedullary fixation | Locking/combination plate | Locking/combination plate - Tibia | Paragon28 | Gorilla, Ankle Fx, Posterolateral Tibia Plate, 06-Hole, Left, 1.5mm Thk, TiA STERILE | P53-207-L006-S | Standalone | DE0502064 | Patients requiring fracture fixation or orthopaedic corrective surgery
Orthopaedics | Trauma - Extramedullary fixation | Locking/combination plate | Locking/combination plate - Tibia | Paragon28 | Gorilla, Ankle Fx, Posterolateral Tibia Plate, 07-Hole, Left, 1.5mm Thk, TiA STERILE | P53-207-L007-S | Standalone | DE0502064 | Patients requiring fracture fixation or orthopaedic corrective surgery
Orthopaedics | Trauma - Extramedullary fixation | Locking/combination plate | Locking/combination plate - Tibia | Paragon28 | Gorilla, Ankle Fx, Posterolateral Tibia Plate, 08-Hole, Left, 1.5mm Thk, TiA STERILE | P53-207-L008-S | Standalone | DE0502064 | Patients requiring fracture fixation or orthopaedic corrective surgery
Orthopaedics | Trauma - Extramedullary fixation | Locking/combination plate | Locking/combination plate - Tibia | Paragon28 | Gorilla, Ankle Fx, Posterolateral Tibia Plate, 05-Hole, Right, 1.5mm Thk, TiA STERILE | P53-207-R005-S | Standalone | DE0502064 | Patients requiring fracture fixation or orthopaedic corrective surgery
Orthopaedics | Trauma - Extramedullary fixation | Locking/combination plate | Locking/combination plate - Tibia | Paragon28 | Gorilla, Ankle Fx, Posterolateral Tibia Plate, 06-Hole, Right, 1.5mm Thk, TiA STERILE | P53-207-R006-S | Standalone | DE0502064 | Patients requiring fracture fixation or orthopaedic corrective surgery
Orthopaedics | Trauma - Extramedullary fixation | Locking/combination plate | Locking/combination plate - Tibia | Paragon28 | Gorilla, Ankle Fx, Posterolateral Tibia Plate, 07-Hole, Right, 1.5mm Thk, TiA STERILE | P53-207-R007-S | Standalone | DE0502064 | Patients requiring fracture fixation or orthopaedic corrective surgery
Orthopaedics | Trauma - Extramedullary fixation | Locking/combination plate | Locking/combination plate - Tibia | Paragon28 | Gorilla, Ankle Fx, Posterolateral Tibia Plate, 08-Hole, Right, 1.5mm Thk, TiA STERILE | P53-207-R008-S | Standalone | DE0502064 | Patients requiring fracture fixation or orthopaedic corrective surgery
Orthopaedics | Trauma - Extramedullary fixation | Locking/combination plate | Locking/combination plate - Fibula | Paragon28 | Gorilla, Posterolateral, Fibular, 07-Hole, Alpha, 1.3mm Thk, TiA STERILE | P53-208-0007-S | Standalone | DE0502064 | Patients requiring fracture fixation or orthopaedic corrective surgery
Orthopaedics | Trauma - Extramedullary fixation | Locking/combination plate | Locking/combination plate - Fibula | Paragon28 | Gorilla, Posterolateral, Fibular, 09-Hole, w/Comp, Alpha, 1.3mm Thk, TiA STERILE | P53-208-0009-S | Standalone | DE0502064 | Patients requiring fracture fixation or orthopaedic corrective surgery
Orthopaedics | Trauma - Extramedullary fixation | Locking/combination plate | Locking/combination plate - Fibula | Paragon28 | Gorilla, Posterolateral, Fibular, 11-Hole, w/Comp, Alpha, 1.3mm Thk, TiA STERILE | P53-208-0011-S | Standalone | DE0502064 | Patients requiring fracture fixation or orthopaedic corrective surgery
Orthopaedics | Trauma - Extramedullary fixation | Locking/combination plate | Locking/combination plate - Fibula | Paragon28 | Gorilla, Posterolateral, Fibular, 13-Hole, w/Comp, Alpha STERILE | P53-208-0013-S | Standalone | DE0502064 | Patients requiring fracture fixation or orthopaedic corrective surgery
Orthopaedics | Trauma - Extramedullary fixation | Locking/combination plate | Locking/combination plate - Fibula | Paragon28 | Gorilla, Posterolateral, Fibular, 07-Hole, Beta, 1.3mm Thk, TiA STERILE | P53-208-1007-S | Standalone | DE0502064 | Patients requiring fracture fixation or orthopaedic corrective surgery
Orthopaedics | Trauma - Extramedullary fixation | Locking/combination plate | Locking/combination plate - Fibula | Paragon28 | Gorilla, Posterolateral, Fibular, 09-Hole, w/Comp, Beta, 1.3mm Thk, TiA STERILE | P53-208-1009-S | Standalone | DE0502064 | Patients requiring fracture fixation or orthopaedic corrective surgery
Orthopaedics | Trauma - Extramedullary fixation | Locking/combination plate | Locking/combination plate - Fibula | Paragon28 | Gorilla, Posterolateral, Fibular, 11-Hole, w/Comp, Beta , 1.3mm Thk, TiA STERILE | P53-208-1011-S | Standalone | DE0502064 | Patients requiring fracture fixation or orthopaedic corrective surgery
Orthopaedics | Trauma - Extramedullary fixation | Locking/combination plate | Locking/combination plate - Fibula | Paragon28 | Gorilla, Posterolateral, Fibular, 13-Hole, w/Comp, Beta STERILE | P53-208-1013-S | Standalone | DE0502064 | Patients requiring fracture fixation or orthopaedic corrective surgery
Orthopaedics | Trauma - Extramedullary fixation | Locking/combination plate | Locking/combination plate - Tibia | Paragon28 | Gorilla, Ankle Fx, Posteromedial Distal Tibia Plate, 06-Hole, Left, 1.5mm Thk, TiA STERILE | P53-209-L006-S | Standalone | DE0502064 | Patients requiring fracture fixation or orthopaedic corrective surgery
Orthopaedics | Trauma - Extramedullary fixation | Locking/combination plate | Locking/combination plate - Tibia | Paragon28 | Gorilla, Ankle Fx, Posteromedial Distal Tibia Plate, 08-Hole, Left, 1.5mm Thk, TiA STERILE | P53-209-L008-S | Standalone | DE0502064 | Patients requiring fracture fixation or orthopaedic corrective surgery
Orthopaedics | Trauma - Extramedullary fixation | Locking/combination plate | Locking/combination plate - Tibia | Paragon28 | Gorilla, Ankle Fx, Posteromedial Distal Tibia Plate, 06-Hole, Right, 1.5mm Thk, TiA STERILE | P53-209-R006-S | Standalone | DE0502064 | Patients requiring fracture fixation or orthopaedic corrective surgery
Orthopaedics | Trauma - Extramedullary fixation | Locking/combination plate | Locking/combination plate - Tibia | Paragon28 | Gorilla, Ankle Fx, Posteromedial Distal Tibia Plate, 08-Hole, Rightm, 1.5mm Thk, TiA STERILE | P53-209-R008-S | Standalone | DE0502064 | Patients requiring fracture fixation or orthopaedic corrective surgery
Orthopaedics | Trauma - Extramedullary fixation | Locking/combination plate | Locking/combination plate - Foot/ankle | Paragon28 | Gorilla, Plate, Medial Malleolus, 7 Hole, 1.5mm Thk, Ti STERILE | P53-210-0007-S | Standalone | DE0502064 | Patients requiring fracture fixation or orthopaedic corrective surgery
Orthopaedics | Trauma - Extramedullary fixation | Locking/combination plate | Locking/combination plate - Foot/ankle | Paragon28 | Gorilla, Ankle Fx, Trimalleolar Fracture Plate, 03-Hole, 1.5mm Thk, TiA STERILE | P53-211-0003-S | Standalone | DE0502064 | Patients requiring fracture fixation or orthopaedic corrective surgery
Orthopaedics | Trauma - Extramedullary fixation | Locking/combination plate | Locking/combination plate - Foot/ankle | Paragon28 | Gorilla, Ankle Fx, Trimalleolar Fracture Plate, 04-Hole, 1.5mm Thk, TiA STERILE | P53-211-0004-S | Standalone | DE0502064 | Patients requiring fracture fixation or orthopaedic corrective surgery
Orthopaedics | Trauma - Extramedullary fixation | Locking/combination plate | Locking/combination plate - Tibia | Paragon28 | Gorilla, Ankle Fx., Anterior Distal Tibia Plate, 11 Hole, TiA STERILE | P53-212-0002-S | Standalone | DE0502064 | Patients requiring fracture fixation or orthopaedic corrective surgery
Orthopaedics | Trauma - Extramedullary fixation | Locking/combination plate | Locking/combination plate - Tibia | Paragon28 | Gorilla, Ankle Fx., Anterior Distal Tibia Plate, 13 Hole, TiA STERILE | P53-212-0004-S | Standalone | DE0502064 | Patients requiring fracture fixation or orthopaedic corrective surgery
Orthopaedics | Trauma - Extramedullary fixation | Locking/combination plate | Locking/combination plate - Tibia | Paragon28 | Gorilla, Ankle Fx., Anterior Distal Tibi Plate, 15 Hole, TiA STERILE | P53-212-0006-S | Standalone | DE0502064 | Patients requiring fracture fixation or orthopaedic corrective surgery
Orthopaedics | Trauma - Extramedullary fixation | Locking/combination plate | Locking/combination plate - Tibia | Paragon28 | Gorilla, Ankle Fx., Anterolateral Distal Tibia Plate, Left, 11-Holes, TiA STERILE | P53-213-L004-S | Standalone | DE0502064 | Patients requiring fracture fixation or orthopaedic corrective surgery
Orthopaedics | Trauma - Extramedullary fixation | Locking/combination plate | Locking/combination plate - Tibia | Paragon28 | Gorilla, Ankle Fx., Anterolateral Distal Tibia Plate, Left, 13-Holes, TiA STERILE | P53-213-L006-S | Standalone | DE0502064 | Patients requiring fracture fixation or orthopaedic corrective surgery
Orthopaedics | Trauma - Extramedullary fixation | Locking/combination plate | Locking/combination plate - Tibia | Paragon28 | Gorilla, Ankle Fx., Anterolateral Distal Tibia Plate, Left, 15-Holes, TiA STERILE | P53-213-L008-S | Standalone |  | Patients requiring fracture fixation or orthopaedic corrective surgery
Orthopaedics | Trauma - Extramedullary fixation | Locking/combination plate | Locking/combination plate - Tibia | Paragon28 | Gorilla, Ankle Fx., Anterolateral Distal Tibia Plate, Left, 17-Holes, TiA STERILE | P53-213-L010-S | Standalone | DE0502064 | Patients requiring fracture fixation or orthopaedic corrective surgery
Orthopaedics | Trauma - Extramedullary fixation | Locking/combination plate | Locking/combination plate - Tibia | Paragon28 | Gorilla, Ankle Fx., Anterolateral Distal Tibia Plate, Left, 19-Holes, TiA STERILE | P53-213-L012-S | Standalone | DE0502064 | Patients requiring fracture fixation or orthopaedic corrective surgery
Orthopaedics | Trauma - Extramedullary fixation | Locking/combination plate | Locking/combination plate - Tibia | Paragon28 | Gorilla, Ankle Fx., Anterolateral Distal Tibia Plate, Left, 21-Holes, TiA STERILE | P53-213-L014-S | Standalone | DE0502064 | Patients requiring fracture fixation or orthopaedic corrective surgery
Orthopaedics | Trauma - Extramedullary fixation | Locking/combination plate | Locking/combination plate - Tibia | Paragon28 | Gorilla, Ankle Fx., Anterolateral Distal Tibia Plate, Left, 23-Holes, TiA STERILE | P53-213-L016-S | Standalone | DE0502064 | Patients requiring fracture fixation or orthopaedic corrective surgery
Orthopaedics | Trauma - Extramedullary fixation | Locking/combination plate | Locking/combination plate - Tibia | Paragon28 | Gorilla, Ankle Fx., Anterolateral Distal Tibia Plate, Left, 25-Holes, TiA STERILE | P53-213-L018-S | Standalone | DE0502064 | Patients requiring fracture fixation or orthopaedic corrective surgery
Orthopaedics | Trauma - Extramedullary fixation | Locking/combination plate | Locking/combination plate - Tibia | Paragon28 | Gorilla, Ankle Fx., Anterolateral Distal Tibia Plate, Right, 11-Holes, TiA STERILE | P53-213-R004-S | Standalone | DE0502064 | Patients requiring fracture fixation or orthopaedic corrective surgery
Orthopaedics | Trauma - Extramedullary fixation | Locking/combination plate | Locking/combination plate - Tibia | Paragon28 | Gorilla, Ankle Fx., Anterolateral Distal Tibia Plate, Right, 13-Holes, TiA STERILE | P53-213-R006-S | Standalone | DE0502064 | Patients requiring fracture fixation or orthopaedic corrective surgery
Orthopaedics | Trauma - Extramedullary fixation | Locking/combination plate | Locking/combination plate - Tibia | Paragon28 | Gorilla, Ankle Fx., Anterolateral Distal Tibia Plate, Right, 15-Holes, TiA STERILE | P53-213-R008-S | Standalone | DE0502064 | Patients requiring fracture fixation or orthopaedic corrective surgery
Orthopaedics | Trauma - Extramedullary fixation | Locking/combination plate | Locking/combination plate - Tibia | Paragon28 | Gorilla, Ankle Fx., Anterolateral Distal Tibia Plate, Right, 17-Holes, TiA STERILE | P53-213-R010-S | Standalone | DE0502064 | Patients requiring fracture fixation or orthopaedic corrective surgery
Orthopaedics | Trauma - Extramedullary fixation | Locking/combination plate | Locking/combination plate - Tibia | Paragon28 | Gorilla, Ankle Fx., Anterolateral Distal Tibia Plate, Right, 19-Holes, TiA STERILE | P53-213-R012-S | Standalone | DE0502064 | Patients requiring fracture fixation or orthopaedic corrective surgery
Orthopaedics | Trauma - Extramedullary fixation | Locking/combination plate | Locking/combination plate - Tibia | Paragon28 | Gorilla, Ankle Fx., Anterolateral Distal Tibia Plate, Right, 21-Holes, TiA STERILE | P53-213-R014-S | Standalone | DE0502064 | Patients requiring fracture fixation or orthopaedic corrective surgery
Orthopaedics | Trauma - Extramedullary fixation | Locking/combination plate | Locking/combination plate - Tibia | Paragon28 | Gorilla, Ankle Fx., Anterolateral Distal Tibia Plate, Right, 23-Holes, TiA STERILE | P53-213-R016-S | Standalone | DE0502064 | Patients requiring fracture fixation or orthopaedic corrective surgery
Orthopaedics | Trauma - Extramedullary fixation | Locking/combination plate | Locking/combination plate - Tibia | Paragon28 | Gorilla, Ankle Fx., Anterolateral Distal Tibia Plate, Right, 25-Holes, TiA STERILE | P53-213-R018-S | Standalone | DE0502064 | Patients requiring fracture fixation or orthopaedic corrective surgery
Orthopaedics | Trauma - Extramedullary fixation | Locking/combination plate | Locking/combination plate - Tibia | Paragon28 | Gorilla, Ankle Fx., Medial Distal Tibia Plate, 11-Holes, TiA STERILE | P53-214-1004-S | Standalone | DE0502064 | Patients requiring fracture fixation or orthopaedic corrective surgery
Orthopaedics | Trauma - Extramedullary fixation | Locking/combination plate | Locking/combination plate - Tibia | Paragon28 | Gorilla, Ankle Fx., Medial Distal Tibia Plate, 13-Holes, TiA STERILE | P53-214-1006-S | Standalone | DE0502064 | Patients requiring fracture fixation or orthopaedic corrective surgery
Orthopaedics | Trauma - Extramedullary fixation | Locking/combination plate | Locking/combination plate - Tibia | Paragon28 | Gorilla, Ankle Fx., Medial Distal Tibia Plate, 15-Holes, TiA STERILE | P53-214-1008-S | Standalone | DE0502064 | Patients requiring fracture fixation or orthopaedic corrective surgery
Orthopaedics | Trauma - Extramedullary fixation | Locking/combination plate | Locking/combination plate - Tibia | Paragon28 | Gorilla, Ankle Fx., Medial Distal Tibia Plate, 17-Holes, TiA STERILE | P53-214-1010-S | Standalone | DE0502064 | Patients requiring fracture fixation or orthopaedic corrective surgery
Orthopaedics | Trauma - Extramedullary fixation | Locking/combination plate | Locking/combination plate - Tibia | Paragon28 | Gorilla, Ankle Fx., Medial Distal Tibia Plate, 19-Holes, TiA STERILE | P53-214-1012-S | Standalone | DE0502064 | Patients requiring fracture fixation or orthopaedic corrective surgery
Orthopaedics | Trauma - Extramedullary fixation | Locking/combination plate | Locking/combination plate - Tibia | Paragon28 | Gorilla, Ankle Fx., Medial Distal Tibia Plate, 21-Holes, TiA STERILE | P53-214-1014-S | Standalone | DE0502064 | Patients requiring fracture fixation or orthopaedic corrective surgery
Orthopaedics | Trauma - Extramedullary fixation | Locking/combination plate | Locking/combination plate - Tibia | Paragon28 | Gorilla, Ankle Fx., Medial Distal Tibia Plate, 23-Holes, TiA STERILE | P53-214-1016-S | Standalone | DE0502064 | Patients requiring fracture fixation or orthopaedic corrective surgery
Orthopaedics | Other - Fixation | Staple | Memory staple | Paragon28 | Staple Kit, 8mm Straight, Sterile | P71-008-0808-S | Standalone | DE0507023 | Patients requiring fracture fixation or orthopaedic corrective surgery
Orthopaedics | Other - Fixation | Staple | Memory staple | Paragon28 | Staple Kit, 10mm Straight, Sterile | P71-010-1010-S | Standalone | DE0507023 | Patients requiring fracture fixation or orthopaedic corrective surgery
Orthopaedics | Other - Fixation | Staple | Memory staple | Paragon28 | Staple Kit, 15mm Straight, Sterile | P71-015-1515-S | Standalone | DE0507023 | Patients requiring fracture fixation or orthopaedic corrective surgery
Orthopaedics | Other - Fixation | Staple | Memory staple | Paragon28 | Staple Kit, 18mm Straight, Sterile | P71-018-1818-S | Standalone | DE0507023 | Patients requiring fracture fixation or orthopaedic corrective surgery
Orthopaedics | Other - Fixation | Staple | Memory staple | Paragon28 | Staple Kit, 20mm Straight, Sterile | P71-020-2020-S | Standalone | DE0507023 | Patients requiring fracture fixation or orthopaedic corrective surgery
Orthopaedics | Other - Fixation | Staple | Memory staple | Paragon28 | Staple Kit, 25mm Straight, Sterile | P71-025-2020-S | Standalone | DE0507023 | Patients requiring fracture fixation or orthopaedic corrective surgery
Orthopaedics | Other - Fixation | Staple | Memory staple | Paragon28 | Staple Kit, 8mm Angled, Sterile | P71-108-0808-S | Standalone | DE0507023 | Patients requiring fracture fixation or orthopaedic corrective surgery
Orthopaedics | Other - Fixation | Staple | Memory staple | Paragon28 | Staple Kit, 10mm Angled, Sterile | P71-110-1010-S | Standalone | DE0507023 | Patients requiring fracture fixation or orthopaedic corrective surgery
Orthopaedics | Trauma - Intramedullary fixation | Nail accessories | Nail end cap/set screw | Paragon28 | Phantom Nail, Shouldered End Cap, Short | P31-102-0001 | Standalone | DE0507281 | Patients requiring fracture fixation or orthopaedic corrective surgery
Orthopaedics | Trauma - Intramedullary fixation | Nail accessories | Nail end cap/set screw | Paragon28 | Phantom Nail, Shouldered End Cap, Long | P31-102-0005 | Standalone | DE0507281 | Patients requiring fracture fixation or orthopaedic corrective surgery
Orthopaedics | Trauma - Intramedullary fixation | Nail accessories | Nail end cap/set screw | Paragon28 | Phantom Nail, Compression End Cap, Short | P31-111-0000-03 | Standalone | DE0507281 | Patients requiring fracture fixation or orthopaedic corrective surgery
Orthopaedics | Trauma - Intramedullary fixation | Nail accessories | Nail end cap/set screw | Paragon28 | Phantom Nail, Compression End Cap, Long | P31-111-0000-07 | Standalone | DE0507281 | Patients requiring fracture fixation or orthopaedic corrective surgery
Orthopaedics | Trauma - Intramedullary fixation | Nail | Nail - Foot/ankle arthrodesis | Paragon28 | Phantom TTC Nail, 10.0 X 150mm, LEFT STERILE | P31-300-150L-S | Standalone | DE0507281 | Patients requiring fracture fixation or orthopaedic corrective surgery
Orthopaedics | Trauma - Intramedullary fixation | Nail | Nail - Foot/ankle arthrodesis | Paragon28 | Phantom TTC Nail, 10.0 X 150mm, RIGHT STERILE | P31-300-150R-S | Standalone | DE0507281 | Patients requiring fracture fixation or orthopaedic corrective surgery
Orthopaedics | Trauma - Intramedullary fixation | Nail | Nail - Foot/ankle arthrodesis | Paragon28 | Phantom TTC Nail, 10.0 X 200mm, LEFT STERILE | P31-300-200L-S | Standalone | DE0507281 | Patients requiring fracture fixation or orthopaedic corrective surgery
Orthopaedics | Trauma - Intramedullary fixation | Nail | Nail - Foot/ankle arthrodesis | Paragon28 | Phantom TTC Nail, 10.0 X 200mm, RIGHT STERILE | P31-300-200R-S | Standalone | DE0507281 | Patients requiring fracture fixation or orthopaedic corrective surgery
Orthopaedics | Trauma - Intramedullary fixation | Nail | Nail - Foot/ankle arthrodesis | Paragon28 | Phantom TTC Nail, 10.0 X 250mm, LEFT STERILE | P31-300-250L-S | Standalone | DE0507281 | Patients requiring fracture fixation or orthopaedic corrective surgery
Orthopaedics | Trauma - Intramedullary fixation | Nail | Nail - Foot/ankle arthrodesis | Paragon28 | Phantom TTC Nail, 10.0 X 250mm, RIGHT STERILE | P31-300-250R-S | Standalone | DE0507281 | Patients requiring fracture fixation or orthopaedic corrective surgery
Orthopaedics | Trauma - Intramedullary fixation | Nail | Nail - Foot/ankle arthrodesis | Paragon28 | Phantom TTC Nail, 10.0 X 300mm, LEFT STERILE | P31-300-300L-S | Standalone | DE0507281 | Patients requiring fracture fixation or orthopaedic corrective surgery
Orthopaedics | Trauma - Intramedullary fixation | Nail | Nail - Foot/ankle arthrodesis | Paragon28 | Phantom TTC Nail, 10.0 X 300mm, RIGHT STERILE | P31-300-300R-S | Standalone | DE0507281 | Patients requiring fracture fixation or orthopaedic corrective surgery
Orthopaedics | Trauma - Intramedullary fixation | Nail | Nail - Foot/ankle arthrodesis | Paragon28 | Phantom TTC Nail, 11.5 X 150mm, LEFT STERILE | P31-315-150L-S | Standalone | DE0507281 | Patients requiring fracture fixation or orthopaedic corrective surgery
Orthopaedics | Trauma - Intramedullary fixation | Nail | Nail - Foot/ankle arthrodesis | Paragon28 | Phantom TTC Nail, 11.5 X 150mm, RIGHT STERILE | P31-315-150R-S | Standalone | DE0507281 | Patients requiring fracture fixation or orthopaedic corrective surgery
Orthopaedics | Trauma - Intramedullary fixation | Nail | Nail - Foot/ankle arthrodesis | Paragon28 | Phantom TTC Nail, 11.5 X 200mm, LEFT STERILE | P31-315-200L-S | Standalone | DE0507281 | Patients requiring fracture fixation or orthopaedic corrective surgery
Orthopaedics | Trauma - Intramedullary fixation | Nail | Nail - Foot/ankle arthrodesis | Paragon28 | Phantom TTC Nail, 11.5 X 200mm, RIGHT STERILE | P31-315-200R-S | Standalone | DE0507281 | Patients requiring fracture fixation or orthopaedic corrective surgery
Orthopaedics | Trauma - Intramedullary fixation | Nail | Nail - Foot/ankle arthrodesis | Paragon28 | Phantom TTC Nail, 11.5 X 250mm, LEFT STERILE | P31-315-250L-S | Standalone | DE0507281 | Patients requiring fracture fixation or orthopaedic corrective surgery
Orthopaedics | Trauma - Intramedullary fixation | Nail | Nail - Foot/ankle arthrodesis | Paragon28 | Phantom TTC Nail, 11.5 X 250mm, RIGHT STERILE | P31-315-250R-S | Standalone | DE0507281 | Patients requiring fracture fixation or orthopaedic corrective surgery
Orthopaedics | Trauma - Intramedullary fixation | Nail | Nail - Foot/ankle arthrodesis | Paragon28 | Phantom TTC Nail, 11.5 X 300mm, LEFT STERILE | P31-315-300L-S | Standalone | DE0507281 | Patients requiring fracture fixation or orthopaedic corrective surgery
Orthopaedics | Trauma - Intramedullary fixation | Nail | Nail - Foot/ankle arthrodesis | Paragon28 | Phantom TTC Nail, 11.5 X 300mm, RIGHT STERILE | P31-315-300R-S | Standalone | DE0507281 | Patients requiring fracture fixation or orthopaedic corrective surgery
Orthopaedics | Trauma - Intramedullary fixation | Nail | Nail - Foot/ankle arthrodesis | Paragon28 | Phantom TTC Nail, 13.0 X 150mm, LEFT STERILE | P31-330-150L-S | Standalone | DE0507281 | Patients requiring fracture fixation or orthopaedic corrective surgery
Orthopaedics | Trauma - Intramedullary fixation | Nail | Nail - Foot/ankle arthrodesis | Paragon28 | Phantom TTC Nail, 13.0 X 150mm, RIGHT STERILE | P31-330-150R-S | Standalone | DE0507281 | Patients requiring fracture fixation or orthopaedic corrective surgery
Orthopaedics | Trauma - Intramedullary fixation | Nail | Nail - Foot/ankle arthrodesis | Paragon28 | Phantom TTC Nail, 13.0 X 175mm, LEFT STERILE | P31-330-175L-S | Standalone | DE0507281 | Patients requiring fracture fixation or orthopaedic corrective surgery
Orthopaedics | Trauma - Intramedullary fixation | Nail | Nail - Foot/ankle arthrodesis | Paragon28 | Phantom TTC Nail, 13.0 X 175mm, RIGHT STERILE | P31-330-175R-S | Standalone | DE0507281 | Patients requiring fracture fixation or orthopaedic corrective surgery
Orthopaedics | Trauma - Intramedullary fixation | Nail | Nail - Foot/ankle arthrodesis | Paragon28 | Phantom TTC Nail, 13.0 X 200mm, LEFT STERILE | P31-330-200L-S | Standalone | DE0507281 | Patients requiring fracture fixation or orthopaedic corrective surgery
Orthopaedics | Trauma - Intramedullary fixation | Nail | Nail - Foot/ankle arthrodesis | Paragon28 | Phantom TTC Nail, 13.0 X 200mm, RIGHT STERILE | P31-330-200R-S | Standalone | DE0507281 | Patients requiring fracture fixation or orthopaedic corrective surgery
Orthopaedics | Trauma - Intramedullary fixation | Nail | Nail - Foot/ankle arthrodesis | Paragon28 | Phantom TTC Nail, 13.0 X 250mm, LEFT STERILE | P31-330-250L-S | Standalone | DE0507281 | Patients requiring fracture fixation or orthopaedic corrective surgery
Orthopaedics | Trauma - Intramedullary fixation | Nail | Nail - Foot/ankle arthrodesis | Paragon28 | Phantom TTC Nail, 13.0 X 250mm, RIGHT STERILE | P31-330-250R-S | Standalone | DE0507281 | Patients requiring fracture fixation or orthopaedic corrective surgery
Orthopaedics | Trauma - Intramedullary fixation | Nail accessories | Interlocking screw | Paragon28 | Phantom Nail, Full Thread, 7.2mm x 45mm, Headless | P31-772-045F | Standalone | DE0507281 | Patients requiring fracture fixation or orthopaedic corrective surgery
Orthopaedics | Trauma - Intramedullary fixation | Nail accessories | Interlocking screw | Paragon28 | Phantom Nail, Full Thread, 7.2mm x 50mm, Headless | P31-772-050F | Standalone | DE0507281 | Patients requiring fracture fixation or orthopaedic corrective surgery
Orthopaedics | Trauma - Intramedullary fixation | Nail accessories | Interlocking screw | Paragon28 | Phantom Nail, Full Thread, 7.2mm x 55mm, Headless | P31-772-055F | Standalone | DE0507281 | Patients requiring fracture fixation or orthopaedic corrective surgery
Orthopaedics | Trauma - Intramedullary fixation | Nail accessories | Interlocking screw | Paragon28 | Phantom Nail, Calcaneus Screw, 7.2mm x 60mm, Headless | P31-772-060F | Standalone | DE0507281 | Patients requiring fracture fixation or orthopaedic corrective surgery
Orthopaedics | Trauma - Intramedullary fixation | Nail accessories | Interlocking screw | Paragon28 | Phantom Nail, Calcaneus Screw, 7.2mm x 65mm, Headless | P31-772-065F | Standalone | DE0507281 | Patients requiring fracture fixation or orthopaedic corrective surgery
Orthopaedics | Trauma - Intramedullary fixation | Nail accessories | Interlocking screw | Paragon28 | Phantom Nail, Calcaneus Screw, 7.2mm x 70mm, Headless | P31-772-070F | Standalone | DE0507281 | Patients requiring fracture fixation or orthopaedic corrective surgery
Orthopaedics | Trauma - Intramedullary fixation | Nail accessories | Interlocking screw | Paragon28 | Phantom Nail, Calcaneus Screw, 7.2mm x 75mm, Headless | P31-772-075F | Standalone | DE0507281 | Patients requiring fracture fixation or orthopaedic corrective surgery
Orthopaedics | Trauma - Intramedullary fixation | Nail accessories | Interlocking screw | Paragon28 | Phantom Nail, Calcaneus Screw, 7.2mm x 80mm, Headless | P31-772-080F | Standalone | DE0507281 | Patients requiring fracture fixation or orthopaedic corrective surgery
Orthopaedics | Trauma - Intramedullary fixation | Nail accessories | Interlocking screw | Paragon28 | Phantom Nail, Calcaneus Screw, 7.2mm x 85mm, Headless | P31-772-085F | Standalone | DE0507281 | Patients requiring fracture fixation or orthopaedic corrective surgery
Orthopaedics | Trauma - Intramedullary fixation | Nail accessories | Interlocking screw | Paragon28 | Phantom Nail, Calcaneus Screw, 7.2mm x 90mm, Headless | P31-772-090F | Standalone | DE0507281 | Patients requiring fracture fixation or orthopaedic corrective surgery
Orthopaedics | Trauma - Intramedullary fixation | Nail accessories | Interlocking screw | Paragon28 | Phantom Nail, Calcaneus Screw, 7.2mm x 95mm, Headless | P31-772-095F | Standalone | DE0507281 | Patients requiring fracture fixation or orthopaedic corrective surgery
Orthopaedics | Trauma - Intramedullary fixation | Nail accessories | Interlocking screw | Paragon28 | Phantom Nail, Calcaneus Screw, 7.2mm x 100mm, Headless | P31-772-100F | Standalone | DE0507281 | Patients requiring fracture fixation or orthopaedic corrective surgery
Orthopaedics | Trauma - Intramedullary fixation | Nail accessories | Interlocking screw | Paragon28 | Phantom Nail, Calcaneus Screw, 7.2mm x 105mm, Headless | P31-772-105F | Standalone | DE0507281 | Patients requiring fracture fixation or orthopaedic corrective surgery
Orthopaedics | Trauma - Intramedullary fixation | Nail accessories | Interlocking screw | Paragon28 | Phantom Nail, Calcaneus Screw, 7.2mm x 110mm, Headless | P31-772-110F | Standalone | DE0507281 | Patients requiring fracture fixation or orthopaedic corrective surgery
Orthopaedics | Trauma - Intramedullary fixation | Nail accessories | Interlocking screw | Paragon28 | Phantom Nail, Calcaneus Screw, 7.2mm x 115mm, Headless | P31-772-115F | Standalone | DE0507281 | Patients requiring fracture fixation or orthopaedic corrective surgery
Orthopaedics | Trauma - Intramedullary fixation | Nail accessories | Interlocking screw | Paragon28 | Phantom Nail, Calcaneus Screw, 7.2mm x 120mm, Headless | P31-772-120F | Standalone | DE0507281 | Patients requiring fracture fixation or orthopaedic corrective surgery
Orthopaedics | Trauma - Intramedullary fixation | Nail accessories | Interlocking screw | Paragon28 | Phantom Nail, Crossing Screw, Headed D5.0mm x 20mm | P32-450-020F | Standalone | DE0507281 | Patients requiring fracture fixation or orthopaedic corrective surgery
Orthopaedics | Trauma - Intramedullary fixation | Nail accessories | Interlocking screw | Paragon28 | Phantom Nail, Crossing Screw, D5.0mm x 22mm length, Headed | P32-450-022F | Standalone | DE0507281 | Patients requiring fracture fixation or orthopaedic corrective surgery
Orthopaedics | Trauma - Intramedullary fixation | Nail accessories | Interlocking screw | Paragon28 | Phantom Nail, Crossing Screw, D5.0mm x 24mm length, Headed | P32-450-024F | Standalone | DE0507281 | Patients requiring fracture fixation or orthopaedic corrective surgery
Orthopaedics | Trauma - Intramedullary fixation | Nail accessories | Interlocking screw | Paragon28 | Phantom Nail, Crossing Screw, D5.0mm x 26mm length, Headed | P32-450-026F | Standalone | DE0507281 | Patients requiring fracture fixation or orthopaedic corrective surgery
Orthopaedics | Trauma - Intramedullary fixation | Nail accessories | Interlocking screw | Paragon28 | Phantom Nail, Crossing Screw, D5.0mm x 28mm length, Headed | P32-450-028F | Standalone | DE0507281 | Patients requiring fracture fixation or orthopaedic corrective surgery
Orthopaedics | Trauma - Intramedullary fixation | Nail accessories | Interlocking screw | Paragon28 | Phantom Nail, Crossing Screw, D5.0mm x 30mm length, Headed | P32-450-030F | Standalone | DE0507281 | Patients requiring fracture fixation or orthopaedic corrective surgery
Orthopaedics | Trauma - Intramedullary fixation | Nail accessories | Interlocking screw | Paragon28 | Phantom Nail, Crossing Screw, D5.0mm x 32mm length, Headed | P32-450-032F | Standalone | DE0507281 | Patients requiring fracture fixation or orthopaedic corrective surgery
Orthopaedics | Trauma - Intramedullary fixation | Nail accessories | Interlocking screw | Paragon28 | Phantom Nail, Crossing Screw, D5.0mm x 34mm length, Headed | P32-450-034F | Standalone | DE0507281 | Patients requiring fracture fixation or orthopaedic corrective surgery
Orthopaedics | Trauma - Intramedullary fixation | Nail accessories | Interlocking screw | Paragon28 | Phantom Nail, Crossing Screw, D5.0mm x 36mm length, Headed | P32-450-036F | Standalone | DE0507281 | Patients requiring fracture fixation or orthopaedic corrective surgery
Orthopaedics | Trauma - Intramedullary fixation | Nail accessories | Interlocking screw | Paragon28 | Phantom Nail, Crossing Screw, D5.0mm x 38mm length, Headed | P32-450-038F | Standalone | DE0507281 | Patients requiring fracture fixation or orthopaedic corrective surgery
Orthopaedics | Trauma - Intramedullary fixation | Nail accessories | Interlocking screw | Paragon28 | Phantom Nail, Crossing Screw, D5.0mm x 40mm length, Headed | P32-450-040F | Standalone | DE0507281 | Patients requiring fracture fixation or orthopaedic corrective surgery
Orthopaedics | Trauma - Intramedullary fixation | Nail accessories | Interlocking screw | Paragon28 | Phantom Nail, Crossing Screw, D5.0mm x 42mm length, Headed | P32-450-042F | Standalone | DE0507281 | Patients requiring fracture fixation or orthopaedic corrective surgery
Orthopaedics | Trauma - Intramedullary fixation | Nail accessories | Interlocking screw | Paragon28 | Phantom Nail, Crossing Screw, D5.0mm x 44mm length, Headed | P32-450-044F | Standalone | DE0507281 | Patients requiring fracture fixation or orthopaedic corrective surgery
Orthopaedics | Trauma - Intramedullary fixation | Nail accessories | Interlocking screw | Paragon28 | Phantom Nail, Crossing Screw, D5.0mm x 46mm length, Headed | P32-450-046F | Standalone | DE0507281 | Patients requiring fracture fixation or orthopaedic corrective surgery
Orthopaedics | Trauma - Intramedullary fixation | Nail accessories | Interlocking screw | Paragon28 | Phantom Nail, Crossing Screw, D5.0mm x 48mm length, Headed | P32-450-048F | Standalone | DE0507281 | Patients requiring fracture fixation or orthopaedic corrective surgery
Orthopaedics | Trauma - Intramedullary fixation | Nail accessories | Interlocking screw | Paragon28 | Phantom Nail, Crossing Screw, D5.0mm x 50mm length, Headed | P32-450-050F | Standalone | DE0507281 | Patients requiring fracture fixation or orthopaedic corrective surgery
Orthopaedics | Trauma - Intramedullary fixation | Nail accessories | Interlocking screw | Paragon28 | Phantom Nail, Crossing Screw, D5.0mm x 52mm length, Headed | P32-450-052F | Standalone | DE0507281 | Patients requiring fracture fixation or orthopaedic corrective surgery
Orthopaedics | Trauma - Intramedullary fixation | Nail accessories | Interlocking screw | Paragon28 | Phantom Nail, Crossing Screw, D5.0mm x 54mm length, Headed | P32-450-054F | Standalone | DE0507281 | Patients requiring fracture fixation or orthopaedic corrective surgery
Orthopaedics | Trauma - Intramedullary fixation | Nail accessories | Interlocking screw | Paragon28 | Phantom Nail, Crossing Screw, D5.0mm x 56mm length, Headed | P32-450-056F | Standalone | DE0507281 | Patients requiring fracture fixation or orthopaedic corrective surgery
Orthopaedics | Trauma - Intramedullary fixation | Nail accessories | Interlocking screw | Paragon28 | Phantom Nail, Crossing Screw, D5.0mm x 58mm length, Headed | P32-450-058F | Standalone | DE0507281 | Patients requiring fracture fixation or orthopaedic corrective surgery
Orthopaedics | Trauma - Intramedullary fixation | Nail accessories | Interlocking screw | Paragon28 | Phantom Nail, Crossing Screw, D5.0mm x 60mm length, Headed | P32-450-060F | Standalone | DE0507281 | Patients requiring fracture fixation or orthopaedic corrective surgery
Orthopaedics | Trauma - Intramedullary fixation | Nail accessories | Interlocking screw | Paragon28 | Phantom Nail, Full Thread, 5.0mm x 62mm, Headed | P32-450-062F | Standalone | DE0507281 | Patients requiring fracture fixation or orthopaedic corrective surgery
Orthopaedics | Trauma - Intramedullary fixation | Nail accessories | Interlocking screw | Paragon28 | Phantom Nail, Full Thread, 5.0mm x 64mm, Headed | P32-450-064F | Standalone | DE0507281 | Patients requiring fracture fixation or orthopaedic corrective surgery
Orthopaedics | Trauma - Intramedullary fixation | Nail accessories | Interlocking screw | Paragon28 | Phantom Nail, Full Thread, 5.0mm x 66mm, Headed | P32-450-066F | Standalone | DE0507281 | Patients requiring fracture fixation or orthopaedic corrective surgery
Orthopaedics | Trauma - Intramedullary fixation | Nail accessories | Interlocking screw | Paragon28 | Phantom Nail, Full Thread, 5.0mm x 68mm, Headed | P32-450-068F | Standalone | DE0507281 | Patients requiring fracture fixation or orthopaedic corrective surgery
Orthopaedics | Trauma - Intramedullary fixation | Nail accessories | Interlocking screw | Paragon28 | Phantom Nail, Full Thread, 5.0mm x 70mm, Headed | P32-450-070F | Standalone | DE0507281 | Patients requiring fracture fixation or orthopaedic corrective surgery
Orthopaedics | Trauma - Extramedullary fixation | Locking/combination plate | Locking/combination plate - Radius | Medartis | 2.8 TriLock Radius Shaft Pl 10 Hole,t3.4 | A-4857.01 | Standalone | DE0509382 | Patients requiring fracture fixation or orthopaedic corrective surgery
Orthopaedics | Trauma - Extramedullary fixation | Locking/combination plate | Locking/combination plate - Radius | Medartis | 2.8 TriLock Radius Shaft Pl 14 Hole,t3.4 | A-4857.02 | Standalone | DE0509382 | Patients requiring fracture fixation or orthopaedic corrective surgery
Orthopaedics | Trauma - Extramedullary fixation | Locking/combination plate | Locking/combination plate - Radius | Medartis | 2.8 TriLock Radius Shaft Pl 18 Hole,t3.4 | A-4857.03 | Standalone | DE0509382 | Patients requiring fracture fixation or orthopaedic corrective surgery
Orthopaedics | Trauma - Extramedullary fixation | Locking/combination plate | Locking/combination plate - Radius | Medartis | 2.8 TriLock Radius Shaft Pl 22 Hole,t3.4 | A-4857.04 | Standalone | DE0509382 | Patients requiring fracture fixation or orthopaedic corrective surgery
Orthopaedics | Trauma - Extramedullary fixation | Locking/combination plate | Locking/combination plate - Ulna | Medartis | 2.8 TriLock Ulna Shaft Pl 10 Hole, t3.4 | A-4857.11 | Standalone | DE0509382 | Patients requiring fracture fixation or orthopaedic corrective surgery
Orthopaedics | Trauma - Extramedullary fixation | Locking/combination plate | Locking/combination plate - Ulna | Medartis | 2.8 TriLock Ulna Shaft Pl 14 Hole, t3.4 | A-4857.12 | Standalone | DE0509382 | Patients requiring fracture fixation or orthopaedic corrective surgery
Orthopaedics | Trauma - Extramedullary fixation | Locking/combination plate | Locking/combination plate - Ulna | Medartis | 2.8 TriLock Ulna Shaft Pl 18 Hole, t3.4 | A-4857.13 | Standalone | DE0509382 | Patients requiring fracture fixation or orthopaedic corrective surgery
Orthopaedics | Trauma - Extramedullary fixation | Locking/combination plate | Locking/combination plate - Ulna | Medartis | 2.8 TriLock Ulna Shaft Pl 22 Hole, t3.4 | A-4857.14 | Standalone | DE0509382 | Patients requiring fracture fixation or orthopaedic corrective surgery
Orthopaedics | Trauma - Extramedullary fixation | Locking/combination plate | Locking/combination plate - Tibia | Arthrex Inc. | TIB OPENG WEDG OSTEO PLT,3 MM | AR-13200-03.0 | Standalone | DE0006640 | Patients requiring fracture fixation or orthopaedic corrective surgery
Orthopaedics | Trauma - Extramedullary fixation | Locking/combination plate | Locking/combination plate - Tibia | Arthrex Inc. | 5 MM TIBIAL OPENING WEDGE OSTEO PLATE | AR-13200-05.0 | Standalone | DE0006640 | Patients requiring fracture fixation or orthopaedic corrective surgery
Orthopaedics | Trauma - Extramedullary fixation | Locking/combination plate | Locking/combination plate - Tibia | Arthrex Inc. | 6MMTIB OPENG WEDG OSTEO PLT | AR-13200-06.0 | Standalone | DE0006640 | Patients requiring fracture fixation or orthopaedic corrective surgery
Orthopaedics | Trauma - Extramedullary fixation | Locking/combination plate | Locking/combination plate - Tibia | Arthrex Inc. | 7.5 MM TIBIAL OPENING WEDGE OSTEO PLATE | AR-13200-07.5 | Standalone | DE0006640 | Patients requiring fracture fixation or orthopaedic corrective surgery
Orthopaedics | Trauma - Extramedullary fixation | Locking/combination plate | Locking/combination plate - Tibia | Arthrex Inc. | 9 MM TIBIAL OPENING WEDGE OSTEO PLATE | AR-13200-09.0 | Standalone | DE0006640 | Patients requiring fracture fixation or orthopaedic corrective surgery
Orthopaedics | Trauma - Extramedullary fixation | Locking/combination plate | Locking/combination plate - Tibia | Arthrex Inc. | 10 MM TIBIAL OPENING WEDGE OSTEO PLATE | AR-13200-10.0 | Standalone | DE0006640 | Patients requiring fracture fixation or orthopaedic corrective surgery
Orthopaedics | Trauma - Extramedullary fixation | Locking/combination plate | Locking/combination plate - Tibia | Arthrex Inc. | 11 MM TIBIAL OPENING WEDGE OSTEO PLATE | AR-13200-11.0 | Standalone | DE0006640 | Patients requiring fracture fixation or orthopaedic corrective surgery
Orthopaedics | Trauma - Extramedullary fixation | Locking/combination plate | Locking/combination plate - Tibia | Arthrex Inc. | 12.5 MM TIBIAL OPENING WEDGE OSTEO PLATE | AR-13200-12.5 | Standalone | DE0006640 | Patients requiring fracture fixation or orthopaedic corrective surgery
Orthopaedics | Trauma - Extramedullary fixation | Locking/combination plate | Locking/combination plate - Tibia | Arthrex Inc. | 13.5MMTIB OPENG WEDG OSTEO PLT | AR-13200-13.5 | Standalone | DE0006640 | Patients requiring fracture fixation or orthopaedic corrective surgery
Orthopaedics | Trauma - Extramedullary fixation | Locking/combination plate | Locking/combination plate - Tibia | Arthrex Inc. | 15 MM TIBIAL OPENING WEDGE OSTEO PLATE | AR-13200-15.0 | Standalone | DE0006640 | Patients requiring fracture fixation or orthopaedic corrective surgery
Orthopaedics | Trauma - Extramedullary fixation | Locking/combination plate | Locking/combination plate - Tibia | Arthrex Inc. | 16.0MMTIB OPENG WEDG OSTEO PLT | AR-13200-16.0 | Standalone | DE0006640 | Patients requiring fracture fixation or orthopaedic corrective surgery
Orthopaedics | Trauma - Extramedullary fixation | Locking/combination plate | Locking/combination plate - Tibia | Arthrex Inc. | 17.5 MM TIBIAL OPENING WEDGE OSTEO PLATE | AR-13200-17.5 | Standalone | DE0006640 | Patients requiring fracture fixation or orthopaedic corrective surgery
Orthopaedics | Trauma - Extramedullary fixation | Locking/combination plate | Locking/combination plate - Tibia | Arthrex Inc. | 5 MM TIBIAL A/P SLOPED OSTEO PLATE | AR-13200PA-05.0 | Standalone | DE0006640 | Patients requiring fracture fixation or orthopaedic corrective surgery
Orthopaedics | Trauma - Extramedullary fixation | Locking/combination plate | Locking/combination plate - Tibia | Arthrex Inc. | 6MM, TIBIAL A/P SLOPED OSTEOTOMY PLATE | AR-13200PA-06.0 | Standalone | DE0006640 | Patients requiring fracture fixation or orthopaedic corrective surgery
Orthopaedics | Trauma - Extramedullary fixation | Locking/combination plate | Locking/combination plate - Tibia | Arthrex Inc. | 7.5 MM TIBIAL A/P SLOPED OSTEO PLATE | AR-13200PA-07.5 | Standalone | DE0006640 | Patients requiring fracture fixation or orthopaedic corrective surgery
Orthopaedics | Trauma - Extramedullary fixation | Locking/combination plate | Locking/combination plate - Tibia | Arthrex Inc. | 9 MM TIBIAL A/P SLOPED OSTEO PLATE | AR-13200PA-09.0 | Standalone | DE0006640 | Patients requiring fracture fixation or orthopaedic corrective surgery
Orthopaedics | Trauma - Extramedullary fixation | Locking/combination plate | Locking/combination plate - Tibia | Arthrex Inc. | 10 MM TIBIAL A/P SLOPED OSTEO PLATE | AR-13200PA-10.0 | Standalone | DE0006640 | Patients requiring fracture fixation or orthopaedic corrective surgery
Orthopaedics | Trauma - Extramedullary fixation | Locking/combination plate | Locking/combination plate - Tibia | Arthrex Inc. | 11.0 MM TIBIAL A/P SLOPED OSTEO PLATE | AR-13200PA-11.0 | Standalone | DE0006640 | Patients requiring fracture fixation or orthopaedic corrective surgery
Orthopaedics | Trauma - Extramedullary fixation | Locking/combination plate | Locking/combination plate - Tibia | Arthrex Inc. | 12.5 MM TIBIAL A/P SLOPED OSTEO PLATE | AR-13200PA-12.5 | Standalone | DE0006640 | Patients requiring fracture fixation or orthopaedic corrective surgery
Orthopaedics | Trauma - Extramedullary fixation | Locking/combination plate | Locking/combination plate - Tibia | Arthrex Inc. | 13.5MMTIB A/P SLPD OSTEO PLT | AR-13200PA-13.5 | Standalone | DE0006640 | Patients requiring fracture fixation or orthopaedic corrective surgery
Orthopaedics | Trauma - Extramedullary fixation | Locking/combination plate | Locking/combination plate - Tibia | Arthrex Inc. | 15 MM TIBIAL A/P SLOPED OSTEO PLATE | AR-13200PA-15.0 | Standalone | DE0006640 | Patients requiring fracture fixation or orthopaedic corrective surgery
Orthopaedics | Trauma - Extramedullary fixation | Locking/combination plate | Locking/combination plate - Tibia | Arthrex Inc. | 16MM, TIBIAL A/P SLOPED OSTEOTOMY PLATE | AR-13200PA-16.0 | Standalone | DE0006640 | Patients requiring fracture fixation or orthopaedic corrective surgery
Orthopaedics | Trauma - Extramedullary fixation | Locking/combination plate | Locking/combination plate - Tibia | Arthrex Inc. | 17.5 MM TIBIAL A/P SLOPED OSTEO PLATE | AR-13200PA-17.5 | Standalone | DE0006640 | Patients requiring fracture fixation or orthopaedic corrective surgery
Orthopaedics | Trauma - Extramedullary fixation | Fixation screw | Headless compression screw | Arthrex Inc. | COMPR FT SCRW,2.5 MICRO,8MM LGTH | AR-8725-08H | Standalone | DE0019115 | Patients requiring fracture fixation or orthopaedic corrective surgery
Orthopaedics | Trauma - Extramedullary fixation | Fixation screw | Headless compression screw | Arthrex Inc. | COMPR FT SCRW,2.5 MICRO,9MM LGTH | AR-8725-09H | Standalone | DE0019115 | Patients requiring fracture fixation or orthopaedic corrective surgery
Orthopaedics | Trauma - Extramedullary fixation | Fixation screw | Headless compression screw | Arthrex Inc. | COMPR FT SCRW,2.5 MICRO,10MM LGTH | AR-8725-10H | Standalone | DE0019115 | Patients requiring fracture fixation or orthopaedic corrective surgery
Orthopaedics | Trauma - Extramedullary fixation | Fixation screw | Headless compression screw | Arthrex Inc. | COMPR FT SCRW,2.5 MICRO,11MM LGTH | AR-8725-11H | Standalone | DE0019115 | Patients requiring fracture fixation or orthopaedic corrective surgery
Orthopaedics | Trauma - Extramedullary fixation | Fixation screw | Headless compression screw | Arthrex Inc. | COMPR FT SCRW,2.5 MICRO,12MM LGTH | AR-8725-12H | Standalone | DE0019115 | Patients requiring fracture fixation or orthopaedic corrective surgery
Orthopaedics | Trauma - Extramedullary fixation | Fixation screw | Headless compression screw | Arthrex Inc. | COMPR FT SCRW,2.5 MICRO,13MM LGTH | AR-8725-13H | Standalone | DE0019115 | Patients requiring fracture fixation or orthopaedic corrective surgery
Orthopaedics | Trauma - Extramedullary fixation | Fixation screw | Headless compression screw | Arthrex Inc. | COMPR FT SCRW,2.5 MICRO,14MM LGTH | AR-8725-14H | Standalone | DE0019115 | Patients requiring fracture fixation or orthopaedic corrective surgery
Orthopaedics | Trauma - Extramedullary fixation | Fixation screw | Headless compression screw | Arthrex Inc. | COMPR FT SCRW,2.5 MICRO,16MM LGTH | AR-8725-16H | Standalone | DE0019115 | Patients requiring fracture fixation or orthopaedic corrective surgery
Orthopaedics | Trauma - Extramedullary fixation | Fixation screw | Headless compression screw | Arthrex Inc. | COMPR FT SCRW,2.5 MICRO,18MM LGTH | AR-8725-18H | Standalone | DE0019115 | Patients requiring fracture fixation or orthopaedic corrective surgery
Orthopaedics | Trauma - Extramedullary fixation | Fixation screw | Headless compression screw | Arthrex Inc. | COMPR FT SCRW,2.5 MICRO,20MM LGTH | AR-8725-20H | Standalone | DE0019115 | Patients requiring fracture fixation or orthopaedic corrective surgery
Orthopaedics | Trauma - Extramedullary fixation | Fixation screw | Headless compression screw | Arthrex Inc. | COMPR FT SCRW,2.5 MICRO,22MM LGTH | AR-8725-22H | Standalone | DE0019115 | Patients requiring fracture fixation or orthopaedic corrective surgery
Orthopaedics | Trauma - Extramedullary fixation | Fixation screw | Headless compression screw | Arthrex Inc. | COMPR FT SCRW,2.5 MICRO,24MM LGTH | AR-8725-24H | Standalone | DE0019115 | Patients requiring fracture fixation or orthopaedic corrective surgery
Orthopaedics | Trauma - Extramedullary fixation | Fixation screw | Headless compression screw | Arthrex Inc. | COMPR FT SCRW,2.5 MICRO,26MM LGTH | AR-8725-26H | Standalone | DE0019115 | Patients requiring fracture fixation or orthopaedic corrective surgery
Orthopaedics | Trauma - Extramedullary fixation | Fixation screw | Headless compression screw | Arthrex Inc. | COMPR FT SCRW,2.5 MICRO,28MM LGTH | AR-8725-28H | Standalone | DE0019115 | Patients requiring fracture fixation or orthopaedic corrective surgery
Orthopaedics | Trauma - Extramedullary fixation | Fixation screw | Headless compression screw | Arthrex Inc. | COMPR FT SCRW,2.5 MICRO,30MM LGTH | AR-8725-30H | Standalone | DE0019115 | Patients requiring fracture fixation or orthopaedic corrective surgery
Orthopaedics | Trauma - Extramedullary fixation | Fixation screw | Headless compression screw | Arthrex Inc. | COMPR FT SCRW,2.5 MICRO,32MM LGTH | AR-8725-32H | Standalone | DE0019115 | Patients requiring fracture fixation or orthopaedic corrective surgery
Orthopaedics | Trauma - Extramedullary fixation | Fixation screw | Headless compression screw | Arthrex Inc. | COMPR FT SCRW,2.5 MICRO,34MM LGTH | AR-8725-34H | Standalone | DE0019115 | Patients requiring fracture fixation or orthopaedic corrective surgery
Orthopaedics | Trauma - Extramedullary fixation | Fixation screw | Headless compression screw | Arthrex Inc. | COMPR FT SCRW,2.5 MICRO,36MM LGTH | AR-8725-36H | Standalone | DE0019115 | Patients requiring fracture fixation or orthopaedic corrective surgery
Orthopaedics | Trauma - Extramedullary fixation | Fixation screw | Headless compression screw | Arthrex Inc. | COMPR FT SCRW,2.5 MICRO,38MM LGTH | AR-8725-38H | Standalone | DE0019115 | Patients requiring fracture fixation or orthopaedic corrective surgery
Orthopaedics | Trauma - Extramedullary fixation | Fixation screw | Headless compression screw | Arthrex Inc. | COMPR FT SCRW,2.5 MICRO,40MM LGTH | AR-8725-40H | Standalone | DE0019115 | Patients requiring fracture fixation or orthopaedic corrective surgery
Orthopaedics | Trauma - Extramedullary fixation | Fixation screw | Headless compression screw | Arthrex Inc. | COMPR FT SCRW,2.5 MICRO, 42mm | AR-8725-42H | Standalone | DE0019115 | Patients requiring fracture fixation or orthopaedic corrective surgery
Orthopaedics | Trauma - Extramedullary fixation | Fixation screw | Headless compression screw | Arthrex Inc. | COMPR FT SCRW,2.5 MICRO, 44mm | AR-8725-44H | Standalone | DE0019115 | Patients requiring fracture fixation or orthopaedic corrective surgery
Orthopaedics | Trauma - Extramedullary fixation | Fixation screw | Headless compression screw | Arthrex Inc. | COMPR FT SCRW,2.5 MICRO, 46mm | AR-8725-46H | Standalone | DE0019115 | Patients requiring fracture fixation or orthopaedic corrective surgery
Orthopaedics | Trauma - Extramedullary fixation | Fixation screw | Headless compression screw | Arthrex Inc. | COMPR FT SCRW,2.5 MICRO, 48mm | AR-8725-48H | Standalone | DE0019115 | Patients requiring fracture fixation or orthopaedic corrective surgery
Orthopaedics | Trauma - Extramedullary fixation | Fixation screw | Headless compression screw | Arthrex Inc. | COMPR FT SCRW,2.5 MICRO, 50mm | AR-8725-50H | Standalone | DE0019115 | Patients requiring fracture fixation or orthopaedic corrective surgery
Orthopaedics | Trauma - Extramedullary fixation | Fixation screw | Headless compression screw | Arthrex Inc. | COMPR FT SCRW,3.5 MINI,12MM LGTH | AR-8730-12H | Standalone | DE0019115 | Patients requiring fracture fixation or orthopaedic corrective surgery
Orthopaedics | Trauma - Extramedullary fixation | Fixation screw | Headless compression screw | Arthrex Inc. | COMPR FT SCRW,3.5 MINI,14MM LGTH | AR-8730-14H | Standalone | DE0019115 | Patients requiring fracture fixation or orthopaedic corrective surgery
Orthopaedics | Trauma - Extramedullary fixation | Fixation screw | Headless compression screw | Arthrex Inc. | COMPR FT SCRW,3.5 MINI,16MM LGTH | AR-8730-16H | Standalone | DE0019115 | Patients requiring fracture fixation or orthopaedic corrective surgery
Orthopaedics | Trauma - Extramedullary fixation | Fixation screw | Headless compression screw | Arthrex Inc. | COMPR FT SCRW,3.5 MINI,18MM LGTH | AR-8730-18H | Standalone | DE0019115 | Patients requiring fracture fixation or orthopaedic corrective surgery
Orthopaedics | Trauma - Extramedullary fixation | Fixation screw | Headless compression screw | Arthrex Inc. | COMPR FT SCRW,3.5 MINI,20MM LGTH | AR-8730-20H | Standalone | DE0019115 | Patients requiring fracture fixation or orthopaedic corrective surgery
Orthopaedics | Trauma - Extramedullary fixation | Fixation screw | Headless compression screw | Arthrex Inc. | COMPR FT SCRW,3.5 MINI,22MM LGTH | AR-8730-22H | Standalone | DE0019115 | Patients requiring fracture fixation or orthopaedic corrective surgery
Orthopaedics | Trauma - Extramedullary fixation | Fixation screw | Headless compression screw | Arthrex Inc. | COMPR FT SCRW,3.5 MINI,24MM LGTH | AR-8730-24H | Standalone | DE0019115 | Patients requiring fracture fixation or orthopaedic corrective surgery
Orthopaedics | Trauma - Extramedullary fixation | Fixation screw | Headless compression screw | Arthrex Inc. | COMPR FT SCRW,3.5 MINI,26MM LGTH | AR-8730-26H | Standalone | DE0019115 | Patients requiring fracture fixation or orthopaedic corrective surgery
Orthopaedics | Trauma - Extramedullary fixation | Fixation screw | Headless compression screw | Arthrex Inc. | COMPR FT SCRW,3.5 MINI,28MM LGTH | AR-8730-28H | Standalone | DE0019115 | Patients requiring fracture fixation or orthopaedic corrective surgery
Orthopaedics | Trauma - Extramedullary fixation | Fixation screw | Headless compression screw | Arthrex Inc. | COMPR FT SCRW,3.5 MINI,30MM LGTH | AR-8730-30H | Standalone | DE0019115 | Patients requiring fracture fixation or orthopaedic corrective surgery
Orthopaedics | Trauma - Extramedullary fixation | Fixation screw | Headless compression screw | Arthrex Inc. | COMPR FT SCRW,3.5 MINI,32MM LGTH | AR-8730-32H | Standalone | DE0019115 | Patients requiring fracture fixation or orthopaedic corrective surgery
Orthopaedics | Trauma - Extramedullary fixation | Fixation screw | Headless compression screw | Arthrex Inc. | COMPR FT SCRW,3.5 MINI,34MM LGTH | AR-8730-34H | Standalone | DE0019115 | Patients requiring fracture fixation or orthopaedic corrective surgery
Orthopaedics | Trauma - Extramedullary fixation | Fixation screw | Headless compression screw | Arthrex Inc. | COMPR FT SCRW,3.5 MINI, 36mm | AR-8730-36H | Standalone | DE0019115 | Patients requiring fracture fixation or orthopaedic corrective surgery
Orthopaedics | Trauma - Extramedullary fixation | Fixation screw | Headless compression screw | Arthrex Inc. | COMPR FT SCRW,3.5 MINI, 38mm | AR-8730-38H | Standalone | DE0019115 | Patients requiring fracture fixation or orthopaedic corrective surgery
Orthopaedics | Trauma - Extramedullary fixation | Fixation screw | Headless compression screw | Arthrex Inc. | COMPR FT SCRW,3.5 MINI, 40mm | AR-8730-40H | Standalone | DE0019115 | Patients requiring fracture fixation or orthopaedic corrective surgery
Orthopaedics | Trauma - Extramedullary fixation | Fixation screw | Headless compression screw | Arthrex Inc. | COMPR FT SCRW,3.5 MINI, 42mm | AR-8730-42H | Standalone | DE0019115 | Patients requiring fracture fixation or orthopaedic corrective surgery
Orthopaedics | Trauma - Extramedullary fixation | Fixation screw | Headless compression screw | Arthrex Inc. | COMPR FT SCRW,3.5 MINI, 44mm | AR-8730-44H | Standalone | DE0019115 | Patients requiring fracture fixation or orthopaedic corrective surgery
Orthopaedics | Trauma - Extramedullary fixation | Fixation screw | Headless compression screw | Arthrex Inc. | COMPR FT SCRW,3.5 MINI, 46mm | AR-8730-46H | Standalone | DE0019115 | Patients requiring fracture fixation or orthopaedic corrective surgery
Orthopaedics | Trauma - Extramedullary fixation | Fixation screw | Headless compression screw | Arthrex Inc. | COMPR FT SCRW,3.5 MINI, 48mm | AR-8730-48H | Standalone | DE0019115 | Patients requiring fracture fixation or orthopaedic corrective surgery
Orthopaedics | Trauma - Extramedullary fixation | Fixation screw | Headless compression screw | Arthrex Inc. | COMPR FT SCRW,3.5 MINI, 50mm | AR-8730-50H | Standalone | DE0019115 | Patients requiring fracture fixation or orthopaedic corrective surgery
Orthopaedics | Trauma - Extramedullary fixation | Fixation screw | Headless compression screw | Arthrex Inc. | COMPR FT SCRW,3.5 MINI, 52mm | AR-8730-52H | Standalone | DE0019115 | Patients requiring fracture fixation or orthopaedic corrective surgery
Orthopaedics | Trauma - Extramedullary fixation | Fixation screw | Headless compression screw | Arthrex Inc. | COMPR FT SCRW,3.5 MINI, 54mm | AR-8730-54H | Standalone | DE0019115 | Patients requiring fracture fixation or orthopaedic corrective surgery
Orthopaedics | Trauma - Extramedullary fixation | Fixation screw | Headless compression screw | Arthrex Inc. | COMPR FT SCRW,3.5 MINI, 56mm | AR-8730-56H | Standalone | DE0019115 | Patients requiring fracture fixation or orthopaedic corrective surgery
Orthopaedics | Trauma - Extramedullary fixation | Fixation screw | Headless compression screw | Arthrex Inc. | COMPR FT SCRW,3.5 MINI, 58mm | AR-8730-58H | Standalone | DE0019115 | Patients requiring fracture fixation or orthopaedic corrective surgery
Orthopaedics | Trauma - Extramedullary fixation | Fixation screw | Headless compression screw | Arthrex Inc. | COMPR FT SCRW,3.5 MINI, 60mm | AR-8730-60H | Standalone | DE0019115 | Patients requiring fracture fixation or orthopaedic corrective surgery
Orthopaedics | Trauma - Extramedullary fixation | Fixation screw | Headless compression screw | Arthrex Inc. | COMPR FT SCRW,4.0 STD,16MM LGTH | AR-8740-16H | Standalone | DE0019115 | Patients requiring fracture fixation or orthopaedic corrective surgery
Orthopaedics | Trauma - Extramedullary fixation | Fixation screw | Headless compression screw | Arthrex Inc. | COMPR FT SCRW,4.0 STD,18MM LGTH | AR-8740-18H | Standalone | DE0019115 | Patients requiring fracture fixation or orthopaedic corrective surgery
Orthopaedics | Trauma - Extramedullary fixation | Fixation screw | Headless compression screw | Arthrex Inc. | COMPR FT SCRW,4.0 STD,20MM LGTH | AR-8740-20H | Standalone | DE0019115 | Patients requiring fracture fixation or orthopaedic corrective surgery
Orthopaedics | Trauma - Extramedullary fixation | Fixation screw | Headless compression screw | Arthrex Inc. | COMPR FT SCRW,4.0 STD,22MM LGTH | AR-8740-22H | Standalone | DE0019115 | Patients requiring fracture fixation or orthopaedic corrective surgery
Orthopaedics | Trauma - Extramedullary fixation | Fixation screw | Headless compression screw | Arthrex Inc. | COMPR FT SCRW,4.0 STD,24MM LGTH | AR-8740-24H | Standalone | DE0019115 | Patients requiring fracture fixation or orthopaedic corrective surgery
Orthopaedics | Trauma - Extramedullary fixation | Fixation screw | Headless compression screw | Arthrex Inc. | COMPR FT SCRW,4.0 STD,26MM LGTH | AR-8740-26H | Standalone | DE0019115 | Patients requiring fracture fixation or orthopaedic corrective surgery
Orthopaedics | Trauma - Extramedullary fixation | Fixation screw | Headless compression screw | Arthrex Inc. | COMPR FT SCRW,4.0 STD,28MM LGTH | AR-8740-28H | Standalone | DE0019115 | Patients requiring fracture fixation or orthopaedic corrective surgery
Orthopaedics | Trauma - Extramedullary fixation | Fixation screw | Headless compression screw | Arthrex Inc. | COMPR FT SCRW,4.0 STD,30MM LGTH | AR-8740-30H | Standalone | DE0019115 | Patients requiring fracture fixation or orthopaedic corrective surgery
Orthopaedics | Trauma - Extramedullary fixation | Fixation screw | Headless compression screw | Arthrex Inc. | COMPR FT SCRW,4.0 STD,32MM LGTH | AR-8740-32H | Standalone | DE0019115 | Patients requiring fracture fixation or orthopaedic corrective surgery
Orthopaedics | Trauma - Extramedullary fixation | Fixation screw | Headless compression screw | Arthrex Inc. | COMPR FT SCRW,4.0 STD,34MM LGTH | AR-8740-34H | Standalone | DE0019115 | Patients requiring fracture fixation or orthopaedic corrective surgery
Orthopaedics | Trauma - Extramedullary fixation | Fixation screw | Headless compression screw | Arthrex Inc. | COMPR FT SCRW,4.0 STD,36MM LGTH | AR-8740-36H | Standalone | DE0019115 | Patients requiring fracture fixation or orthopaedic corrective surgery
Orthopaedics | Trauma - Extramedullary fixation | Fixation screw | Headless compression screw | Arthrex Inc. | COMPR FT SCRW,4.0 STD,38MM LGTH | AR-8740-38H | Standalone | DE0019115 | Patients requiring fracture fixation or orthopaedic corrective surgery
Orthopaedics | Trauma - Extramedullary fixation | Fixation screw | Headless compression screw | Arthrex Inc. | COMPR FT SCRW,4.0 STD,40MM LGTH | AR-8740-40H | Standalone | DE0019115 | Patients requiring fracture fixation or orthopaedic corrective surgery
Orthopaedics | Trauma - Extramedullary fixation | Fixation screw | Headless compression screw | Arthrex Inc. | COMPR FT SCRW,4.0 STD,42MM LGTH | AR-8740-42H | Standalone | DE0019115 | Patients requiring fracture fixation or orthopaedic corrective surgery
Orthopaedics | Trauma - Extramedullary fixation | Fixation screw | Headless compression screw | Arthrex Inc. | COMPR FT SCRW,4.0 STD,44MM LGTH | AR-8740-44H | Standalone | DE0019115 | Patients requiring fracture fixation or orthopaedic corrective surgery
Orthopaedics | Trauma - Extramedullary fixation | Fixation screw | Headless compression screw | Arthrex Inc. | COMPR FT SCRW,4.0 STD,46MM LGTH | AR-8740-46H | Standalone | DE0019115 | Patients requiring fracture fixation or orthopaedic corrective surgery
Orthopaedics | Trauma - Extramedullary fixation | Fixation screw | Headless compression screw | Arthrex Inc. | COMPR FT SCRW,4.0 STD,48MM LGTH | AR-8740-48H | Standalone | DE0019115 | Patients requiring fracture fixation or orthopaedic corrective surgery
Orthopaedics | Trauma - Extramedullary fixation | Fixation screw | Headless compression screw | Arthrex Inc. | COMPR FT SCRW,4.0 STD,50MM LGTH | AR-8740-50H | Standalone | DE0019115 | Patients requiring fracture fixation or orthopaedic corrective surgery
Orthopaedics | Trauma - Extramedullary fixation | Fixation screw | Headless compression screw | Arthrex Inc. | COMPR FT SCRW,4.0 STD, 52mm | AR-8740-52H | Standalone | DE0019115 | Patients requiring fracture fixation or orthopaedic corrective surgery
Orthopaedics | Trauma - Extramedullary fixation | Fixation screw | Headless compression screw | Arthrex Inc. | COMPR FT SCRW,4.0 STD, 54mm | AR-8740-54H | Standalone | DE0019115 | Patients requiring fracture fixation or orthopaedic corrective surgery
Orthopaedics | Trauma - Extramedullary fixation | Fixation screw | Headless compression screw | Arthrex Inc. | COMPR FT SCRW,4.0 STD, 56mm | AR-8740-56H | Standalone | DE0019115 | Patients requiring fracture fixation or orthopaedic corrective surgery
Orthopaedics | Trauma - Extramedullary fixation | Fixation screw | Headless compression screw | Arthrex Inc. | COMPR FT SCRW,4.0 STD, 58mm | AR-8740-58H | Standalone | DE0019115 | Patients requiring fracture fixation or orthopaedic corrective surgery
Orthopaedics | Trauma - Extramedullary fixation | Fixation screw | Headless compression screw | Arthrex Inc. | COMPR FT SCRW,4.0 STD, 60mm | AR-8740-60H | Standalone | DE0019115 | Patients requiring fracture fixation or orthopaedic corrective surgery
Orthopaedics | Trauma - Extramedullary fixation | Fixation screw | Headless compression screw | Arthrex Inc. | COMPR FT SCRW, 5.0 LG, 20MM LGTH | AR-8750-20H | Standalone | DE0019115 | Patients requiring fracture fixation or orthopaedic corrective surgery
Orthopaedics | Trauma - Extramedullary fixation | Fixation screw | Headless compression screw | Arthrex Inc. | COMPR FT SCRW, 5.0 LG, 22MM LGTH | AR-8750-22H | Standalone | DE0019115 | Patients requiring fracture fixation or orthopaedic corrective surgery
Orthopaedics | Trauma - Extramedullary fixation | Fixation screw | Headless compression screw | Arthrex Inc. | COMPR FT SCRW, 5.0 LG, 24MM LGTH | AR-8750-24H | Standalone | DE0019115 | Patients requiring fracture fixation or orthopaedic corrective surgery
Orthopaedics | Trauma - Extramedullary fixation | Fixation screw | Headless compression screw | Arthrex Inc. | COMPR FT SCRW, 5.0 LG, 26MM LGTH | AR-8750-26H | Standalone | DE0019115 | Patients requiring fracture fixation or orthopaedic corrective surgery
Orthopaedics | Trauma - Extramedullary fixation | Fixation screw | Headless compression screw | Arthrex Inc. | COMPR FT SCRW, 5.0 LG, 28MM LGTH | AR-8750-28H | Standalone | DE0019115 | Patients requiring fracture fixation or orthopaedic corrective surgery
Orthopaedics | Trauma - Extramedullary fixation | Fixation screw | Headless compression screw | Arthrex Inc. | COMPR FT SCRW, 5.0 LG, 30MM LGTH | AR-8750-30H | Standalone | DE0019115 | Patients requiring fracture fixation or orthopaedic corrective surgery
Orthopaedics | Trauma - Extramedullary fixation | Fixation screw | Headless compression screw | Arthrex Inc. | COMPR FT SCRW, 5.0 LG, 32MM LGTH | AR-8750-32H | Standalone | DE0019115 | Patients requiring fracture fixation or orthopaedic corrective surgery
Orthopaedics | Trauma - Extramedullary fixation | Fixation screw | Headless compression screw | Arthrex Inc. | COMPR FT SCRW, 5.0 LG, 34MM LGTH | AR-8750-34H | Standalone | DE0019115 | Patients requiring fracture fixation or orthopaedic corrective surgery
Orthopaedics | Trauma - Extramedullary fixation | Fixation screw | Headless compression screw | Arthrex Inc. | COMPR FT SCRW, 5.0 LG, 36MM LGTH | AR-8750-36H | Standalone | DE0019115 | Patients requiring fracture fixation or orthopaedic corrective surgery
Orthopaedics | Trauma - Extramedullary fixation | Fixation screw | Headless compression screw | Arthrex Inc. | COMPR FT SCRW, 5.0 LG, 38MM LGTH | AR-8750-38H | Standalone | DE0019115 | Patients requiring fracture fixation or orthopaedic corrective surgery
Orthopaedics | Trauma - Extramedullary fixation | Fixation screw | Headless compression screw | Arthrex Inc. | COMPR FT SCRW, 5.0 LG, 40MM LGTH | AR-8750-40H | Standalone | DE0019115 | Patients requiring fracture fixation or orthopaedic corrective surgery
Orthopaedics | Trauma - Extramedullary fixation | Fixation screw | Headless compression screw | Arthrex Inc. | COMPR FT SCRW, 5.0 LG, 42MM LGTH | AR-8750-42H | Standalone | DE0019115 | Patients requiring fracture fixation or orthopaedic corrective surgery
Orthopaedics | Trauma - Extramedullary fixation | Fixation screw | Headless compression screw | Arthrex Inc. | COMPR FT SCRW, 5.0 LG, 44MM LGTH | AR-8750-44H | Standalone | DE0019115 | Patients requiring fracture fixation or orthopaedic corrective surgery
Orthopaedics | Trauma - Extramedullary fixation | Fixation screw | Headless compression screw | Arthrex Inc. | COMPR FT SCRW, 5.0 LG, 46MM LGTH | AR-8750-46H | Standalone | DE0019115 | Patients requiring fracture fixation or orthopaedic corrective surgery
Orthopaedics | Trauma - Extramedullary fixation | Fixation screw | Headless compression screw | Arthrex Inc. | COMPR FT SCRW, 5.0 LG, 48MM LGTH | AR-8750-48H | Standalone | DE0019115 | Patients requiring fracture fixation or orthopaedic corrective surgery
Orthopaedics | Trauma - Extramedullary fixation | Fixation screw | Headless compression screw | Arthrex Inc. | COMPR FT SCRW, 5.0 LG, 50MM LGTH | AR-8750-50H | Standalone | DE0019115 | Patients requiring fracture fixation or orthopaedic corrective surgery
Orthopaedics | Trauma - Extramedullary fixation | Fixation screw | Headless compression screw | Arthrex Inc. | COMPR FT SCRW, 5.0 LG, 55MM LGTH | AR-8750-55H | Standalone | DE0019115 | Patients requiring fracture fixation or orthopaedic corrective surgery
Orthopaedics | Trauma - Extramedullary fixation | Fixation screw | Headless compression screw | Arthrex Inc. | COMPR FT SCRW, 5.0 LG, 60MM LGTH | AR-8750-60H | Standalone | DE0019115 | Patients requiring fracture fixation or orthopaedic corrective surgery
Orthopaedics | Trauma - Extramedullary fixation | Fixation screw | Headless compression screw | Arthrex Inc. | COMPR FT SCRW, 5.0 LG, 65MM LGTH | AR-8750-65H | Standalone | DE0019115 | Patients requiring fracture fixation or orthopaedic corrective surgery
Orthopaedics | Trauma - Extramedullary fixation | Fixation screw | Headless compression screw | Arthrex Inc. | COMPR FT SCRW, 5.0 LG, 70MM LGTH | AR-8750-70H | Standalone | DE0019115 | Patients requiring fracture fixation or orthopaedic corrective surgery
Orthopaedics | Trauma - Extramedullary fixation | Fixation screw | Headless compression screw | Arthrex Inc. | COMPR FT SCRW, 5.0 LG, 75MM LGTH | AR-8750-75H | Standalone | DE0019115 | Patients requiring fracture fixation or orthopaedic corrective surgery
Orthopaedics | Trauma - Extramedullary fixation | Fixation screw | Headless compression screw | Arthrex Inc. | COMPR FT SCRW, 5.0 LG, 80MM LGTH | AR-8750-80H | Standalone | DE0019115 | Patients requiring fracture fixation or orthopaedic corrective surgery
Orthopaedics | Trauma - Extramedullary fixation | Fixation screw | Headless compression screw | Arthrex Inc. | COMPR FT SCRW, 5.0 LG, 85MM LGTH | AR-8750-85H | Standalone | DE0019115 | Patients requiring fracture fixation or orthopaedic corrective surgery
Orthopaedics | Trauma - Extramedullary fixation | Fixation screw | Headless compression screw | Arthrex Inc. | COMPR FT SCRW, 5.0 LG, 90MM LGTH | AR-8750-90H | Standalone | DE0019115 | Patients requiring fracture fixation or orthopaedic corrective surgery
Orthopaedics | Trauma - Extramedullary fixation | Fixation screw | Headless compression screw | Arthrex Inc. | COMPR FT SCRW, 7.0 XL, 100MM LGTH | AR-8770-100H | Standalone | DE0019115 | Patients requiring fracture fixation or orthopaedic corrective surgery
Orthopaedics | Trauma - Extramedullary fixation | Fixation screw | Headless compression screw | Arthrex Inc. | COMPR FT SCRW, 7.0 XL, 105MM LGTH | AR-8770-105H | Standalone | DE0019115 | Patients requiring fracture fixation or orthopaedic corrective surgery
Orthopaedics | Trauma - Extramedullary fixation | Fixation screw | Headless compression screw | Arthrex Inc. | COMPR FT SCRW, 7.0 XL, 110MM LGTH | AR-8770-110H | Standalone | DE0019115 | Patients requiring fracture fixation or orthopaedic corrective surgery
Orthopaedics | Trauma - Extramedullary fixation | Fixation screw | Headless compression screw | Arthrex Inc. | COMPR FT SCRW, 7.0 XL, 115MM LGTH | AR-8770-115H | Standalone | DE0019115 | Patients requiring fracture fixation or orthopaedic corrective surgery
Orthopaedics | Trauma - Extramedullary fixation | Fixation screw | Headless compression screw | Arthrex Inc. | COMPR FT SCRW, 7.0 XL, 120MM LGTH | AR-8770-120H | Standalone | DE0019115 | Patients requiring fracture fixation or orthopaedic corrective surgery
Orthopaedics | Trauma - Extramedullary fixation | Fixation screw | Headless compression screw | Arthrex Inc. | COMPR FT SCRW, 7.0 XL 125MM LGTH STERILE | AR-8770-125HS | Standalone | DE0019115 | Patients requiring fracture fixation or orthopaedic corrective surgery
Orthopaedics | Trauma - Extramedullary fixation | Fixation screw | Headless compression screw | Arthrex Inc. | COMPR FT SCRW, 7.0 XL 130MM LGTH STERILE | AR-8770-130HS | Standalone | DE0019115 | Patients requiring fracture fixation or orthopaedic corrective surgery
Orthopaedics | Trauma - Extramedullary fixation | Fixation screw | Headless compression screw | Arthrex Inc. | COMPR FT SCRW, 7.0 XL 135MM LGTH STERILE | AR-8770-135HS | Standalone | DE0019115 | Patients requiring fracture fixation or orthopaedic corrective surgery
Orthopaedics | Trauma - Extramedullary fixation | Fixation screw | Headless compression screw | Arthrex Inc. | COMPR FT SCRW, 7.0 XL 140MM LGTH STERILE | AR-8770-140HS | Standalone | DE0019115 | Patients requiring fracture fixation or orthopaedic corrective surgery
Orthopaedics | Trauma - Extramedullary fixation | Fixation screw | Headless compression screw | Arthrex Inc. | COMPR FT SCRW, 7.0 XL, 35MM LGTH | AR-8770-35H | Standalone | DE0019115 | Patients requiring fracture fixation or orthopaedic corrective surgery
Orthopaedics | Trauma - Extramedullary fixation | Fixation screw | Headless compression screw | Arthrex Inc. | COMPR FT SCRW, 7.0 XL, 40MM LGTH | AR-8770-40H | Standalone | DE0019115 | Patients requiring fracture fixation or orthopaedic corrective surgery
Orthopaedics | Trauma - Extramedullary fixation | Fixation screw | Headless compression screw | Arthrex Inc. | COMPR FT SCRW, 7.0 XL, 45MM LGTH | AR-8770-45H | Standalone | DE0019115 | Patients requiring fracture fixation or orthopaedic corrective surgery
Orthopaedics | Trauma - Extramedullary fixation | Fixation screw | Headless compression screw | Arthrex Inc. | COMPR FT SCRW, 7.0 XL, 50MM LGTH | AR-8770-50H | Standalone | DE0019115 | Patients requiring fracture fixation or orthopaedic corrective surgery
Orthopaedics | Trauma - Extramedullary fixation | Fixation screw | Headless compression screw | Arthrex Inc. | COMPR FT SCRW, 7.0 XL, 55MM LGTH | AR-8770-55H | Standalone | DE0019115 | Patients requiring fracture fixation or orthopaedic corrective surgery
Orthopaedics | Trauma - Extramedullary fixation | Fixation screw | Headless compression screw | Arthrex Inc. | COMPR FT SCRW, 7.0 XL, 60MM LGTH | AR-8770-60H | Standalone | DE0019115 | Patients requiring fracture fixation or orthopaedic corrective surgery
Orthopaedics | Trauma - Extramedullary fixation | Fixation screw | Headless compression screw | Arthrex Inc. | COMPR FT SCRW, 7.0 XL, 65MM LGTH | AR-8770-65H | Standalone | DE0019115 | Patients requiring fracture fixation or orthopaedic corrective surgery
Orthopaedics | Trauma - Extramedullary fixation | Fixation screw | Headless compression screw | Arthrex Inc. | COMPR FT SCRW, 7.0 XL, 70MM LGTH | AR-8770-70H | Standalone | DE0019115 | Patients requiring fracture fixation or orthopaedic corrective surgery
Orthopaedics | Trauma - Extramedullary fixation | Fixation screw | Headless compression screw | Arthrex Inc. | COMPR FT SCRW, 7.0 XL, 75MM LGTH | AR-8770-75H | Standalone | DE0019115 | Patients requiring fracture fixation or orthopaedic corrective surgery
Orthopaedics | Trauma - Extramedullary fixation | Fixation screw | Headless compression screw | Arthrex Inc. | COMPR FT SCRW, 7.0 XL, 80MM LGTH | AR-8770-80H | Standalone | DE0019115 | Patients requiring fracture fixation or orthopaedic corrective surgery
Orthopaedics | Trauma - Extramedullary fixation | Fixation screw | Headless compression screw | Arthrex Inc. | COMPR FT SCRW, 7.0 XL, 85MM LGTH | AR-8770-85H | Standalone | DE0019115 | Patients requiring fracture fixation or orthopaedic corrective surgery
Orthopaedics | Trauma - Extramedullary fixation | Fixation screw | Headless compression screw | Arthrex Inc. | COMPR FT SCRW, 7.0 XL, 90MM LGTH | AR-8770-90H | Standalone | DE0019115 | Patients requiring fracture fixation or orthopaedic corrective surgery
Orthopaedics | Trauma - Extramedullary fixation | Fixation screw | Headless compression screw | Arthrex Inc. | COMPR FT SCRW, 7.0 XL, 95MM LGTH | AR-8770-95H | Standalone | DE0019115 | Patients requiring fracture fixation or orthopaedic corrective surgery
Orthopaedics | Trauma - Extramedullary fixation | Plate accessories | Non-locking screw | Arthrex Inc. | LO-PRO SCRW TM SS 2.7X 12MMCORTEX | AR-8827-12 | Standalone | DE0503500 | Patients requiring fracture fixation or orthopaedic corrective surgery
Orthopaedics | Trauma - Extramedullary fixation | Plate accessories | Non-locking screw | Arthrex Inc. | LO-PRO SCRW TM SS 2.7X 14MMCORTEX | AR-8827-14 | Standalone | DE0504130 | Patients requiring fracture fixation or orthopaedic corrective surgery
Orthopaedics | Trauma - Extramedullary fixation | Plate accessories | Non-locking screw | Arthrex Inc. | LO-PRO SCRW TM SS 2.7X 16MMCORTEX | AR-8827-16 | Standalone | DE0504130 | Patients requiring fracture fixation or orthopaedic corrective surgery
Orthopaedics | Trauma - Extramedullary fixation | Plate accessories | Non-locking screw | Arthrex Inc. | LO-PRO SCRW TM SS 2.7X 18MMCORTEX | AR-8827-18 | Standalone | DE0504130 | Patients requiring fracture fixation or orthopaedic corrective surgery
Orthopaedics | Trauma - Extramedullary fixation | Plate accessories | Non-locking screw | Arthrex Inc. | LO-PRO SCRW TM SS 2.7X 20MMCORTEX | AR-8827-20 | Standalone | DE0504130 | Patients requiring fracture fixation or orthopaedic corrective surgery
Orthopaedics | Trauma - Extramedullary fixation | Plate accessories | Non-locking screw | Arthrex Inc. | LO-PRO SCRW TM SS 2.7X 22MMCORTEX | AR-8827-22 | Standalone | DE0504130 | Patients requiring fracture fixation or orthopaedic corrective surgery
Orthopaedics | Trauma - Extramedullary fixation | Plate accessories | Non-locking screw | Arthrex Inc. | LO-PRO SCRW TM SS 2.7X 24MMCORTEX | AR-8827-24 | Standalone | DE0504130 | Patients requiring fracture fixation or orthopaedic corrective surgery
Orthopaedics | Trauma - Extramedullary fixation | Plate accessories | Locking screw | Arthrex Inc. | LO-PRO LOCK SCRW,SS 2.7X 10MM | AR-8827L-10 | Standalone | DE0504130 | Patients requiring fracture fixation or orthopaedic corrective surgery
Orthopaedics | Trauma - Extramedullary fixation | Plate accessories | Locking screw | Arthrex Inc. | LO-PRO LOCK SCRW,SS 2.7X 12MM | AR-8827L-12 | Standalone | DE0504130 | Patients requiring fracture fixation or orthopaedic corrective surgery
Orthopaedics | Trauma - Extramedullary fixation | Plate accessories | Locking screw | Arthrex Inc. | LO-PRO LOCK SCRW,SS 2.7X 14MM | AR-8827L-14 | Standalone | DE0504130 | Patients requiring fracture fixation or orthopaedic corrective surgery
Orthopaedics | Trauma - Extramedullary fixation | Plate accessories | Locking screw | Arthrex Inc. | LO-PRO LOCK SCRW,SS 2.7X 16MM | AR-8827L-16 | Standalone | DE0504130 | Patients requiring fracture fixation or orthopaedic corrective surgery
Orthopaedics | Trauma - Extramedullary fixation | Plate accessories | Locking screw | Arthrex Inc. | LO-PRO LOCK SCRW,SS 2.7X 18MM | AR-8827L-18 | Standalone | DE0504130 | Patients requiring fracture fixation or orthopaedic corrective surgery
Orthopaedics | Trauma - Extramedullary fixation | Plate accessories | Locking screw | Arthrex Inc. | LO-PRO LOCK SCRW,SS 2.7X 20MM | AR-8827L-20 | Standalone | DE0504130 | Patients requiring fracture fixation or orthopaedic corrective surgery
Orthopaedics | Trauma - Extramedullary fixation | Plate accessories | Locking screw | Arthrex Inc. | LO-PRO LOCK SCRW,SS 2.7X 22MM | AR-8827L-22 | Standalone | DE0504130 | Patients requiring fracture fixation or orthopaedic corrective surgery
Orthopaedics | Trauma - Extramedullary fixation | Plate accessories | Locking screw | Arthrex Inc. | LO-PRO LOCK SCRW,SS 2.7X 24MM | AR-8827L-24 | Standalone | DE0504130 | Patients requiring fracture fixation or orthopaedic corrective surgery
Orthopaedics | Trauma - Extramedullary fixation | Plate accessories | Locking screw | Arthrex Inc. | LO-PRO LOCK SCRW,SS 2.7X 26MM | AR-8827L-26 | Standalone | DE0504130 | Patients requiring fracture fixation or orthopaedic corrective surgery
Orthopaedics | Trauma - Extramedullary fixation | Plate accessories | Locking screw | Arthrex Inc. | LO-PRO LOCK SCRW,SS 2.7X 28MM | AR-8827L-28 | Standalone | DE0504130 | Patients requiring fracture fixation or orthopaedic corrective surgery
Orthopaedics | Trauma - Extramedullary fixation | Plate accessories | Locking screw | Arthrex Inc. | LO-PRO LOCK SCRW,SS 2.7X 30MM | AR-8827L-30 | Standalone | DE0504130 | Patients requiring fracture fixation or orthopaedic corrective surgery
Orthopaedics | Trauma - Extramedullary fixation | Plate accessories | Locking screw | Arthrex Inc. | LO-PRO LOCK SCRW,SS 2.7X 32MM | AR-8827L-32 | Standalone | DE0504130 | Patients requiring fracture fixation or orthopaedic corrective surgery
Orthopaedics | Trauma - Extramedullary fixation | Plate accessories | Locking screw | Arthrex Inc. | LO-PRO LOCK SCRW,SS 2.7X 34MM | AR-8827L-34 | Standalone | DE0504130 | Patients requiring fracture fixation or orthopaedic corrective surgery
Orthopaedics | Trauma - Extramedullary fixation | Plate accessories | Locking screw | Arthrex Inc. | LO-PRO LOCK SCRW,SS 2.7X 36MM | AR-8827L-36 | Standalone | DE0504130 | Patients requiring fracture fixation or orthopaedic corrective surgery
Orthopaedics | Trauma - Extramedullary fixation | Plate accessories | Locking screw | Arthrex Inc. | LO-PRO LOCK SCRW,SS 2.7X 38MM | AR-8827L-38 | Standalone | DE0504130 | Patients requiring fracture fixation or orthopaedic corrective surgery
Orthopaedics | Trauma - Extramedullary fixation | Plate accessories | Locking screw | Arthrex Inc. | LO-PRO LOCK SCRW,SS 2.7X 40MM | AR-8827L-40 | Standalone | DE0504130 | Patients requiring fracture fixation or orthopaedic corrective surgery
Orthopaedics | Trauma - Extramedullary fixation | Plate accessories | Locking screw | Arthrex Inc. | LO-PRO LOCK SCRW,SS 2.7X 42MM | AR-8827L-42 | Standalone | DE0504130 | Patients requiring fracture fixation or orthopaedic corrective surgery
Orthopaedics | Trauma - Extramedullary fixation | Plate accessories | Locking screw | Arthrex Inc. | LO-PRO LOCK SCRW,SS 2.7X 44MM | AR-8827L-44 | Standalone | DE0504130 | Patients requiring fracture fixation or orthopaedic corrective surgery
Orthopaedics | Trauma - Extramedullary fixation | Plate accessories | Locking screw | Arthrex Inc. | LO-PRO LOCK SCRW,SS 2.7X 46MM | AR-8827L-46 | Standalone | DE0504130 | Patients requiring fracture fixation or orthopaedic corrective surgery
Orthopaedics | Trauma - Extramedullary fixation | Plate accessories | Locking screw | Arthrex Inc. | LO-PRO LOCK SCRW,SS 2.7X 48MM | AR-8827L-48 | Standalone | DE0504130 | Patients requiring fracture fixation or orthopaedic corrective surgery
Orthopaedics | Trauma - Extramedullary fixation | Plate accessories | Locking screw | Arthrex Inc. | LO-PRO LOCK SCRW,SS 2.7X 50MM | AR-8827L-50 | Standalone | DE0504130 | Patients requiring fracture fixation or orthopaedic corrective surgery
Orthopaedics | Trauma - Extramedullary fixation | Plate accessories | Locking screw | Arthrex Inc. | LO-PRO LOCK SCRW,SS 2.7X 52MM | AR-8827L-52 | Standalone | DE0504130 | Patients requiring fracture fixation or orthopaedic corrective surgery
Orthopaedics | Trauma - Extramedullary fixation | Plate accessories | Locking screw | Arthrex Inc. | LO-PRO LOCK SCRW,SS 2.7X 54MM | AR-8827L-54 | Standalone | DE0504130 | Patients requiring fracture fixation or orthopaedic corrective surgery
Orthopaedics | Trauma - Extramedullary fixation | Plate accessories | Locking screw | Arthrex Inc. | LO-PRO LOCK SCRW,SS 2.7X 56MM | AR-8827L-56 | Standalone | DE0504130 | Patients requiring fracture fixation or orthopaedic corrective surgery
Orthopaedics | Trauma - Extramedullary fixation | Plate accessories | Locking screw | Arthrex Inc. | LO-PRO LOCK SCRW,SS 2.7X 58MM | AR-8827L-58 | Standalone | DE0504130 | Patients requiring fracture fixation or orthopaedic corrective surgery
Orthopaedics | Trauma - Extramedullary fixation | Plate accessories | Locking screw | Arthrex Inc. | LO-PRO LOCK SCRW,SS 2.7X 60MM | AR-8827L-60 | Standalone | DE0504130 | Patients requiring fracture fixation or orthopaedic corrective surgery
Orthopaedics | Trauma - Extramedullary fixation | Plate accessories | Non-locking screw | Arthrex Inc. | CANCLUS SCRW,FULLY THRDED,SS 3X 16MM | AR-8830-16 | Standalone | DE0504130 | Patients requiring fracture fixation or orthopaedic corrective surgery
Orthopaedics | Trauma - Extramedullary fixation | Plate accessories | Non-locking screw | Arthrex Inc. | CANCLUS SCRW,FULLY THRDED,SS 3X 20MM | AR-8830-20 | Standalone | DE0504130 | Patients requiring fracture fixation or orthopaedic corrective surgery
Orthopaedics | Trauma - Extramedullary fixation | Plate accessories | Non-locking screw | Arthrex Inc. | LO-PRO SCRW TM,SS 3.5X 10MMCORT | AR-8835-10 | Standalone | DE0504130 | Patients requiring fracture fixation or orthopaedic corrective surgery
Orthopaedics | Trauma - Extramedullary fixation | Plate accessories | Non-locking screw | Arthrex Inc. | LO-PRO SCRW TM,SS 3.5X 12MMCORT | AR-8835-12 | Standalone | DE0504130 | Patients requiring fracture fixation or orthopaedic corrective surgery
Orthopaedics | Trauma - Extramedullary fixation | Plate accessories | Non-locking screw | Arthrex Inc. | LO-PRO SCRW TM,SS 3.5X 14MMCORT | AR-8835-14 | Standalone | DE0504130 | Patients requiring fracture fixation or orthopaedic corrective surgery
Orthopaedics | Trauma - Extramedullary fixation | Plate accessories | Non-locking screw | Arthrex Inc. | LO-PRO SCRW TM,SS 3.5X 16MMCORT | AR-8835-16 | Standalone | DE0504130 | Patients requiring fracture fixation or orthopaedic corrective surgery
Orthopaedics | Trauma - Extramedullary fixation | Plate accessories | Non-locking screw | Arthrex Inc. | LO-PRO SCRW TM,SS 3.5X 18MMCORT | AR-8835-18 | Standalone | DE0504130 | Patients requiring fracture fixation or orthopaedic corrective surgery
Orthopaedics | Trauma - Extramedullary fixation | Plate accessories | Non-locking screw | Arthrex Inc. | LO-PRO SCRW TM,SS 3.5X 20MMCORT | AR-8835-20 | Standalone | DE0504130 | Patients requiring fracture fixation or orthopaedic corrective surgery
Orthopaedics | Trauma - Extramedullary fixation | Plate accessories | Non-locking screw | Arthrex Inc. | LO-PRO SCRW TM,SS 3.5X 22MMCORT | AR-8835-22 | Standalone | DE0504130 | Patients requiring fracture fixation or orthopaedic corrective surgery
Orthopaedics | Trauma - Extramedullary fixation | Plate accessories | Non-locking screw | Arthrex Inc. | LO-PRO SCRW TM,SS 3.5X 24MMCORT | AR-8835-24 | Standalone | DE0504130 | Patients requiring fracture fixation or orthopaedic corrective surgery
Orthopaedics | Trauma - Extramedullary fixation | Plate accessories | Non-locking screw | Arthrex Inc. | LO-PRO SCRW TM,SS 3.5X 26MMCORT | AR-8835-26 | Standalone | DE0504130 | Patients requiring fracture fixation or orthopaedic corrective surgery
Orthopaedics | Trauma - Extramedullary fixation | Plate accessories | Non-locking screw | Arthrex Inc. | LO-PRO SCRW TM,SS 3.5X 28MMCORT | AR-8835-28 | Standalone | DE0504130 | Patients requiring fracture fixation or orthopaedic corrective surgery
Orthopaedics | Trauma - Extramedullary fixation | Plate accessories | Non-locking screw | Arthrex Inc. | LO-PRO SCRW TM,SS 3.5X 30MMCORT | AR-8835-30 | Standalone | DE0504130 | Patients requiring fracture fixation or orthopaedic corrective surgery
Orthopaedics | Trauma - Extramedullary fixation | Plate accessories | Non-locking screw | Arthrex Inc. | LO-PRO SCRW TM,SS 3.5X 35MMCORT | AR-8835-35 | Standalone | DE0504130 | Patients requiring fracture fixation or orthopaedic corrective surgery
Orthopaedics | Trauma - Extramedullary fixation | Plate accessories | Non-locking screw | Arthrex Inc. | LO-PRO SCRW TM,SS 3.5X 40MMCORT | AR-8835-40 | Standalone | DE0504130 | Patients requiring fracture fixation or orthopaedic corrective surgery
Orthopaedics | Trauma - Extramedullary fixation | Plate accessories | Non-locking screw | Arthrex Inc. | LO-PRO SCRW TM,SS 3.5X 45MMCORT | AR-8835-45 | Standalone | DE0504130 | Patients requiring fracture fixation or orthopaedic corrective surgery
Orthopaedics | Trauma - Extramedullary fixation | Plate accessories | Non-locking screw | Arthrex Inc. | LO-PRO SCRW TM,SS 3.5X 50MMCORT | AR-8835-50 | Standalone | DE0504130 | Patients requiring fracture fixation or orthopaedic corrective surgery
Orthopaedics | Trauma - Extramedullary fixation | Plate accessories | Non-locking screw | Arthrex Inc. | LO-PRO SCRW TM,SS 3.5X 55MMCORT | AR-8835-55 | Standalone | DE0504130 | Patients requiring fracture fixation or orthopaedic corrective surgery
Orthopaedics | Trauma - Extramedullary fixation | Plate accessories | Locking screw | Arthrex Inc. | LO-PRO LOCK SCRW,SS 3.5X 10MM | AR-8835L-10 | Standalone | DE0504130 | Patients requiring fracture fixation or orthopaedic corrective surgery
Orthopaedics | Trauma - Extramedullary fixation | Plate accessories | Locking screw | Arthrex Inc. | LO-PRO LOCK SCRW,SS 3.5X 12MM | AR-8835L-12 | Standalone | DE0504130 | Patients requiring fracture fixation or orthopaedic corrective surgery
Orthopaedics | Trauma - Extramedullary fixation | Plate accessories | Locking screw | Arthrex Inc. | LO-PRO LOCK SCRW,SS 3.5X 14MM | AR-8835L-14 | Standalone | DE0504130 | Patients requiring fracture fixation or orthopaedic corrective surgery
Orthopaedics | Trauma - Extramedullary fixation | Plate accessories | Locking screw | Arthrex Inc. | LO-PRO LOCK SCRW,SS 3.5X 16MM | AR-8835L-16 | Standalone | DE0504130 | Patients requiring fracture fixation or orthopaedic corrective surgery
Orthopaedics | Trauma - Extramedullary fixation | Plate accessories | Locking screw | Arthrex Inc. | LO-PRO LOCK SCRW,SS 3.5X 18MM | AR-8835L-18 | Standalone | DE0504130 | Patients requiring fracture fixation or orthopaedic corrective surgery
Orthopaedics | Trauma - Extramedullary fixation | Plate accessories | Locking screw | Arthrex Inc. | LO-PRO LOCK SCRW,SS 3.5X 20MM | AR-8835L-20 | Standalone | DE0504130 | Patients requiring fracture fixation or orthopaedic corrective surgery
Orthopaedics | Trauma - Extramedullary fixation | Plate accessories | Locking screw | Arthrex Inc. | LO-PRO LOCK SCRW,SS 3.5X 22MM | AR-8835L-22 | Standalone | DE0504130 | Patients requiring fracture fixation or orthopaedic corrective surgery
Orthopaedics | Trauma - Extramedullary fixation | Plate accessories | Locking screw | Arthrex Inc. | LO-PRO LOCK SCRW,SS 3.5X 24MM | AR-8835L-24 | Standalone | DE0504130 | Patients requiring fracture fixation or orthopaedic corrective surgery
Orthopaedics | Trauma - Extramedullary fixation | Plate accessories | Locking screw | Arthrex Inc. | LO-PRO LOCK SCRW,SS 3.5X 26MM | AR-8835L-26 | Standalone | DE0504130 | Patients requiring fracture fixation or orthopaedic corrective surgery
Orthopaedics | Trauma - Extramedullary fixation | Plate accessories | Locking screw | Arthrex Inc. | LO-PRO LOCK SCRW,SS 3.5X 28MM | AR-8835L-28 | Standalone | DE0504130 | Patients requiring fracture fixation or orthopaedic corrective surgery
Orthopaedics | Trauma - Extramedullary fixation | Plate accessories | Locking screw | Arthrex Inc. | LO-PRO LOCK SCRW,SS 3.5X 30MM | AR-8835L-30 | Standalone | DE0504130 | Patients requiring fracture fixation or orthopaedic corrective surgery
Orthopaedics | Trauma - Extramedullary fixation | Plate accessories | Locking screw | Arthrex Inc. | LO-PRO LOCK SCRW,SS 3.5X 32MM | AR-8835L-32 | Standalone | DE0504130 | Patients requiring fracture fixation or orthopaedic corrective surgery
Orthopaedics | Trauma - Extramedullary fixation | Plate accessories | Locking screw | Arthrex Inc. | LO-PRO LOCK SCRW,SS 3.5X 34MM | AR-8835L-34 | Standalone | DE0504130 | Patients requiring fracture fixation or orthopaedic corrective surgery
Orthopaedics | Trauma - Extramedullary fixation | Plate accessories | Locking screw | Arthrex Inc. | LO-PRO LOCK SCRW,SS 3.5X 36MM | AR-8835L-36 | Standalone | DE0504130 | Patients requiring fracture fixation or orthopaedic corrective surgery
Orthopaedics | Trauma - Extramedullary fixation | Plate accessories | Locking screw | Arthrex Inc. | LO-PRO LOCK SCRW,SS 3.5X 38MM | AR-8835L-38 | Standalone | DE0504130 | Patients requiring fracture fixation or orthopaedic corrective surgery
Orthopaedics | Trauma - Extramedullary fixation | Plate accessories | Locking screw | Arthrex Inc. | LO-PRO LOCK SCRW,SS 3.5X 40MM | AR-8835L-40 | Standalone | DE0504130 | Patients requiring fracture fixation or orthopaedic corrective surgery
Orthopaedics | Trauma - Extramedullary fixation | Plate accessories | Locking screw | Arthrex Inc. | LO-PRO LOCK SCRW,SS 3.5X 42MM | AR-8835L-42 | Standalone | DE0504130 | Patients requiring fracture fixation or orthopaedic corrective surgery
Orthopaedics | Trauma - Extramedullary fixation | Plate accessories | Locking screw | Arthrex Inc. | LO-PRO LOCK SCRW,SS 3.5X 44MM | AR-8835L-44 | Standalone | DE0504130 | Patients requiring fracture fixation or orthopaedic corrective surgery
Orthopaedics | Trauma - Extramedullary fixation | Plate accessories | Locking screw | Arthrex Inc. | LO-PRO LOCK SCRW,SS 3.5X 45MM | AR-8835L-45 | Standalone | DE0504130 | Patients requiring fracture fixation or orthopaedic corrective surgery
Orthopaedics | Trauma - Extramedullary fixation | Plate accessories | Locking screw | Arthrex Inc. | LO-PRO LOCK SCRW,SS 3.5X 46MM | AR-8835L-46 | Standalone | DE0504130 | Patients requiring fracture fixation or orthopaedic corrective surgery
Orthopaedics | Trauma - Extramedullary fixation | Plate accessories | Locking screw | Arthrex Inc. | LO-PRO LOCK SCRW,SS 3.5X 48MM | AR-8835L-48 | Standalone | DE0504130 | Patients requiring fracture fixation or orthopaedic corrective surgery
Orthopaedics | Trauma - Extramedullary fixation | Plate accessories | Locking screw | Arthrex Inc. | LO-PRO LOCK SCRW,SS 3.5X 50MM | AR-8835L-50 | Standalone | DE0504130 | Patients requiring fracture fixation or orthopaedic corrective surgery
Orthopaedics | Trauma - Extramedullary fixation | Plate accessories | Non-locking screw | Arthrex Inc. | LO-PRO SCRW,SS 4.0X 10MMCANCLUS | AR-8840-10 | Standalone | DE0504130 | Patients requiring fracture fixation or orthopaedic corrective surgery
Orthopaedics | Trauma - Extramedullary fixation | Plate accessories | Non-locking screw | Arthrex Inc. | LO-PRO SCRW,SS 4.0X 16MMCANCLUS | AR-8840-16 | Standalone | DE0504130 | Patients requiring fracture fixation or orthopaedic corrective surgery
Orthopaedics | Trauma - Extramedullary fixation | Plate accessories | Non-locking screw | Arthrex Inc. | LO-PRO SCRW,SS 4.0X 18MMCANCLUS | AR-8840-18 | Standalone | DE0504130 | Patients requiring fracture fixation or orthopaedic corrective surgery
Orthopaedics | Trauma - Extramedullary fixation | Plate accessories | Other plate accessories (e.g. nut, washer, etc) | Arthrex Inc. | WASHER, 7.0 MM STAINLESS STEEL | AR-8870W | Standalone | DE0504130 | Patients requiring fracture fixation or orthopaedic corrective surgery
Orthopaedics | Trauma - Extramedullary fixation | Plate accessories | Locking screw | Arthrex Inc. | 3.0 X 10MM VAL SCREW, Ti | AR-8933V-10 | Standalone | DE0504196 and DE0504195 | Patients requiring fracture fixation or orthopaedic corrective surgery
Orthopaedics | Trauma - Extramedullary fixation | Plate accessories | Locking screw | Arthrex Inc. | 3.0 X 12MM VAL SCREW, Ti | AR-8933V-12 | Standalone | DE0504196 and DE0504195 | Patients requiring fracture fixation or orthopaedic corrective surgery
Orthopaedics | Trauma - Extramedullary fixation | Plate accessories | Locking screw | Arthrex Inc. | 3.0 X 14MM VAL SCREW, Ti | AR-8933V-14 | Standalone | DE0504196 and DE0504195 | Patients requiring fracture fixation or orthopaedic corrective surgery
Orthopaedics | Trauma - Extramedullary fixation | Plate accessories | Locking screw | Arthrex Inc. | 3.0 X 16MM VAL SCREW, Ti | AR-8933V-16 | Standalone | DE0504196 and DE0504195 | Patients requiring fracture fixation or orthopaedic corrective surgery
Orthopaedics | Trauma - Extramedullary fixation | Plate accessories | Locking screw | Arthrex Inc. | 3.0 X 18MM VAL SCREW, Ti | AR-8933V-18 | Standalone | DE0504196 and DE0504195 | Patients requiring fracture fixation or orthopaedic corrective surgery
Orthopaedics | Trauma - Extramedullary fixation | Plate accessories | Locking screw | Arthrex Inc. | 3.0 X 20MM VAL SCREW, Ti | AR-8933V-20 | Standalone | DE0504196 and DE0504195 | Patients requiring fracture fixation or orthopaedic corrective surgery
Orthopaedics | Trauma - Extramedullary fixation | Plate accessories | Locking screw | Arthrex Inc. | 3.0 X 22MM VAL SCREW, Ti | AR-8933V-22 | Standalone | DE0504196 and DE0504195 | Patients requiring fracture fixation or orthopaedic corrective surgery
Orthopaedics | Trauma - Extramedullary fixation | Plate accessories | Locking screw | Arthrex Inc. | 3.0 X 24MM VAL SCREW, Ti | AR-8933V-24 | Standalone | DE0504196 and DE0504195 | Patients requiring fracture fixation or orthopaedic corrective surgery
Orthopaedics | Trauma - Extramedullary fixation | Plate accessories | Locking screw | Arthrex Inc. | 3.0 X 26MM VAL SCREW, Ti | AR-8933V-26 | Standalone | DE0504196 and DE0504195 | Patients requiring fracture fixation or orthopaedic corrective surgery
Orthopaedics | Other - Fixation | Staple | Memory staple | Arthrex Inc. | Nitinol Compression Staple, 9W x 7L | AR-8717-0907 | Standalone | DE0503965 | Patients requiring fracture fixation or orthopaedic corrective surgery
Orthopaedics | Other - Fixation | Staple | Memory staple | Arthrex Inc. | Nitinol Compression Staple, 9W x 10L | AR-8717-0910 | Standalone | DE0503965 | Patients requiring fracture fixation or orthopaedic corrective surgery
Orthopaedics | Other - Fixation | Staple | Memory staple | Arthrex Inc. | Nitinol Compression Staple, 11W x 10L | AR-8717-1110 | Standalone | DE0503965 | Patients requiring fracture fixation or orthopaedic corrective surgery
Orthopaedics | Other - Fixation | Staple | Memory staple | Arthrex Inc. | Nitinol Compression Staple, 11W x 15\12L | AR-8717-111512 | Standalone | DE0503965 | Patients requiring fracture fixation or orthopaedic corrective surgery
Orthopaedics | Other - Fixation | Staple | Memory staple | Arthrex Inc. | Dynanite NiTi Staple w/Instrs 9Wx7L | AR-8717DS-0907 | Standalone | DE0503965 | Patients requiring fracture fixation or orthopaedic corrective surgery
Orthopaedics | Other - Fixation | Staple | Memory staple | Arthrex Inc. | Dynanite NiTi Staple w/Instrs 9Wx10L | AR-8717DS-0910 | Standalone | DE0503965 | Patients requiring fracture fixation or orthopaedic corrective surgery
Orthopaedics | Other - Fixation | Staple | Memory staple | Arthrex Inc. | Dynanite NiTi Staple w/Instrs 11x10L | AR-8717DS-1110 | Standalone | DE0503965 | Patients requiring fracture fixation or orthopaedic corrective surgery
Orthopaedics | Other - Fixation | Staple | Memory staple | Arthrex Inc. | Dynanite NiTi Staple w/Instrs 11Wx15\12L | AR-8717DS-111512 | Standalone | DE0503965 | Patients requiring fracture fixation or orthopaedic corrective surgery
Orthopaedics | Other - Fixation | Staple | Memory staple | Arthrex Inc. | Nitinol Compression Staple, 13W x 10L | AR-8718-1310 | Standalone | DE0503965 | Patients requiring fracture fixation or orthopaedic corrective surgery
Orthopaedics | Other - Fixation | Staple | Memory staple | Arthrex Inc. | Nitinol Compression Staple, 13W x 15\12L | AR-8718-131512 | Standalone | DE0503965 | Patients requiring fracture fixation or orthopaedic corrective surgery
Orthopaedics | Other - Fixation | Staple | Memory staple | Arthrex Inc. | Nitinol Compression Staple, 15W x 12L | AR-8718-1512 | Standalone | DE0503965 | Patients requiring fracture fixation or orthopaedic corrective surgery
Orthopaedics | Other - Fixation | Staple | Memory staple | Arthrex Inc. | Dynanite NiTi Staple w/Instrs 13Wx10L | AR-8718DS-1310 | Standalone | DE0503965 | Patients requiring fracture fixation or orthopaedic corrective surgery
Orthopaedics | Other - Fixation | Staple | Memory staple | Arthrex Inc. | Dynanite NiTi Staple w/Instrs 13Wx15\12L | AR-8718DS-131512 | Standalone | DE0503965 | Patients requiring fracture fixation or orthopaedic corrective surgery
Orthopaedics | Other - Fixation | Staple | Memory staple | Arthrex Inc. | Dynanite NiTi Staple w/Instrs 15Wx12L | AR-8718DS-1512 | Standalone | DE0503965 | Patients requiring fracture fixation or orthopaedic corrective surgery
Orthopaedics | Other - Fixation | Staple | Memory staple | Arthrex Inc. | Nitinol Compression Staple, 15W x 15L | AR-8719-1515 | Standalone | DE0503965 | Patients requiring fracture fixation or orthopaedic corrective surgery
Orthopaedics | Other - Fixation | Staple | Memory staple | Arthrex Inc. | Nitinol Compression Staple, 18W x 15L | AR-8719-1815 | Standalone | DE0503965 | Patients requiring fracture fixation or orthopaedic corrective surgery
Orthopaedics | Other - Fixation | Staple | Memory staple | Arthrex Inc. | Nitinol Compression Staple, 18W x 18L | AR-8719-1818 | Standalone | DE0503965 | Patients requiring fracture fixation or orthopaedic corrective surgery
Orthopaedics | Other - Fixation | Staple | Memory staple | Arthrex Inc. | Nitinol Compression Staple, 18W x 18/15L | AR-8719-181815 | Standalone | DE0503965 | Patients requiring fracture fixation or orthopaedic corrective surgery
Orthopaedics | Other - Fixation | Staple | Memory staple | Arthrex Inc. | Nitinol Compression Staple, 20W x 15L | AR-8719-2015 | Standalone | DE0503965 | Patients requiring fracture fixation or orthopaedic corrective surgery
Orthopaedics | Other - Fixation | Staple | Memory staple | Arthrex Inc. | Nitinol Compression Staple, 20W x 20L | AR-8719-2020 | Standalone | DE0503965 | Patients requiring fracture fixation or orthopaedic corrective surgery
Orthopaedics | Other - Fixation | Staple | Memory staple | Arthrex Inc. | Nitinol Compression Staple, 25W x 20L | AR-8719-2520 | Standalone | DE0503965 | Patients requiring fracture fixation or orthopaedic corrective surgery
Orthopaedics | Other - Fixation | Staple | Memory staple | Arthrex Inc. | Dynanite NiTi Staple w/Instrs 15Wx15L | AR-8719DS-1515 | Standalone | DE0503965 | Patients requiring fracture fixation or orthopaedic corrective surgery
Orthopaedics | Other - Fixation | Staple | Memory staple | Arthrex Inc. | Dynanite NiTi Staple w/Instrs 18Wx15L | AR-8719DS-1815 | Standalone | DE0503965 | Patients requiring fracture fixation or orthopaedic corrective surgery
Orthopaedics | Other - Fixation | Staple | Memory staple | Arthrex Inc. | Dynanite NiTi Staple w/Instrs 18Wx18L | AR-8719DS-1818 | Standalone | DE0503965 | Patients requiring fracture fixation or orthopaedic corrective surgery
Orthopaedics | Other - Fixation | Staple | Memory staple | Arthrex Inc. | Dynanite NiTi Staple w/Instrs 18Wx18/15L | AR-8719DS-181815 | Standalone | DE0503965 | Patients requiring fracture fixation or orthopaedic corrective surgery
Orthopaedics | Other - Fixation | Staple | Memory staple | Arthrex Inc. | Dynanite NiTi Staple w/Instrs 20Wx15L | AR-8719DS-2015 | Standalone | DE0503965 | Patients requiring fracture fixation or orthopaedic corrective surgery
Orthopaedics | Other - Fixation | Staple | Memory staple | Arthrex Inc. | Dynanite NiTi Staple w/Instrs 20Wx20L | AR-8719DS-2020 | Standalone | DE0503965 | Patients requiring fracture fixation or orthopaedic corrective surgery
Orthopaedics | Other - Fixation | Staple | Memory staple | Arthrex Inc. | Dynanite NiTi Staple w/Instrs 25Wx20L | AR-8719DS-2520 | Standalone | DE0503965 | Patients requiring fracture fixation or orthopaedic corrective surgery
Orthopaedics | Other - Fixation | Staple | Memory staple | Arthrex Inc. | SuperMX Compression Staple, 15W x 15L | AR-8719MX-1515 | Standalone | DE0503965 | Patients requiring fracture fixation or orthopaedic corrective surgery
Orthopaedics | Other - Fixation | Staple | Memory staple | Arthrex Inc. | SuperMX Compression Staple, 18W x 15L | AR-8719MX-1815 | Standalone | DE0503965 | Patients requiring fracture fixation or orthopaedic corrective surgery
Orthopaedics | Other - Fixation | Staple | Memory staple | Arthrex Inc. | SuperMX Compression Staple, 18W x 18L | AR-8719MX-1818 | Standalone | DE0503965 | Patients requiring fracture fixation or orthopaedic corrective surgery
Orthopaedics | Other - Fixation | Staple | Memory staple | Arthrex Inc. | SuperMX Compression Staple, 20W x 15L | AR-8719MX-2015 | Standalone | DE0503965 | Patients requiring fracture fixation or orthopaedic corrective surgery
Orthopaedics | Other - Fixation | Staple | Memory staple | Arthrex Inc. | SuperMX Compression Staple, 20W x 20L | AR-8719MX-2020 | Standalone | DE0503965 | Patients requiring fracture fixation or orthopaedic corrective surgery
Orthopaedics | Other - Fixation | Staple | Memory staple | Arthrex Inc. | SuperMX Compression Staple, 25W x 20L | AR-8719MX-2520 | Standalone | DE0503965 | Patients requiring fracture fixation or orthopaedic corrective surgery
Orthopaedics | Other - Fixation | Staple | Memory staple | Arthrex Inc. | SuperMX NiTi Staple w/ Instrs, 15W x 15L | AR-8719MXDS-1515 | Standalone | DE0503965 | Patients requiring fracture fixation or orthopaedic corrective surgery
Orthopaedics | Other - Fixation | Staple | Memory staple | Arthrex Inc. | SuperMX NiTi Staple w/ Instrs, 18W x 15L | AR-8719MXDS-1815 | Standalone | DE0503965 | Patients requiring fracture fixation or orthopaedic corrective surgery
Orthopaedics | Other - Fixation | Staple | Memory staple | Arthrex Inc. | SuperMX NiTi Staple w/ Instrs, 18W x 18L | AR-8719MXDS-1818 | Standalone | DE0503965 | Patients requiring fracture fixation or orthopaedic corrective surgery
Orthopaedics | Other - Fixation | Staple | Memory staple | Arthrex Inc. | SuperMX NiTi Staple w/ Instrs, 20W x 15L | AR-8719MXDS-2015 | Standalone | DE0503965 | Patients requiring fracture fixation or orthopaedic corrective surgery
Orthopaedics | Other - Fixation | Staple | Memory staple | Arthrex Inc. | SuperMX NiTi Staple w/ Instrs, 20W x 20L | AR-8719MXDS-2020 | Standalone | DE0503965 | Patients requiring fracture fixation or orthopaedic corrective surgery
Orthopaedics | Other - Fixation | Staple | Memory staple | Arthrex Inc. | SuperMX NiTi Staple w/ Instrs, 25W x 20L | AR-8719MXDS-2520 | Standalone | DE0503965 | Patients requiring fracture fixation or orthopaedic corrective surgery
Orthopaedics | Trauma - Extramedullary fixation | Fixation screw | Headless compression screw | APLUS | COMPR FT SCRW, 7.0 XL 100MM LGTH STERILE | AR-8770-100HS | Standalone | DE0019115 | Patients requiring fracture fixation or orthopaedic corrective surgery
Orthopaedics | Trauma - Extramedullary fixation | Fixation screw | Headless compression screw | APLUS | COMPR FT SCRW, 7.0 XL 105MM LGTH STERILE | AR-8770-105HS | Standalone | DE0019115 | Patients requiring fracture fixation or orthopaedic corrective surgery
Orthopaedics | Trauma - Extramedullary fixation | Fixation screw | Headless compression screw | APLUS | COMPR FT SCRW, 7.0 XL 110MM LGTH STERILE | AR-8770-110HS | Standalone | DE0019115 | Patients requiring fracture fixation or orthopaedic corrective surgery
Orthopaedics | Trauma - Extramedullary fixation | Fixation screw | Headless compression screw | APLUS | COMPR FT SCRW, 7.0 XL 115MM LGTH STERILE | AR-8770-115HS | Standalone | DE0019115 | Patients requiring fracture fixation or orthopaedic corrective surgery
Orthopaedics | Trauma - Extramedullary fixation | Fixation screw | Headless compression screw | APLUS | COMPR FT SCRW, 7.0 XL 120MM LGTH STERILE | AR-8770-120HS | Standalone | DE0019115 | Patients requiring fracture fixation or orthopaedic corrective surgery
Orthopaedics | Trauma - Extramedullary fixation | Fixation screw | Headless compression screw | APLUS | COMPR FT SCRW, 7.0 XL 35MM LGTH STERILE | AR-8770-35HS | Standalone | DE0019115 | Patients requiring fracture fixation or orthopaedic corrective surgery
Orthopaedics | Trauma - Extramedullary fixation | Fixation screw | Headless compression screw | APLUS | COMPR FT SCRW, 7.0 XL 40MM LGTH STERILE | AR-8770-40HS | Standalone | DE0019115 | Patients requiring fracture fixation or orthopaedic corrective surgery
Orthopaedics | Trauma - Extramedullary fixation | Fixation screw | Headless compression screw | APLUS | COMPR FT SCRW, 7.0 XL 45MM LGTH STERILE | AR-8770-45HS | Standalone | DE0019115 | Patients requiring fracture fixation or orthopaedic corrective surgery
Orthopaedics | Trauma - Extramedullary fixation | Fixation screw | Headless compression screw | APLUS | COMPR FT SCRW, 7.0 XL 50MM LGTH STERILE | AR-8770-50HS | Standalone | DE0019115 | Patients requiring fracture fixation or orthopaedic corrective surgery
Orthopaedics | Trauma - Extramedullary fixation | Fixation screw | Headless compression screw | APLUS | COMPR FT SCRW, 7.0 XL 55MM LGTH STERILE | AR-8770-55HS | Standalone | DE0019115 | Patients requiring fracture fixation or orthopaedic corrective surgery
Orthopaedics | Trauma - Extramedullary fixation | Fixation screw | Headless compression screw | APLUS | COMPR FT SCRW, 7.0 XL 60MM LGTH STERILE | AR-8770-60HS | Standalone | DE0019115 | Patients requiring fracture fixation or orthopaedic corrective surgery
Orthopaedics | Trauma - Extramedullary fixation | Fixation screw | Headless compression screw | APLUS | COMPR FT SCRW, 7.0 XL 65MM LGTH STERILE | AR-8770-65HS | Standalone | DE0019115 | Patients requiring fracture fixation or orthopaedic corrective surgery
Orthopaedics | Trauma - Extramedullary fixation | Fixation screw | Headless compression screw | APLUS | COMPR FT SCRW, 7.0 XL 70MM LGTH STERILE | AR-8770-70HS | Standalone | DE0019115 | Patients requiring fracture fixation or orthopaedic corrective surgery
Orthopaedics | Trauma - Extramedullary fixation | Fixation screw | Headless compression screw | APLUS | COMPR FT SCRW, 7.0 XL 75MM LGTH STERILE | AR-8770-75HS | Standalone | DE0019115 | Patients requiring fracture fixation or orthopaedic corrective surgery
Orthopaedics | Trauma - Extramedullary fixation | Fixation screw | Headless compression screw | APLUS | COMPR FT SCRW, 7.0 XL 80MM LGTH STERILE | AR-8770-80HS | Standalone | DE0019115 | Patients requiring fracture fixation or orthopaedic corrective surgery
Orthopaedics | Trauma - Extramedullary fixation | Fixation screw | Headless compression screw | APLUS | COMPR FT SCRW, 7.0 XL 85MM LGTH STERILE | AR-8770-85HS | Standalone | DE0019115 | Patients requiring fracture fixation or orthopaedic corrective surgery
Orthopaedics | Trauma - Extramedullary fixation | Fixation screw | Headless compression screw | APLUS | COMPR FT SCRW, 7.0 XL 90MM LGTH STERILE | AR-8770-90HS | Standalone | DE0019115 | Patients requiring fracture fixation or orthopaedic corrective surgery
Orthopaedics | Trauma - Extramedullary fixation | Fixation screw | Headless compression screw | APLUS | COMPR FT SCRW, 7.0 XL 95MM LGTH STERILE | AR-8770-95HS | Standalone | DE0019115 | Patients requiring fracture fixation or orthopaedic corrective surgery
Orthopaedics | Trauma - Extramedullary fixation | Fixation screw | Headless compression screw | Arthrex Inc. | COMPR FT SCRW, 5.0 LG, 75MM LGTH STERILE | AR-8750-75HS | Standalone | DE0019115 | Patients requiring fracture fixation or orthopaedic corrective surgery
Orthopaedics | Trauma - Extramedullary fixation | Fixation screw | Headless compression screw | Arthrex Inc. | COMPR FT SCRW, 5.0 LG, 80MM LGTH STERILE | AR-8750-80HS | Standalone | DE0019115 | Patients requiring fracture fixation or orthopaedic corrective surgery
Orthopaedics | Trauma - Extramedullary fixation | Fixation screw | Headless compression screw | Arthrex Inc. | COMPR FT SCRW, 5.0 LG, 85MM LGTH STERILE | AR-8750-85HS | Standalone | DE0019115 | Patients requiring fracture fixation or orthopaedic corrective surgery
Orthopaedics | Trauma - Extramedullary fixation | Fixation screw | Headless compression screw | Arthrex Inc. | COMPR FT SCRW, 5.0 LG, 90MM LGTH STERILE | AR-8750-90HS | Standalone | DE0019115 | Patients requiring fracture fixation or orthopaedic corrective surgery
Orthopaedics | Trauma - Extramedullary fixation | Fixation screw | Headless compression screw | APLUS | COMPR FT SCRW, 5.0 LG, 20MM LGTH STERILE | AR-8750-20HS | Standalone | DE0019115 | Patients requiring fracture fixation or orthopaedic corrective surgery
Orthopaedics | Trauma - Extramedullary fixation | Fixation screw | Headless compression screw | APLUS | COMPR FT SCRW, 5.0 LG, 22MM LGTH STERILE | AR-8750-22HS | Standalone | DE0019115 | Patients requiring fracture fixation or orthopaedic corrective surgery
Orthopaedics | Trauma - Extramedullary fixation | Fixation screw | Headless compression screw | APLUS | COMPR FT SCRW, 5.0 LG, 24MM LGTH STERILE | AR-8750-24HS | Standalone | DE0019115 | Patients requiring fracture fixation or orthopaedic corrective surgery
Orthopaedics | Trauma - Extramedullary fixation | Fixation screw | Headless compression screw | APLUS | COMPR FT SCRW, 5.0 LG, 26MM LGTH STERILE | AR-8750-26HS | Standalone | DE0019115 | Patients requiring fracture fixation or orthopaedic corrective surgery
Orthopaedics | Trauma - Extramedullary fixation | Fixation screw | Headless compression screw | APLUS | COMPR FT SCRW, 5.0 LG, 28MM LGTH STERILE | AR-8750-28HS | Standalone | DE0019115 | Patients requiring fracture fixation or orthopaedic corrective surgery
Orthopaedics | Trauma - Extramedullary fixation | Fixation screw | Headless compression screw | APLUS | COMPR FT SCRW, 5.0 LG, 30MM LGTH STERILE | AR-8750-30HS | Standalone | DE0019115 | Patients requiring fracture fixation or orthopaedic corrective surgery
Orthopaedics | Trauma - Extramedullary fixation | Fixation screw | Headless compression screw | APLUS | COMPR FT SCRW, 5.0 LG, 32MM LGTH STERILE | AR-8750-32HS | Standalone | DE0019115 | Patients requiring fracture fixation or orthopaedic corrective surgery
Orthopaedics | Trauma - Extramedullary fixation | Fixation screw | Headless compression screw | APLUS | COMPR FT SCRW, 5.0 LG, 34MM LGTH STERILE | AR-8750-34HS | Standalone | DE0019115 | Patients requiring fracture fixation or orthopaedic corrective surgery
Orthopaedics | Trauma - Extramedullary fixation | Fixation screw | Headless compression screw | APLUS | COMPR FT SCRW, 5.0 LG, 36MM LGTH STERILE | AR-8750-36HS | Standalone | DE0019115 | Patients requiring fracture fixation or orthopaedic corrective surgery
Orthopaedics | Trauma - Extramedullary fixation | Fixation screw | Headless compression screw | APLUS | COMPR FT SCRW, 5.0 LG, 38MM LGTH STERILE | AR-8750-38HS | Standalone | DE0019115 | Patients requiring fracture fixation or orthopaedic corrective surgery
Orthopaedics | Trauma - Extramedullary fixation | Fixation screw | Headless compression screw | APLUS | COMPR FT SCRW, 5.0 LG, 40MM LGTH STERILE | AR-8750-40HS | Standalone | DE0019115 | Patients requiring fracture fixation or orthopaedic corrective surgery
Orthopaedics | Trauma - Extramedullary fixation | Fixation screw | Headless compression screw | APLUS | COMPR FT SCRW, 5.0 LG, 42MM LGTH STERILE | AR-8750-42HS | Standalone | DE0019115 | Patients requiring fracture fixation or orthopaedic corrective surgery
Orthopaedics | Trauma - Extramedullary fixation | Fixation screw | Headless compression screw | APLUS | COMPR FT SCRW, 5.0 LG, 44MM LGTH STERILE | AR-8750-44HS | Standalone | DE0019115 | Patients requiring fracture fixation or orthopaedic corrective surgery
Orthopaedics | Trauma - Extramedullary fixation | Fixation screw | Headless compression screw | APLUS | COMPR FT SCRW, 5.0 LG, 46MM LGTH STERILE | AR-8750-46HS | Standalone | DE0019115 | Patients requiring fracture fixation or orthopaedic corrective surgery
Orthopaedics | Trauma - Extramedullary fixation | Fixation screw | Headless compression screw | APLUS | COMPR FT SCRW, 5.0 LG, 48MM LGTH STERILE | AR-8750-48HS | Standalone | DE0019115 | Patients requiring fracture fixation or orthopaedic corrective surgery
Orthopaedics | Trauma - Extramedullary fixation | Fixation screw | Headless compression screw | APLUS | COMPR FT SCRW, 5.0 LG, 50MM LGTH STERILE | AR-8750-50HS | Standalone | DE0019115 | Patients requiring fracture fixation or orthopaedic corrective surgery
Orthopaedics | Trauma - Extramedullary fixation | Fixation screw | Headless compression screw | APLUS | COMPR FT SCRW, 5.0 LG, 55MM LGTH STERILE | AR-8750-55HS | Standalone | DE0019115 | Patients requiring fracture fixation or orthopaedic corrective surgery
Orthopaedics | Trauma - Extramedullary fixation | Fixation screw | Headless compression screw | APLUS | COMPR FT SCRW, 5.0 LG, 60MM LGTH STERILE | AR-8750-60HS | Standalone | DE0019115 | Patients requiring fracture fixation or orthopaedic corrective surgery
Orthopaedics | Trauma - Extramedullary fixation | Fixation screw | Headless compression screw | APLUS | COMPR FT SCRW, 5.0 LG, 65MM LGTH STERILE | AR-8750-65HS | Standalone | DE0019115 | Patients requiring fracture fixation or orthopaedic corrective surgery
Orthopaedics | Trauma - Extramedullary fixation | Fixation screw | Headless compression screw | APLUS | COMPR FT SCRW, 5.0 LG, 70MM LGTH STERILE | AR-8750-70HS | Standalone | DE0019115 | Patients requiring fracture fixation or orthopaedic corrective surgery
Orthopaedics | Trauma - Extramedullary fixation | Fixation screw | Headless compression screw | Arthrex Inc. | COMPR FT SCRW,2.5 MICRO,8MM LGTH, STRL | AR-8725-08HS | Standalone | DE0019115 | Patients requiring fracture fixation or orthopaedic corrective surgery
Orthopaedics | Trauma - Extramedullary fixation | Fixation screw | Headless compression screw | Arthrex Inc. | COMPR FT SCRW,2.5 MICRO,9MM LGTH, STRL | AR-8725-09HS | Standalone | DE0019115 | Patients requiring fracture fixation or orthopaedic corrective surgery
Orthopaedics | Trauma - Extramedullary fixation | Fixation screw | Headless compression screw | Arthrex Inc. | COMPR FT SCRW,2.5 MICRO,10MM LGTH, STRL | AR-8725-10HS | Standalone | DE0019115 | Patients requiring fracture fixation or orthopaedic corrective surgery
Orthopaedics | Trauma - Extramedullary fixation | Fixation screw | Headless compression screw | Arthrex Inc. | COMPR FT SCRW,2.5 MICRO,11MM LGTH, STRL | AR-8725-11HS | Standalone | DE0019115 | Patients requiring fracture fixation or orthopaedic corrective surgery
Orthopaedics | Trauma - Extramedullary fixation | Fixation screw | Headless compression screw | Arthrex Inc. | COMPR FT SCRW,2.5 MICRO,12MM LGTH, STRL | AR-8725-12HS | Standalone | DE0019115 | Patients requiring fracture fixation or orthopaedic corrective surgery
Orthopaedics | Trauma - Extramedullary fixation | Fixation screw | Headless compression screw | Arthrex Inc. | COMPR FT SCRW,2.5 MICRO,13MM LGTH, STRL | AR-8725-13HS | Standalone | DE0019115 | Patients requiring fracture fixation or orthopaedic corrective surgery
Orthopaedics | Trauma - Extramedullary fixation | Fixation screw | Headless compression screw | Arthrex Inc. | COMPR FT SCRW,2.5 MICRO,14MM LGTH, STRL | AR-8725-14HS | Standalone | DE0019115 | Patients requiring fracture fixation or orthopaedic corrective surgery
Orthopaedics | Trauma - Extramedullary fixation | Fixation screw | Headless compression screw | Arthrex Inc. | COMPR FT SCRW,2.5 MICRO,16MM LGTH, STRL | AR-8725-16HS | Standalone | DE0019115 | Patients requiring fracture fixation or orthopaedic corrective surgery
Orthopaedics | Trauma - Extramedullary fixation | Fixation screw | Headless compression screw | Arthrex Inc. | COMPR FT SCRW,2.5 MICRO,18MM LGTH, STRL | AR-8725-18HS | Standalone | DE0019115 | Patients requiring fracture fixation or orthopaedic corrective surgery
Orthopaedics | Trauma - Extramedullary fixation | Fixation screw | Headless compression screw | Arthrex Inc. | COMPR FT SCRW,2.5 MICRO,20MM LGTH, STRL | AR-8725-20HS | Standalone | DE0019115 | Patients requiring fracture fixation or orthopaedic corrective surgery
Orthopaedics | Trauma - Extramedullary fixation | Fixation screw | Headless compression screw | Arthrex Inc. | COMPR FT SCRW,2.5 MICRO,22MM LGTH, STRL | AR-8725-22HS | Standalone | DE0019115 | Patients requiring fracture fixation or orthopaedic corrective surgery
Orthopaedics | Trauma - Extramedullary fixation | Fixation screw | Headless compression screw | Arthrex Inc. | COMPR FT SCRW,2.5 MICRO,24MM LGTH, STRL | AR-8725-24HS | Standalone | DE0019115 | Patients requiring fracture fixation or orthopaedic corrective surgery
Orthopaedics | Trauma - Extramedullary fixation | Fixation screw | Headless compression screw | Arthrex Inc. | COMPR FT SCRW,2.5 MICRO,26MM LGTH, STRL | AR-8725-26HS | Standalone | DE0019115 | Patients requiring fracture fixation or orthopaedic corrective surgery
Orthopaedics | Trauma - Extramedullary fixation | Fixation screw | Headless compression screw | Arthrex Inc. | COMPR FT SCRW,2.5 MICRO,28MM LGTH, STRL | AR-8725-28HS | Standalone | DE0019115 | Patients requiring fracture fixation or orthopaedic corrective surgery
Orthopaedics | Trauma - Extramedullary fixation | Fixation screw | Headless compression screw | Arthrex Inc. | COMPR FT SCRW,2.5 MICRO,30MM LGTH, STRL | AR-8725-30HS | Standalone | DE0019115 | Patients requiring fracture fixation or orthopaedic corrective surgery
Orthopaedics | Trauma - Extramedullary fixation | Fixation screw | Headless compression screw | Arthrex Inc. | COMPR FT SCRW,3.5 MINI,12MM LGTH, STRL | AR-8730-12HS | Standalone | DE0019115 | Patients requiring fracture fixation or orthopaedic corrective surgery
Orthopaedics | Trauma - Extramedullary fixation | Fixation screw | Headless compression screw | Arthrex Inc. | COMPR FT SCRW,3.5 MINI,14MM LGTH, STRL | AR-8730-14HS | Standalone | DE0019115 | Patients requiring fracture fixation or orthopaedic corrective surgery
Orthopaedics | Trauma - Extramedullary fixation | Fixation screw | Headless compression screw | Arthrex Inc. | COMPR FT SCRW,3.5 MINI,16MM LGTH, STRL | AR-8730-16HS | Standalone | DE0019115 | Patients requiring fracture fixation or orthopaedic corrective surgery
Orthopaedics | Trauma - Extramedullary fixation | Fixation screw | Headless compression screw | Arthrex Inc. | COMPR FT SCRW,3.5 MINI,18MM LGTH, STRL | AR-8730-18HS | Standalone | DE0019115 | Patients requiring fracture fixation or orthopaedic corrective surgery
Orthopaedics | Trauma - Extramedullary fixation | Fixation screw | Headless compression screw | Arthrex Inc. | COMPR FT SCRW,3.5 MINI,20MM LGTH, STRL | AR-8730-20HS | Standalone | DE0019115 | Patients requiring fracture fixation or orthopaedic corrective surgery
Orthopaedics | Trauma - Extramedullary fixation | Fixation screw | Headless compression screw | Arthrex Inc. | COMPR FT SCRW,3.5 MINI,22MM LGTH, STRL | AR-8730-22HS | Standalone | DE0019115 | Patients requiring fracture fixation or orthopaedic corrective surgery
Orthopaedics | Trauma - Extramedullary fixation | Fixation screw | Headless compression screw | Arthrex Inc. | COMPR FT SCRW,3.5 MINI,24MM LGTH, STRL | AR-8730-24HS | Standalone | DE0019115 | Patients requiring fracture fixation or orthopaedic corrective surgery
Orthopaedics | Trauma - Extramedullary fixation | Fixation screw | Headless compression screw | Arthrex Inc. | COMPR FT SCRW,3.5 MINI,26MM LGTH, STRL | AR-8730-26HS | Standalone | DE0019115 | Patients requiring fracture fixation or orthopaedic corrective surgery
Orthopaedics | Trauma - Extramedullary fixation | Fixation screw | Headless compression screw | Arthrex Inc. | COMPR FT SCRW,3.5 MINI,28MM LGTH, STRL | AR-8730-28HS | Standalone | DE0019115 | Patients requiring fracture fixation or orthopaedic corrective surgery
Orthopaedics | Trauma - Extramedullary fixation | Fixation screw | Headless compression screw | Arthrex Inc. | COMPR FT SCRW,3.5 MINI,30MM LGTH, STRL | AR-8730-30HS | Standalone | DE0019115 | Patients requiring fracture fixation or orthopaedic corrective surgery
Orthopaedics | Trauma - Extramedullary fixation | Fixation screw | Headless compression screw | Arthrex Inc. | COMPR FT SCRW,3.5 MINI,32MM LGTH, STRL | AR-8730-32HS | Standalone | DE0019115 | Patients requiring fracture fixation or orthopaedic corrective surgery
Orthopaedics | Trauma - Extramedullary fixation | Fixation screw | Headless compression screw | Arthrex Inc. | COMPR FT SCRW,3.5 MINI,34MM LGTH, STRL | AR-8730-34HS | Standalone | DE0019115 | Patients requiring fracture fixation or orthopaedic corrective surgery
Orthopaedics | Trauma - Extramedullary fixation | Fixation screw | Headless compression screw | Arthrex Inc. | COMPR FT SCRW,4.0 STD,16MM LGTH, STRL | AR-8740-16HS | Standalone | DE0019115 | Patients requiring fracture fixation or orthopaedic corrective surgery
Orthopaedics | Trauma - Extramedullary fixation | Fixation screw | Headless compression screw | Arthrex Inc. | COMPR FT SCRW,4.0 STD,18MM LGTH, STRL | AR-8740-18HS | Standalone | DE0019115 | Patients requiring fracture fixation or orthopaedic corrective surgery
Orthopaedics | Trauma - Extramedullary fixation | Fixation screw | Headless compression screw | Arthrex Inc. | COMPR FT SCRW,4.0 STD,20MM LGTH, STRL | AR-8740-20HS | Standalone | DE0019115 | Patients requiring fracture fixation or orthopaedic corrective surgery
Orthopaedics | Trauma - Extramedullary fixation | Fixation screw | Headless compression screw | Arthrex Inc. | COMPR FT SCRW,4.0 STD,22MM LGTH, STRL | AR-8740-22HS | Standalone | DE0019115 | Patients requiring fracture fixation or orthopaedic corrective surgery
Orthopaedics | Trauma - Extramedullary fixation | Fixation screw | Headless compression screw | Arthrex Inc. | COMPR FT SCRW,4.0 STD,24MM LGTH, STRL | AR-8740-24HS | Standalone | DE0019115 | Patients requiring fracture fixation or orthopaedic corrective surgery
Orthopaedics | Trauma - Extramedullary fixation | Fixation screw | Headless compression screw | Arthrex Inc. | COMPR FT SCRW,4.0 STD,26MM LGTH, STRL | AR-8740-26HS | Standalone | DE0019115 | Patients requiring fracture fixation or orthopaedic corrective surgery
Orthopaedics | Trauma - Extramedullary fixation | Fixation screw | Headless compression screw | Arthrex Inc. | COMPR FT SCRW,4.0 STD,28MM LGTH, STRL | AR-8740-28HS | Standalone | DE0019115 | Patients requiring fracture fixation or orthopaedic corrective surgery
Orthopaedics | Trauma - Extramedullary fixation | Fixation screw | Headless compression screw | Arthrex Inc. | COMPR FT SCRW,4.0 STD,30MM LGTH, STRL | AR-8740-30HS | Standalone | DE0019115 | Patients requiring fracture fixation or orthopaedic corrective surgery
Orthopaedics | Trauma - Extramedullary fixation | Fixation screw | Headless compression screw | Arthrex Inc. | COMPR FT SCRW,4.0 STD,32MM LGTH, STRL | AR-8740-32HS | Standalone | DE0019115 | Patients requiring fracture fixation or orthopaedic corrective surgery
Orthopaedics | Trauma - Extramedullary fixation | Fixation screw | Headless compression screw | APLUS | COMPR FT SCRW,4.0 STD,34MM LGTH, STRL | AR-8740-34HS | Standalone | DE0019115 | Patients requiring fracture fixation or orthopaedic corrective surgery
Orthopaedics | Trauma - Extramedullary fixation | Fixation screw | Headless compression screw | Arthrex Inc. | COMPR FT SCRW,4.0 STD,36MM LGTH, STRL | AR-8740-36HS | Standalone | DE0019115 | Patients requiring fracture fixation or orthopaedic corrective surgery
Orthopaedics | Trauma - Extramedullary fixation | Fixation screw | Headless compression screw | Arthrex Inc. | COMPR FT SCRW,4.0 STD,38MM LGTH, STRL | AR-8740-38HS | Standalone | DE0019115 | Patients requiring fracture fixation or orthopaedic corrective surgery
Orthopaedics | Trauma - Extramedullary fixation | Fixation screw | Headless compression screw | Arthrex Inc. | COMPR FT SCRW,4.0 STD,40MM LGTH, STRL | AR-8740-40HS | Standalone | DE0019115 | Patients requiring fracture fixation or orthopaedic corrective surgery
Orthopaedics | Trauma - Extramedullary fixation | Fixation screw | Headless compression screw | Arthrex Inc. | COMPR FT SCRW,4.0 STD,42MM LGTH, STRL | AR-8740-42HS | Standalone | DE0019115 | Patients requiring fracture fixation or orthopaedic corrective surgery
Orthopaedics | Trauma - Extramedullary fixation | Fixation screw | Headless compression screw | Arthrex Inc. | COMPR FT SCRW,4.0 STD,44MM LGTH, STRL | AR-8740-44HS | Standalone | DE0019115 | Patients requiring fracture fixation or orthopaedic corrective surgery
Orthopaedics | Trauma - Extramedullary fixation | Fixation screw | Headless compression screw | Arthrex Inc. | COMPR FT SCRW,4.0 STD,46MM LGTH, STRL | AR-8740-46HS | Standalone | DE0019115 | Patients requiring fracture fixation or orthopaedic corrective surgery
Orthopaedics | Trauma - Extramedullary fixation | Fixation screw | Headless compression screw | Arthrex Inc. | COMPR FT SCRW,4.0 STD,48MM LGTH, STRL | AR-8740-48HS | Standalone | DE0019115 | Patients requiring fracture fixation or orthopaedic corrective surgery
Orthopaedics | Trauma - Extramedullary fixation | Fixation screw | Headless compression screw | Arthrex Inc. | COMPR FT SCRW,4.0 STD,50MM LGTH, STRL | AR-8740-50HS | Standalone | DE0019115 | Patients requiring fracture fixation or orthopaedic corrective surgery
Orthopaedics | Trauma - Extramedullary fixation | Locking/combination plate | Locking/combination plate - Tibia | Arthrex Inc. | MEDIAL DISTAL TIBIA PLATE, SS, LEFT, 4H | AR-8963ML-04 | Standalone | DE0504980 | Patients requiring fracture fixation or orthopaedic corrective surgery
Orthopaedics | Trauma - Extramedullary fixation | Locking/combination plate | Locking/combination plate - Tibia | Arthrex Inc. | MEDIAL DISTAL TIBIA PLATE, SS, LEFT, 6H | AR-8963ML-06 | Standalone | DE0504980 | Patients requiring fracture fixation or orthopaedic corrective surgery
Orthopaedics | Trauma - Extramedullary fixation | Locking/combination plate | Locking/combination plate - Tibia | Arthrex Inc. | MEDIAL DISTAL TIBIA PLATE, SS, LEFT, 8H | AR-8963ML-08 | Standalone | DE0504980 | Patients requiring fracture fixation or orthopaedic corrective surgery
Orthopaedics | Trauma - Extramedullary fixation | Locking/combination plate | Locking/combination plate - Tibia | Arthrex Inc. | MEDIAL DISTAL TIBIA PLATE, SS, LEFT, 10H | AR-8963ML-10 | Standalone | DE0504980 | Patients requiring fracture fixation or orthopaedic corrective surgery
Orthopaedics | Trauma - Extramedullary fixation | Locking/combination plate | Locking/combination plate - Tibia | Arthrex Inc. | MEDIAL DISTAL TIBIA PLATE, SS, LEFT, 12H | AR-8963ML-12 | Standalone | DE0504980 | Patients requiring fracture fixation or orthopaedic corrective surgery
Orthopaedics | Trauma - Extramedullary fixation | Locking/combination plate | Locking/combination plate - Tibia | Arthrex Inc. | MEDIAL DISTAL TIBIA PLATE, SS, LEFT, 14H | AR-8963ML-14 | Standalone | DE0504980 | Patients requiring fracture fixation or orthopaedic corrective surgery
Orthopaedics | Trauma - Extramedullary fixation | Locking/combination plate | Locking/combination plate - Tibia | Arthrex Inc. | MEDIAL DISTAL TIBIA PLATE, SS, LEFT, 16H | AR-8963ML-16 | Standalone | DE0504980 | Patients requiring fracture fixation or orthopaedic corrective surgery
Orthopaedics | Trauma - Extramedullary fixation | Locking/combination plate | Locking/combination plate - Tibia | Arthrex Inc. | MEDIAL DISTAL TIBIA PLATE, SS, RIGHT, 4H | AR-8963MR-04 | Standalone | DE0504980 | Patients requiring fracture fixation or orthopaedic corrective surgery
Orthopaedics | Trauma - Extramedullary fixation | Locking/combination plate | Locking/combination plate - Tibia | Arthrex Inc. | MEDIAL DISTAL TIBIA PLATE, SS, RIGHT, 6H | AR-8963MR-06 | Standalone | DE0504980 | Patients requiring fracture fixation or orthopaedic corrective surgery
Orthopaedics | Trauma - Extramedullary fixation | Locking/combination plate | Locking/combination plate - Tibia | Arthrex Inc. | MEDIAL DISTAL TIBIA PLATE, SS, RIGHT, 8H | AR-8963MR-08 | Standalone | DE0504980 | Patients requiring fracture fixation or orthopaedic corrective surgery
Orthopaedics | Trauma - Extramedullary fixation | Locking/combination plate | Locking/combination plate - Tibia | Arthrex Inc. | MEDIAL DISTAL TIBIA PLATE, SS, RIGHT,10H | AR-8963MR-10 | Standalone | DE0504980 | Patients requiring fracture fixation or orthopaedic corrective surgery
Orthopaedics | Trauma - Extramedullary fixation | Locking/combination plate | Locking/combination plate - Tibia | Arthrex Inc. | MEDIAL DISTAL TIBIA PLATE, SS, RIGHT,12H | AR-8963MR-12 | Standalone | DE0504980 | Patients requiring fracture fixation or orthopaedic corrective surgery
Orthopaedics | Trauma - Extramedullary fixation | Locking/combination plate | Locking/combination plate - Tibia | Arthrex Inc. | MEDIAL DISTAL TIBIA PLATE, SS, RIGHT,14H | AR-8963MR-14 | Standalone | DE0504980 | Patients requiring fracture fixation or orthopaedic corrective surgery
Orthopaedics | Trauma - Extramedullary fixation | Locking/combination plate | Locking/combination plate - Tibia | Arthrex Inc. | MEDIAL DISTAL TIBIA PLATE, SS, RIGHT,16H | AR-8963MR-16 | Standalone | DE0504980 | Patients requiring fracture fixation or orthopaedic corrective surgery
Orthopaedics | Trauma - Extramedullary fixation | Locking/combination plate | Locking/combination plate - Tibia | Arthrex Inc. | ANTERIOR DISTAL TIBIA PLATE, SS, 9H | AR-8963A-09 | Standalone | DE0504980 | Patients requiring fracture fixation or orthopaedic corrective surgery
Orthopaedics | Trauma - Extramedullary fixation | Locking/combination plate | Locking/combination plate - Tibia | Arthrex Inc. | ANTEROLAT DIST TIB PLT, SS, LEFT, 10H | AR-8963AL-10 | Standalone | DE0504980 | Patients requiring fracture fixation or orthopaedic corrective surgery
Orthopaedics | Trauma - Extramedullary fixation | Locking/combination plate | Locking/combination plate - Tibia | Arthrex Inc. | ANTEROLAT DIST TIB PLT, SS, LEFT, 12H | AR-8963AL-12 | Standalone | DE0504980 | Patients requiring fracture fixation or orthopaedic corrective surgery
Orthopaedics | Trauma - Extramedullary fixation | Locking/combination plate | Locking/combination plate - Tibia | Arthrex Inc. | ANTEROLAT DIST TIB PLT, SS, LEFT, 14H | AR-8963AL-14 | Standalone | DE0504980 | Patients requiring fracture fixation or orthopaedic corrective surgery
Orthopaedics | Trauma - Extramedullary fixation | Locking/combination plate | Locking/combination plate - Tibia | Arthrex Inc. | ANTEROLAT DIST TIB PLT, SS, LEFT, 16H | AR-8963AL-16 | Standalone | DE0504980 | Patients requiring fracture fixation or orthopaedic corrective surgery
Orthopaedics | Trauma - Extramedullary fixation | Locking/combination plate | Locking/combination plate - Tibia | Arthrex Inc. | ANTEROLAT DIST TIB PLT, SS, LEFT, 18H | AR-8963AL-18 | Standalone | DE0504980 | Patients requiring fracture fixation or orthopaedic corrective surgery
Orthopaedics | Trauma - Extramedullary fixation | Locking/combination plate | Locking/combination plate - Tibia | Arthrex Inc. | ANTEROLAT DIST TIB PLT, SS, RIGHT, 4H | AR-8963AR-04 | Standalone | DE0504980 | Patients requiring fracture fixation or orthopaedic corrective surgery
Orthopaedics | Trauma - Extramedullary fixation | Locking/combination plate | Locking/combination plate - Tibia | Arthrex Inc. | ANTEROLAT DIST TIB PLT, SS, RIGHT, 6H | AR-8963AR-06 | Standalone | DE0504980 | Patients requiring fracture fixation or orthopaedic corrective surgery
Orthopaedics | Trauma - Extramedullary fixation | Locking/combination plate | Locking/combination plate - Tibia | Arthrex Inc. | ANTEROLAT DIST TIB PLT, SS, RIGHT, 8H | AR-8963AR-08 | Standalone | DE0504980 | Patients requiring fracture fixation or orthopaedic corrective surgery
Orthopaedics | Trauma - Extramedullary fixation | Locking/combination plate | Locking/combination plate - Tibia | Arthrex Inc. | ANTEROLAT DIST TIB PLT, SS, RIGHT, 10H | AR-8963AR-10 | Standalone | DE0504980 | Patients requiring fracture fixation or orthopaedic corrective surgery
Orthopaedics | Trauma - Extramedullary fixation | Locking/combination plate | Locking/combination plate - Tibia | Arthrex Inc. | ANTEROLAT DIST TIB PLT, SS, RIGHT, 12H | AR-8963AR-12 | Standalone | DE0504980 | Patients requiring fracture fixation or orthopaedic corrective surgery
Orthopaedics | Trauma - Extramedullary fixation | Locking/combination plate | Locking/combination plate - Tibia | Arthrex Inc. | ANTEROLAT DIST TIB PLT, SS, RIGHT, 14H | AR-8963AR-14 | Standalone | DE0504980 | Patients requiring fracture fixation or orthopaedic corrective surgery
Orthopaedics | Trauma - Extramedullary fixation | Locking/combination plate | Locking/combination plate - Tibia | Arthrex Inc. | ANTEROLAT DIST TIB PLT, SS, RIGHT, 16H | AR-8963AR-16 | Standalone | DE0504980 | Patients requiring fracture fixation or orthopaedic corrective surgery
Orthopaedics | Trauma - Extramedullary fixation | Locking/combination plate | Locking/combination plate - Tibia | Arthrex Inc. | ANTEROLAT DIST TIB PLT, SS, RIGHT, 18H | AR-8963AR-18 | Standalone | DE0504980 | Patients requiring fracture fixation or orthopaedic corrective surgery
Orthopaedics | Trauma - Extramedullary fixation | Locking/combination plate | Locking/combination plate - Tibia | Arthrex Inc. | POSTERIOR DISTAL TIBIA PLATE, SS, 3H | AR-8963P-03 | Standalone | DE0504980 | Patients requiring fracture fixation or orthopaedic corrective surgery
Orthopaedics | Trauma - Extramedullary fixation | Locking/combination plate | Locking/combination plate - Tibia | Arthrex Inc. | POSTERIOR DISTAL TIBIA PLATE, SS, 5H | AR-8963P-05 | Standalone | DE0504980 | Patients requiring fracture fixation or orthopaedic corrective surgery
Orthopaedics | Trauma - Extramedullary fixation | Locking/combination plate | Locking/combination plate - Tibia | Arthrex Inc. | POSTERIOR DISTAL TIBIA PLATE, SS, 7H | AR-8963P-07 | Standalone | DE0504980 | Patients requiring fracture fixation or orthopaedic corrective surgery
Orthopaedics | Trauma - Extramedullary fixation | Locking/combination plate | Locking/combination plate - Tibia | Arthrex Inc. | POSTERIOR DISTAL TIBIA PLATE, SS, 9H | AR-8963P-09 | Standalone | DE0504980 | Patients requiring fracture fixation or orthopaedic corrective surgery
Orthopaedics | Trauma - Extramedullary fixation | Plate accessories | Locking screw | Acumed | 2.3mm X 24mm Lkg Variable Angle Screw | 30-2324 | Standalone | DE0016490 | Patients requiring fracture fixation or orthopaedic corrective surgery
Orthopaedics | Trauma - Extramedullary fixation | Plate accessories | Locking screw | Acumed | 2.3mm X 26mm Lkg Variable Angle Screw | 30-2326 | Standalone | DE0016490 | Patients requiring fracture fixation or orthopaedic corrective surgery
Orthopaedics | Trauma - Extramedullary fixation | Plate accessories | Locking screw | Acumed | 2.3mm X 28mm Lkg Variable Angle Screw | 30-2328 | Standalone | DE0016490 | Patients requiring fracture fixation or orthopaedic corrective surgery
Orthopaedics | Trauma - Extramedullary fixation | Plate accessories | Non-locking screw | Acumed | 2.3mm X 8mm Non-Tog Cortical Screw | CO-N2308 | Standalone | DE0016490 | Patients requiring fracture fixation or orthopaedic corrective surgery
Orthopaedics | Trauma - Extramedullary fixation | Plate accessories | Locking screw | Wright Medical-Arlington | LOCKING LG HD SCREW 2.7X12MM | 58802712 | Standalone | DE0503678 | Patients requiring fracture fixation or orthopaedic corrective surgery
Orthopaedics | Trauma - Extramedullary fixation | Plate accessories | Locking screw | Wright Medical-Arlington | LOCKING LG HD SCREW 2.7X14MM | 58802714 | Standalone | DE0503678 | Patients requiring fracture fixation or orthopaedic corrective surgery
Orthopaedics | Trauma - Extramedullary fixation | Plate accessories | Non-locking screw | Acumed | 2.3mm X 20mm Non-Tog Cortical Screw | CO-N2320 | Standalone | DE0016490 | Patients requiring fracture fixation or orthopaedic corrective surgery
Orthopaedics | Trauma - Extramedullary fixation | Plate accessories | Locking screw | Wright Medical-Arlington | LOCKING LG HD SCREW 2.7X16MM | 58802716 | Standalone | DE0503678 | Patients requiring fracture fixation or orthopaedic corrective surgery
Orthopaedics | Trauma - Extramedullary fixation | Plate accessories | Non-locking screw | Acumed | 2.3mm X 24mm Non-Tog Cortical Screw | CO-N2324 | Standalone | DE0016490 | Patients requiring fracture fixation or orthopaedic corrective surgery
Orthopaedics | Trauma - Extramedullary fixation | Plate accessories | Non-locking screw | Acumed | 2.3mm X 26mm Non-Tog Cortical Screw | CO-N2326 | Standalone | DE0016490 | Patients requiring fracture fixation or orthopaedic corrective surgery
Orthopaedics | Trauma - Extramedullary fixation | Plate accessories | Non-locking screw | Acumed | 2.3mm X 28mm Non-Tog Cortical Screw | CO-N2328 | Standalone | DE0016490 | Patients requiring fracture fixation or orthopaedic corrective surgery
Orthopaedics | Trauma - Extramedullary fixation | Plate accessories | Non-locking screw | Acumed | 2.3mm X 30mm Non-Tog Cortical Screw | CO-N2330 | Standalone | DE0016490 | Patients requiring fracture fixation or orthopaedic corrective surgery
Orthopaedics | Trauma - Extramedullary fixation | Plate accessories | Non-locking screw | Acumed | 2.3mm X 32mm Non-Tog Cortical Screw | CO-N2332 | Standalone | DE0016490 | Patients requiring fracture fixation or orthopaedic corrective surgery
Orthopaedics | Trauma - Extramedullary fixation | Plate accessories | Non-locking screw | Acumed | 2.3mm X 34mm Non-Tog Cortical Screw | CO-N2334 | Standalone | DE0016490 | Patients requiring fracture fixation or orthopaedic corrective surgery
Orthopaedics | Trauma - Extramedullary fixation | Plate accessories | Locking screw | Wright Medical-Arlington | LOCKING LG HD SCREW 2.7X18MM | 58802718 | Standalone | DE0503678 | Patients requiring fracture fixation or orthopaedic corrective surgery
Orthopaedics | Trauma - Extramedullary fixation | Plate accessories | Locking screw | Wright Medical-Arlington | LOCKING LG HD SCREW 2.7X20MM | 58802720 | Standalone | DE0503678 | Patients requiring fracture fixation or orthopaedic corrective surgery
Orthopaedics | Trauma - Extramedullary fixation | Plate accessories | Locking screw | Wright Medical-Arlington | LOCKING SCREW 3.5 X 10MM | 58803510 | Standalone | DE0503678 | Patients requiring fracture fixation or orthopaedic corrective surgery
Orthopaedics | Trauma - Extramedullary fixation | Plate accessories | Locking screw | Wright Medical-Arlington | LOCKING SCREW 3.5 X 12MM | 58803512 | Standalone | DE0503678 | Patients requiring fracture fixation or orthopaedic corrective surgery
Orthopaedics | Trauma - Extramedullary fixation | Plate accessories | Locking screw | Wright Medical-Arlington | LOCKING SCREW 3.5 X 14MM | 58803514 | Standalone | DE0503678 | Patients requiring fracture fixation or orthopaedic corrective surgery
Orthopaedics | Trauma - Extramedullary fixation | Plate accessories | Locking screw | Wright Medical-Arlington | LOCKING SCREW 3.5 X 16MM | 58803516 | Standalone | DE0503678 | Patients requiring fracture fixation or orthopaedic corrective surgery
Orthopaedics | Trauma - Extramedullary fixation | Plate accessories | Locking screw | Wright Medical-Arlington | LOCKING SCREW 3.5 X 18MM | 58803518 | Standalone | DE0503678 | Patients requiring fracture fixation or orthopaedic corrective surgery
Orthopaedics | Trauma - Extramedullary fixation | Plate accessories | Locking screw | Wright Medical-Arlington | LOCKING SCREW 3.5 X 20MM | 58803520 | Standalone | DE0503678 | Patients requiring fracture fixation or orthopaedic corrective surgery
Orthopaedics | Trauma - Extramedullary fixation | Plate accessories | Locking screw | Acumed | 2.3mm X 24mm Locking Cortical Screw | CO-T2324 | Standalone | DE0016490 | Patients requiring fracture fixation or orthopaedic corrective surgery
Orthopaedics | Trauma - Extramedullary fixation | Plate accessories | Locking screw | Acumed | 2.3mm X 26mm Locking Cortical Screw | CO-T2326 | Standalone | DE0016490 | Patients requiring fracture fixation or orthopaedic corrective surgery
Orthopaedics | Trauma - Extramedullary fixation | Plate accessories | Locking screw | Acumed | 2.3mm X 28mm Locking Cortical Screw | CO-T2328 | Standalone | DE0016490 | Patients requiring fracture fixation or orthopaedic corrective surgery
Orthopaedics | Trauma - Extramedullary fixation | Plate accessories | Locking screw | Acumed | 2.3mm X 30mm Locking Cortical Screw | CO-T2330 | Standalone | DE0016490 | Patients requiring fracture fixation or orthopaedic corrective surgery
Orthopaedics | Trauma - Extramedullary fixation | Plate accessories | Locking screw | Acumed | 2.3mm X 32mm Locking Cortical Screw | CO-T2332 | Standalone | DE0016490 | Patients requiring fracture fixation or orthopaedic corrective surgery
Orthopaedics | Trauma - Extramedullary fixation | Plate accessories | Locking screw | Acumed | 2.3mm X 34mm Locking Cortical Screw | CO-T2334 | Standalone | DE0016490 | Patients requiring fracture fixation or orthopaedic corrective surgery
Orthopaedics | Trauma - Extramedullary fixation | Plate accessories | Locking screw | Wright Medical-Arlington | LOCKING SCREW 3.5 X 30MM | 58803530 | Standalone | DE0503678 | Patients requiring fracture fixation or orthopaedic corrective surgery
Orthopaedics | Trauma - Extramedullary fixation | Plate accessories | Non-locking screw | Wright Medical-Arlington | LOW-PRO CORT SCREW 3.5 X 12MM | 58813512 | Standalone | DE0503678 | Patients requiring fracture fixation or orthopaedic corrective surgery
Orthopaedics | Trauma - Extramedullary fixation | Plate accessories | Non-locking screw | Wright Medical-Arlington | LOW-PRO CORT SCREW 3.5 X 14MM | 58813514 | Standalone | DE0503678 | Patients requiring fracture fixation or orthopaedic corrective surgery
Orthopaedics | Trauma - Extramedullary fixation | Plate accessories | Non-locking screw | Wright Medical-Arlington | LOW-PRO CORT SCREW 3.5 X 18MM | 58813518 | Standalone | DE0503678 | Patients requiring fracture fixation or orthopaedic corrective surgery
Orthopaedics | Trauma - Extramedullary fixation | Fixation screw | Headless compression screw | Acumed | 10.0mm Micro Acutrak 2 Bone Screw | AT2-C10-S | Standalone | DE0016363 | Patients requiring fracture fixation or orthopaedic corrective surgery
Orthopaedics | Trauma - Extramedullary fixation | Fixation screw | Headless compression screw | Acumed | 16.0mm Mini Acutrak 2 Bone Screw | AT2-M16-S | Standalone | DE0016363 | Patients requiring fracture fixation or orthopaedic corrective surgery
Orthopaedics | Trauma - Extramedullary fixation | Fixation screw | Headless compression screw | Acumed | 18.0mm Mini Acutrak 2 Bone Screw | AT2-M18-S | Standalone | DE0016363 | Patients requiring fracture fixation or orthopaedic corrective surgery
Orthopaedics | Trauma - Extramedullary fixation | Fixation screw | Headless compression screw | Acumed | 20.0mm Mini Acutrak 2 Bone Screw | AT2-M20-S | Standalone | DE0016363 | Patients requiring fracture fixation or orthopaedic corrective surgery
Orthopaedics | Trauma - Extramedullary fixation | Fixation screw | Headless compression screw | Acumed | 22.0mm Mini Acutrak 2 Bone Screw | AT2-M22-S | Standalone | DE0016363 | Patients requiring fracture fixation or orthopaedic corrective surgery
Orthopaedics | Trauma - Extramedullary fixation | Fixation screw | Headless compression screw | Acumed | 24.0mm Mini Acutrak 2 Bone Screw | AT2-M24-S | Standalone | DE0016363 | Patients requiring fracture fixation or orthopaedic corrective surgery
Orthopaedics | Trauma - Extramedullary fixation | Fixation screw | Headless compression screw | Acumed | 28.0mm Mini Acutrak 2 Bone Screw | AT2-M28-S | Standalone | DE0016363 | Patients requiring fracture fixation or orthopaedic corrective surgery
Orthopaedics | Trauma - Extramedullary fixation | Fixation screw | Headless compression screw | Acumed | 16.0mm Standard Acutrak 2 Bone Screw | AT2-S16-S | Standalone | DE0016363 | Patients requiring fracture fixation or orthopaedic corrective surgery
Orthopaedics | Trauma - Extramedullary fixation | Fixation screw | Headless compression screw | Acumed | 18.0mm Standard Acutrak 2 Bone Screw | AT2-S18-S | Standalone | DE0016363 | Patients requiring fracture fixation or orthopaedic corrective surgery
Orthopaedics | Trauma - Extramedullary fixation | Fixation screw | Headless compression screw | Acumed | 20.0mm Standard Acutrak 2 Bone Screw | AT2-S20-S | Standalone | DE0016363 | Patients requiring fracture fixation or orthopaedic corrective surgery
Orthopaedics | Trauma - Extramedullary fixation | Fixation screw | Headless compression screw | Acumed | 22.0mm Standard Acutrak 2 Bone Screw | AT2-S22-S | Standalone | DE0016363 | Patients requiring fracture fixation or orthopaedic corrective surgery
Orthopaedics | Trauma - Extramedullary fixation | Plate accessories | Locking screw | Wright Medical-Arlington | LOCKING LG HD SCREW 2.7X10MM | 58802710 | Standalone | DE0503678 | Patients requiring fracture fixation or orthopaedic corrective surgery
Orthopaedics | Trauma - Extramedullary fixation | Fixation screw | Headless compression screw | Spine-France | AUTOFIX 6.5X45MM T25 TI | 241-6545 | Standalone | DE0006937 | Patients requiring fracture fixation or orthopaedic corrective surgery
Orthopaedics | Trauma - Extramedullary fixation | Fixation screw | Headless compression screw | Spine-France | AUTOFIX 6.5X50MM T25 TI | 241-6550 | Standalone | DE0006937 | Patients requiring fracture fixation or orthopaedic corrective surgery
Orthopaedics | Trauma - Extramedullary fixation | Fixation screw | Headless compression screw | Spine-France | AUTOFIX 6.5X55MM T25 TI | 241-6555 | Standalone | DE0006937 | Patients requiring fracture fixation or orthopaedic corrective surgery
Orthopaedics | Trauma - Extramedullary fixation | Fixation screw | Headless compression screw | Spine-France | AUTOFIX 6.5X60MM T25 TI | 241-6560 | Standalone | DE0006937 | Patients requiring fracture fixation or orthopaedic corrective surgery
Orthopaedics | Trauma - Extramedullary fixation | Fixation screw | Headless compression screw | Spine-France | AUTOFIX 6.5X65MM T25 TI | 241-6565 | Standalone | DE0006937 | Patients requiring fracture fixation or orthopaedic corrective surgery
Orthopaedics | Trauma - Extramedullary fixation | Plate accessories | Locking screw | Wright Medical-Arlington | LOCKING LG HD SCREW 2.7X22MM | 58802722 | Standalone | DE0503678 | Patients requiring fracture fixation or orthopaedic corrective surgery
Orthopaedics | Trauma - Extramedullary fixation | Plate accessories | Locking screw | Wright Medical-Arlington | LOCKING LG HD SCREW 2.7X24MM | 58802724 | Standalone | DE0503678 | Patients requiring fracture fixation or orthopaedic corrective surgery
Orthopaedics | Trauma - Extramedullary fixation | Plate accessories | Locking screw | Wright Medical-Arlington | LOCKING LG HD SCREW 2.7X26MM | 58802726 | Standalone | DE0503678 | Patients requiring fracture fixation or orthopaedic corrective surgery
Orthopaedics | Trauma - Extramedullary fixation | Plate accessories | Locking screw | Wright Medical-Arlington | LOCKING LG HD SCREW 2.7X28MM | 58802728 | Standalone | DE0503678 | Patients requiring fracture fixation or orthopaedic corrective surgery
Orthopaedics | Trauma - Extramedullary fixation | Plate accessories | Locking screw | Wright Medical-Arlington | LOCKING LG HD SCREW 2.7X30MM | 58802730 | Standalone | DE0503678 | Patients requiring fracture fixation or orthopaedic corrective surgery
Orthopaedics | Trauma - Extramedullary fixation | Fixation screw | Headless compression screw | Spine-France | AUTOFIX 6.5X70MM T25 TI | 241-6570 | Standalone | DE0006937 | Patients requiring fracture fixation or orthopaedic corrective surgery
Orthopaedics | Trauma - Extramedullary fixation | Fixation screw | Headless compression screw | Spine-France | AUTOFIX 6.5X75MM T25 TI | 241-6575 | Standalone | DE0006937 | Patients requiring fracture fixation or orthopaedic corrective surgery
Orthopaedics | Trauma - Extramedullary fixation | Fixation screw | Headless compression screw | Spine-France | AUTOFIX 6.5X80MM T25 TI | 241-6580 | Standalone | DE0006937 | Patients requiring fracture fixation or orthopaedic corrective surgery
Orthopaedics | Trauma - Extramedullary fixation | Fixation screw | Headless compression screw | Spine-France | AUTOFIX 6.5X85MM T25 TI | 241-6585 | Standalone | DE0006937 | Patients requiring fracture fixation or orthopaedic corrective surgery
Orthopaedics | Trauma - Extramedullary fixation | Plate accessories | Locking screw | Wright Medical-Arlington | LOCKING SCREW 3.5 X 22MM | 58803522 | Standalone | DE0503678 | Patients requiring fracture fixation or orthopaedic corrective surgery
Orthopaedics | Trauma - Extramedullary fixation | Plate accessories | Locking screw | Wright Medical-Arlington | LOCKING SCREW 3.5 X 24MM | 58803524 | Standalone | DE0503678 | Patients requiring fracture fixation or orthopaedic corrective surgery
Orthopaedics | Trauma - Extramedullary fixation | Plate accessories | Locking screw | Wright Medical-Arlington | LOCKING SCREW 3.5 X 26MM | 58803526 | Standalone | DE0503678 | Patients requiring fracture fixation or orthopaedic corrective surgery
Orthopaedics | Trauma - Extramedullary fixation | Plate accessories | Locking screw | Wright Medical-Arlington | LOCKING SCREW 3.5 X 28MM | 58803528 | Standalone | DE0503678 | Patients requiring fracture fixation or orthopaedic corrective surgery
Orthopaedics | Trauma - Extramedullary fixation | Plate accessories | Locking screw | Wright Medical-Arlington | LOCKING SCREW 3.5 X 32MM | 58803532 | Standalone | DE0503678 | Patients requiring fracture fixation or orthopaedic corrective surgery
Orthopaedics | Trauma - Extramedullary fixation | Plate accessories | Locking screw | Wright Medical-Arlington | LOCKING SCREW 3.5 X 34MM | 58803534 | Standalone | DE0503678 | Patients requiring fracture fixation or orthopaedic corrective surgery
Orthopaedics | Trauma - Extramedullary fixation | Plate accessories | Locking screw | Wright Medical-Arlington | LOCKING SCREW 3.5 X 36MM | 58803536 | Standalone | DE0503678 | Patients requiring fracture fixation or orthopaedic corrective surgery
Orthopaedics | Trauma - Extramedullary fixation | Plate accessories | Locking screw | Wright Medical-Arlington | LOCKING SCREW 3.5 X 38MM | 58803538 | Standalone | DE0503678 | Patients requiring fracture fixation or orthopaedic corrective surgery
Orthopaedics | Trauma - Extramedullary fixation | Plate accessories | Locking screw | Wright Medical-Arlington | LOCKING SCREW 3.5 X 40MM | 58803540 | Standalone | DE0503678 | Patients requiring fracture fixation or orthopaedic corrective surgery
Orthopaedics | Trauma - Extramedullary fixation | Plate accessories | Non-locking screw | Wright Medical-Arlington | LOW-PRO CORT SCREW 3.5 X 10MM | 58813510 | Standalone | DE0503678 | Patients requiring fracture fixation or orthopaedic corrective surgery
Orthopaedics | Trauma - Extramedullary fixation | Plate accessories | Non-locking screw | Wright Medical-Arlington | LOW-PRO CORT SCREW 3.5 X 16MM | 58813516 | Standalone | DE0503678 | Patients requiring fracture fixation or orthopaedic corrective surgery
Orthopaedics | Trauma - Extramedullary fixation | Plate accessories | Non-locking screw | Wright Medical-Arlington | LOW-PRO CORT SCREW 3.5 X 20MM | 58813520 | Standalone | DE0503678 | Patients requiring fracture fixation or orthopaedic corrective surgery
Orthopaedics | Trauma - Extramedullary fixation | Plate accessories | Non-locking screw | Wright Medical-Arlington | LOW-PRO CORT SCREW 3.5 X 22MM | 58813522 | Standalone | DE0503678 | Patients requiring fracture fixation or orthopaedic corrective surgery
Orthopaedics | Trauma - Extramedullary fixation | Plate accessories | Non-locking screw | Wright Medical-Arlington | LOW-PRO CORT SCREW 3.5 X 24MM | 58813524 | Standalone | DE0503678 | Patients requiring fracture fixation or orthopaedic corrective surgery
Orthopaedics | Trauma - Extramedullary fixation | Plate accessories | Non-locking screw | Wright Medical-Arlington | LOW-PRO CORT SCREW 3.5 X 26MM | 58813526 | Standalone | DE0503678 | Patients requiring fracture fixation or orthopaedic corrective surgery
Orthopaedics | Trauma - Extramedullary fixation | Plate accessories | Non-locking screw | Wright Medical-Arlington | LOW-PRO CORT SCREW 3.5 X 28MM | 58813528 | Standalone | DE0503678 | Patients requiring fracture fixation or orthopaedic corrective surgery
Orthopaedics | Trauma - Extramedullary fixation | Plate accessories | Non-locking screw | Wright Medical-Arlington | LOW-PRO CORT SCREW 3.5 X 30MM | 58813530 | Standalone | DE0503678 | Patients requiring fracture fixation or orthopaedic corrective surgery
Orthopaedics | Trauma - Extramedullary fixation | Plate accessories | Non-locking screw | Wright Medical-Arlington | LOW-PRO CORT SCREW 3.5 X 32MM | 58813532 | Standalone | DE0503678 | Patients requiring fracture fixation or orthopaedic corrective surgery
Orthopaedics | Trauma - Extramedullary fixation | Plate accessories | Non-locking screw | Wright Medical-Arlington | LOW-PRO CORT SCREW 3.5 X 34MM | 58813534 | Standalone | DE0503678 | Patients requiring fracture fixation or orthopaedic corrective surgery
Orthopaedics | Trauma - Extramedullary fixation | Plate accessories | Non-locking screw | Wright Medical-Arlington | LOW-PRO CORT SCREW 3.5 X 36MM | 58813536 | Standalone | DE0503678 | Patients requiring fracture fixation or orthopaedic corrective surgery
Orthopaedics | Trauma - Extramedullary fixation | Plate accessories | Non-locking screw | Wright Medical-Arlington | LOW-PRO CORT SCREW 3.5 X 38MM | 58813538 | Standalone | DE0503678 | Patients requiring fracture fixation or orthopaedic corrective surgery
Orthopaedics | Trauma - Extramedullary fixation | Plate accessories | Non-locking screw | Wright Medical-Arlington | LOW-PRO CORT SCREW 3.5 X 40MM | 58813540 | Standalone | DE0503678 | Patients requiring fracture fixation or orthopaedic corrective surgery
Orthopaedics | Trauma - Extramedullary fixation | Locking/combination plate | Locking/combination plate - Foot/ankle | Wright Medical-Arlington | STRAIGHT TUBULAR PLATE 5 HOLE | 58880105 | Standalone | DE0503689 | Patients requiring fracture fixation or orthopaedic corrective surgery
Orthopaedics | Trauma - Extramedullary fixation | Locking/combination plate | Locking/combination plate - Foot/ankle | Wright Medical-Arlington | STRAIGHT TUBULAR PLATE 6 HOLE | 58880106 | Standalone | DE0503689 | Patients requiring fracture fixation or orthopaedic corrective surgery
Orthopaedics | Trauma - Extramedullary fixation | Locking/combination plate | Locking/combination plate - Foot/ankle | Wright Medical-Arlington | STRAIGHT TUBULAR PLATE 7 HOLE | 58880107 | Standalone | DE0503689 | Patients requiring fracture fixation or orthopaedic corrective surgery
Orthopaedics | Trauma - Extramedullary fixation | Locking/combination plate | Locking/combination plate - Foot/ankle | Wright Medical-Arlington | STRAIGHT TUBULAR PLATE 8 HOLE | 58880108 | Standalone | DE0503689 | Patients requiring fracture fixation or orthopaedic corrective surgery
Orthopaedics | Trauma - Extramedullary fixation | Locking/combination plate | Locking/combination plate - Foot/ankle | Wright Medical-Arlington | STRAIGHT TUBULAR PLATE 10 HOLE | 58880110 | Standalone | DE0503689 | Patients requiring fracture fixation or orthopaedic corrective surgery
Orthopaedics | Trauma - Extramedullary fixation | Locking/combination plate | Locking/combination plate - Foot/ankle | Wright Medical-Arlington | STRAIGHT TUBULAR PLATE 12 HOLE | 58880112 | Standalone | DE0503689 | Patients requiring fracture fixation or orthopaedic corrective surgery
Orthopaedics | Trauma - Extramedullary fixation | Plate accessories | Locking screw | Acumed | 2.3mm X 14mm Lkg Variable Angle Screw | 30-2314 | Standalone | DE0016490 | Patients requiring fracture fixation or orthopaedic corrective surgery
Orthopaedics | Trauma - Extramedullary fixation | Locking/combination plate | Locking/combination plate - Foot/ankle | Wright Medical-Arlington | MTP FUSION REVISION LT | 587338LT | Standalone | DE0503678 | Patients requiring fracture fixation or orthopaedic corrective surgery
Orthopaedics | Trauma - Extramedullary fixation | Locking/combination plate | Locking/combination plate - Foot/ankle | Wright Medical-Arlington | MTP FUSION REVISION RT | 587338RT | Standalone | DE0503678 | Patients requiring fracture fixation or orthopaedic corrective surgery
Orthopaedics | Trauma - Extramedullary fixation | Locking/combination plate | Locking/combination plate - Foot/ankle | Wright Medical-Arlington | MTP FUSION REVISION LARGE LT | 587439LT | Standalone | DE0503678 | Patients requiring fracture fixation or orthopaedic corrective surgery
Orthopaedics | Trauma - Extramedullary fixation | Locking/combination plate | Locking/combination plate - Foot/ankle | Wright Medical-Arlington | MTP FUSION REVISION LARGE RT | 587439RT | Standalone | DE0503678 | Patients requiring fracture fixation or orthopaedic corrective surgery
Orthopaedics | Trauma - Extramedullary fixation | Plate accessories | Locking screw | Acumed | 2.3mm X 16mm Lkg Variable Angle Screw | 30-2316 | Standalone | DE0016490 | Patients requiring fracture fixation or orthopaedic corrective surgery
Orthopaedics | Trauma - Extramedullary fixation | Plate accessories | Locking screw | Acumed | 2.3mm X 18mm Lkg Variable Angle Screw | 30-2318 | Standalone | DE0016490 | Patients requiring fracture fixation or orthopaedic corrective surgery
Orthopaedics | Trauma - Extramedullary fixation | Locking/combination plate | Locking/combination plate - Tibia | Wright Medical-Arlington | MEDIAL TIBIA PLATE LEFT SM | 5888801L | Standalone | DE0503689 | Patients requiring fracture fixation or orthopaedic corrective surgery
Orthopaedics | Trauma - Extramedullary fixation | Locking/combination plate | Locking/combination plate - Tibia | Wright Medical-Arlington | MEDIAL TIBIA PLATE RIGHT SM | 5888801R | Standalone | DE0503689 | Patients requiring fracture fixation or orthopaedic corrective surgery
Orthopaedics | Trauma - Extramedullary fixation | Plate accessories | Locking screw | Acumed | 2.3mm X 20mm Lkg Variable Angle Screw | 30-2320 | Standalone | DE0016490 | Patients requiring fracture fixation or orthopaedic corrective surgery
Orthopaedics | Trauma - Extramedullary fixation | Plate accessories | Locking screw | Acumed | 2.3mm X 22mm Lkg Variable Angle Screw | 30-2322 | Standalone | DE0016490 | Patients requiring fracture fixation or orthopaedic corrective surgery
Orthopaedics | Trauma - Extramedullary fixation | Plate accessories | Non-locking screw | Osteosynthesis-Freiburg | Bone Screw T7 2.7 x 16mm | 40-27016 | Standalone | DE0018739 | Patients requiring fracture fixation or orthopaedic corrective surgery
Orthopaedics | Trauma - Extramedullary fixation | Plate accessories | Non-locking screw | Osteosynthesis-Freiburg | Bone Screw T7 2.7 x 20mm | 40-27020 | Standalone | DE0018739 | Patients requiring fracture fixation or orthopaedic corrective surgery
Orthopaedics | Trauma - Extramedullary fixation | Plate accessories | Non-locking screw | Osteosynthesis-Freiburg | Bone Screw T7 2.7 x 22mm | 40-27022 | Standalone | DE0018739 | Patients requiring fracture fixation or orthopaedic corrective surgery
Orthopaedics | Trauma - Extramedullary fixation | Plate accessories | Non-locking screw | Osteosynthesis-Freiburg | Bone Screw T7 2.7 x 24mm | 40-27024 | Standalone | DE0018739 | Patients requiring fracture fixation or orthopaedic corrective surgery
Orthopaedics | Trauma - Extramedullary fixation | Plate accessories | Locking screw | Osteosynthesis-Freiburg | Locking Screw T7 2.7 x 10mm | 40-27610 | Standalone | DE0018739 | Patients requiring fracture fixation or orthopaedic corrective surgery
Orthopaedics | Trauma - Extramedullary fixation | Plate accessories | Locking screw | Osteosynthesis-Freiburg | Locking Screw T7 2.7 x 12mm | 40-27612 | Standalone | DE0018739 | Patients requiring fracture fixation or orthopaedic corrective surgery
Orthopaedics | Trauma - Extramedullary fixation | Plate accessories | Locking screw | Osteosynthesis-Freiburg | Locking Screw T7 2.7 x 14mm | 40-27614 | Standalone | DE0018739 | Patients requiring fracture fixation or orthopaedic corrective surgery
Orthopaedics | Trauma - Extramedullary fixation | Plate accessories | Locking screw | Osteosynthesis-Freiburg | Locking Screw T7 2.7 x 16mm | 40-27616 | Standalone | DE0018739 | Patients requiring fracture fixation or orthopaedic corrective surgery
Orthopaedics | Trauma - Extramedullary fixation | Plate accessories | Locking screw | Osteosynthesis-Freiburg | Locking Screw T7 2.7 x 18mm | 40-27618 | Standalone | DE0018739 | Patients requiring fracture fixation or orthopaedic corrective surgery
Orthopaedics | Trauma - Extramedullary fixation | Plate accessories | Locking screw | Osteosynthesis-Freiburg | Locking Screw T7 2.7 x 20mm | 40-27620 | Standalone | DE0018739 | Patients requiring fracture fixation or orthopaedic corrective surgery
Orthopaedics | Trauma - Extramedullary fixation | Plate accessories | Locking screw | Osteosynthesis-Freiburg | Locking Screw T7 2.7 x 22mm | 40-27622 | Standalone | DE0018739 | Patients requiring fracture fixation or orthopaedic corrective surgery
Orthopaedics | Trauma - Extramedullary fixation | Plate accessories | Locking screw | Osteosynthesis-Freiburg | Locking Screw T7 2.7 x 24mm | 40-27624 | Standalone | DE0018739 | Patients requiring fracture fixation or orthopaedic corrective surgery
Orthopaedics | Trauma - Extramedullary fixation | Plate accessories | Non-locking screw | Osteosynthesis-Freiburg | Bone Screw T10 3.5 x 10mm | 40-35010 | Standalone | DE0018739 | Patients requiring fracture fixation or orthopaedic corrective surgery
Orthopaedics | Trauma - Extramedullary fixation | Plate accessories | Non-locking screw | Osteosynthesis-Freiburg | Bone Screw T10 3.5 x 12mm | 40-35012 | Standalone | DE0018739 | Patients requiring fracture fixation or orthopaedic corrective surgery
Orthopaedics | Trauma - Extramedullary fixation | Plate accessories | Non-locking screw | Osteosynthesis-Freiburg | Bone Screw T10 3.5 x 14mm | 40-35014 | Standalone | DE0018739 | Patients requiring fracture fixation or orthopaedic corrective surgery
Orthopaedics | Trauma - Extramedullary fixation | Plate accessories | Non-locking screw | Osteosynthesis-Freiburg | Bone Screw T10 3.5 x 18mm | 40-35018 | Standalone | DE0018739 | Patients requiring fracture fixation or orthopaedic corrective surgery
Orthopaedics | Trauma - Extramedullary fixation | Plate accessories | Locking screw | Osteosynthesis-Freiburg | Locking Screw T10 3.5 x 10mm | 40-35610 | Standalone | DE0018739 | Patients requiring fracture fixation or orthopaedic corrective surgery
Orthopaedics | Trauma - Extramedullary fixation | Plate accessories | Locking screw | Osteosynthesis-Freiburg | Locking Screw T10 3.5 x 12mm | 40-35612 | Standalone | DE0018739 | Patients requiring fracture fixation or orthopaedic corrective surgery
Orthopaedics | Trauma - Extramedullary fixation | Plate accessories | Locking screw | Osteosynthesis-Freiburg | Locking Screw T10 3.5 x 14mm | 40-35614 | Standalone | DE0018739 | Patients requiring fracture fixation or orthopaedic corrective surgery
Orthopaedics | Trauma - Extramedullary fixation | Plate accessories | Locking screw | Osteosynthesis-Freiburg | Locking Screw T10 3.5 x 16mm | 40-35616 | Standalone | DE0018739 | Patients requiring fracture fixation or orthopaedic corrective surgery
Orthopaedics | Trauma - Extramedullary fixation | Plate accessories | Locking screw | Osteosynthesis-Freiburg | Locking Screw T10 3.5 x 18mm | 40-35618 | Standalone | DE0018739 | Patients requiring fracture fixation or orthopaedic corrective surgery
Orthopaedics | Trauma - Extramedullary fixation | Plate accessories | Locking screw | Osteosynthesis-Freiburg | Locking Screw T10 3.5 x 20mm | 40-35620 | Standalone | DE0018739 | Patients requiring fracture fixation or orthopaedic corrective surgery
Orthopaedics | Trauma - Extramedullary fixation | Plate accessories | Locking screw | Osteosynthesis-Freiburg | Locking Screw T10 3.5 x 22mm | 40-35622 | Standalone | DE0018739 | Patients requiring fracture fixation or orthopaedic corrective surgery
Orthopaedics | Trauma - Extramedullary fixation | Plate accessories | Locking screw | Osteosynthesis-Freiburg | Locking Screw T10 3.5 x 24mm | 40-35624 | Standalone | DE0018739 | Patients requiring fracture fixation or orthopaedic corrective surgery
Orthopaedics | Trauma - Extramedullary fixation | Plate accessories | Locking screw | Osteosynthesis-Freiburg | Locking Screw T10 3.5 x 26mm | 40-35626 | Standalone | DE0018739 | Patients requiring fracture fixation or orthopaedic corrective surgery
Orthopaedics | Trauma - Extramedullary fixation | Plate accessories | Locking screw | Osteosynthesis-Freiburg | Locking Screw T10 3.5 x 28mm | 40-35628 | Standalone | DE0018739 | Patients requiring fracture fixation or orthopaedic corrective surgery
Orthopaedics | Trauma - Extramedullary fixation | Plate accessories | Locking screw | Osteosynthesis-Freiburg | Locking Screw T10 3.5 x 30mm | 40-35630 | Standalone | DE0018739 | Patients requiring fracture fixation or orthopaedic corrective surgery
Orthopaedics | Trauma - Extramedullary fixation | Plate accessories | Other plate accessories (e.g. nut, washer, etc) | Osteosynthesis-Freiburg | Washer for 3.5mm screw | 40-35900 | Standalone | DE0018739 | Patients requiring fracture fixation or orthopaedic corrective surgery
Orthopaedics | Trauma - Extramedullary fixation | Locking/combination plate | Locking/combination plate - Ulna | Acumed | Acu-Loc VDU Plate Left Long | 70-0047 | Standalone | DE0016490 | Patients requiring fracture fixation or orthopaedic corrective surgery
Orthopaedics | Trauma - Extramedullary fixation | Locking/combination plate | Locking/combination plate - Ulna | Acumed | Acu-Loc VDU Plate Right Long | 70-0048 | Standalone | DE0016490 | Patients requiring fracture fixation or orthopaedic corrective surgery
Orthopaedics | Trauma - Extramedullary fixation | Fixation screw | Headless compression screw | Acumed | 8.0mm Micro Acutrak 2 Bone Screw | AT2-C08-S | Standalone | DE0016363 | Patients requiring fracture fixation or orthopaedic corrective surgery
Orthopaedics | Trauma - Extramedullary fixation | Fixation screw | Headless compression screw | Acumed | 12.0mm Micro Acutrak 2 Bone Screw | AT2-C12-S | Standalone | DE0016363 | Patients requiring fracture fixation or orthopaedic corrective surgery
Orthopaedics | Trauma - Extramedullary fixation | Fixation screw | Headless compression screw | Acumed | 14.0mm Micro Acutrak 2 Bone Screw | AT2-C14-S | Standalone | DE0016363 | Patients requiring fracture fixation or orthopaedic corrective surgery
Orthopaedics | Trauma - Extramedullary fixation | Fixation screw | Headless compression screw | Acumed | 16.0mm Micro Acutrak 2 Bone Screw | AT2-C16-S | Standalone | DE0016363 | Patients requiring fracture fixation or orthopaedic corrective surgery
Orthopaedics | Trauma - Extramedullary fixation | Fixation screw | Headless compression screw | Acumed | 18.0mm Micro Acutrak 2 Bone Screw | AT2-C18-S | Standalone | DE0016363 | Patients requiring fracture fixation or orthopaedic corrective surgery
Orthopaedics | Trauma - Extramedullary fixation | Fixation screw | Headless compression screw | Acumed | 20.0mm Micro Acutrak 2 Bone Screw | AT2-C20-S | Standalone | DE0016363 | Patients requiring fracture fixation or orthopaedic corrective surgery
Orthopaedics | Trauma - Extramedullary fixation | Fixation screw | Headless compression screw | Acumed | 22.0 mm Micro Acutrak 2 Bone Screw | AT2-C22-S | Standalone | DE0016363 | Patients requiring fracture fixation or orthopaedic corrective surgery
Orthopaedics | Trauma - Extramedullary fixation | Fixation screw | Headless compression screw | Acumed | 24.0 mm Micro Acutrak 2 Bone Screw | AT2-C24-S | Standalone | DE0016363 | Patients requiring fracture fixation or orthopaedic corrective surgery
Orthopaedics | Trauma - Extramedullary fixation | Fixation screw | Headless compression screw | Acumed | 26.0 mm Micro Acutrak 2 Bone Screw | AT2-C26-S | Standalone | DE0016363 | Patients requiring fracture fixation or orthopaedic corrective surgery
Orthopaedics | Trauma - Extramedullary fixation | Fixation screw | Headless compression screw | Acumed | 28.0 mm Micro Acutrak 2 Bone Screw | AT2-C28-S | Standalone | DE0016363 | Patients requiring fracture fixation or orthopaedic corrective surgery
Orthopaedics | Trauma - Extramedullary fixation | Fixation screw | Headless compression screw | Acumed | 30.0 mm Micro Acutrak 2 Bone Screw | AT2-C30-S | Standalone | DE0016363 | Patients requiring fracture fixation or orthopaedic corrective surgery
Orthopaedics | Trauma - Extramedullary fixation | Fixation screw | Headless compression screw | Acumed | 26.0mm Mini Acutrak 2 Bone Screw | AT2-M26-S | Standalone | DE0016363 | Patients requiring fracture fixation or orthopaedic corrective surgery
Orthopaedics | Trauma - Extramedullary fixation | Fixation screw | Headless compression screw | Acumed | 30.0mm Mini Acutrak 2 Bone Screw | AT2-M30-S | Standalone | DE0016363 | Patients requiring fracture fixation or orthopaedic corrective surgery
Orthopaedics | Trauma - Extramedullary fixation | Fixation screw | Headless compression screw | Acumed | 24.0mm Standard Acutrak 2 Bone Screw | AT2-S24-S | Standalone | DE0016363 | Patients requiring fracture fixation or orthopaedic corrective surgery
Orthopaedics | Trauma - Extramedullary fixation | Fixation screw | Headless compression screw | Acumed | 26.0mm Standard Acutrak 2 Bone Screw | AT2-S26-S | Standalone | DE0016363 | Patients requiring fracture fixation or orthopaedic corrective surgery
Orthopaedics | Trauma - Extramedullary fixation | Fixation screw | Headless compression screw | Acumed | 28.0mm Standard Acutrak 2 Bone Screw | AT2-S28-S | Standalone | DE0016363 | Patients requiring fracture fixation or orthopaedic corrective surgery
Orthopaedics | Trauma - Extramedullary fixation | Fixation screw | Headless compression screw | Acumed | 30.0mm Standard Acutrak 2 Bone Screw | AT2-S30-S | Standalone | DE0016363 | Patients requiring fracture fixation or orthopaedic corrective surgery
Orthopaedics | Trauma - Extramedullary fixation | Fixation screw | Headless compression screw | Acumed | 32.0mm Standard Acutrak 2 Bone Screw | AT2-S32-S | Standalone | DE0016363 | Patients requiring fracture fixation or orthopaedic corrective surgery
Orthopaedics | Trauma - Extramedullary fixation | Fixation screw | Headless compression screw | Acumed | 34.0mm Standard Acutrak 2 Bone Screw | AT2-S34-S | Standalone | DE0016363 | Patients requiring fracture fixation or orthopaedic corrective surgery
Orthopaedics | Trauma - Extramedullary fixation | Plate accessories | Non-locking screw | Acumed | 3.5mm X 10.0mm Cortical Screw | CO-3100 | Standalone | DE0016490 | Patients requiring fracture fixation or orthopaedic corrective surgery
Orthopaedics | Trauma - Extramedullary fixation | Plate accessories | Non-locking screw | Acumed | 3.5mm X 12.0mm Cortical Screw | CO-3120 | Standalone | DE0016490 | Patients requiring fracture fixation or orthopaedic corrective surgery
Orthopaedics | Trauma - Extramedullary fixation | Plate accessories | Non-locking screw | Acumed | 3.5mm X 14.0mm Cortical Screw | CO-3140 | Standalone | DE0016490 | Patients requiring fracture fixation or orthopaedic corrective surgery
Orthopaedics | Trauma - Extramedullary fixation | Plate accessories | Non-locking screw | Acumed | 3.5mm X 16.0mm Cortical Screw | CO-3160 | Standalone | DE0016490 | Patients requiring fracture fixation or orthopaedic corrective surgery
Orthopaedics | Trauma - Extramedullary fixation | Plate accessories | Non-locking screw | Acumed | 3.5mm X 18.0mm Cortical Screw | CO-3180 | Standalone | DE0016490 | Patients requiring fracture fixation or orthopaedic corrective surgery
Orthopaedics | Trauma - Extramedullary fixation | Plate accessories | Locking screw | Acumed | 3.5mm x 8.0mm Locking Cortical Screw | COL-3080 | Standalone | DE0016490 | Patients requiring fracture fixation or orthopaedic corrective surgery
Orthopaedics | Trauma - Extramedullary fixation | Plate accessories | Locking screw | Acumed | 3.5mm x 10.0mm Locking Cortical Screw | COL-3100 | Standalone | DE0016490 | Patients requiring fracture fixation or orthopaedic corrective surgery
Orthopaedics | Trauma - Extramedullary fixation | Plate accessories | Locking screw | Acumed | 3.5mm x 12.0mm Locking Cortical Screw | COL-3120 | Standalone | DE0016490 | Patients requiring fracture fixation or orthopaedic corrective surgery
Orthopaedics | Trauma - Extramedullary fixation | Plate accessories | Locking screw | Acumed | 3.5mm x 14.0mm Locking Cortical Screw | COL-3140 | Standalone | DE0016490 | Patients requiring fracture fixation or orthopaedic corrective surgery
Orthopaedics | Trauma - Extramedullary fixation | Plate accessories | Locking screw | Acumed | 3.5mm x 16.0mm Locking Cortical Screw | COL-3160 | Standalone | DE0016490 | Patients requiring fracture fixation or orthopaedic corrective surgery
Orthopaedics | Trauma - Extramedullary fixation | Plate accessories | Locking screw | Acumed | 3.5mm x 18.0mm Locking Cortical Screw | COL-3180 | Standalone | DE0016490 | Patients requiring fracture fixation or orthopaedic corrective surgery
Orthopaedics | Trauma - Extramedullary fixation | Plate accessories | Non-locking screw | Acumed | 2.3mm X 10mm Non-Tog Cortical Screw | CO-N2310 | Standalone | DE0016490 | Patients requiring fracture fixation or orthopaedic corrective surgery
Orthopaedics | Trauma - Extramedullary fixation | Plate accessories | Non-locking screw | Acumed | 2.3mm X 12mm Non-Tog Cortical Screw | CO-N2312 | Standalone | DE0016490 | Patients requiring fracture fixation or orthopaedic corrective surgery
Orthopaedics | Trauma - Extramedullary fixation | Plate accessories | Non-locking screw | Acumed | 2.3mm X 14mm Non-Tog Cortical Screw | CO-N2314 | Standalone | DE0016490 | Patients requiring fracture fixation or orthopaedic corrective surgery
Orthopaedics | Trauma - Extramedullary fixation | Plate accessories | Non-locking screw | Osteosynthesis-Freiburg | Bone Screw, T10 Full Thread, 2.7mm/L10mm | 657110 | Standalone | DE0505500 | Patients requiring fracture fixation or orthopaedic corrective surgery
Orthopaedics | Trauma - Extramedullary fixation | Plate accessories | Non-locking screw | Osteosynthesis-Freiburg | Bone Screw, T10 Full Thread, 2.7mm/L12mm | 657112 | Standalone | DE0505500 | Patients requiring fracture fixation or orthopaedic corrective surgery
Orthopaedics | Trauma - Extramedullary fixation | Plate accessories | Non-locking screw | Osteosynthesis-Freiburg | Bone Screw, T10 Full Thread, 2.7mm/L14mm | 657114 | Standalone | DE0505500 | Patients requiring fracture fixation or orthopaedic corrective surgery
Orthopaedics | Trauma - Extramedullary fixation | Plate accessories | Non-locking screw | Osteosynthesis-Freiburg | Bone Screw, T10 Full Thread, 2.7mm/L16mm | 657116 | Standalone | DE0505500 | Patients requiring fracture fixation or orthopaedic corrective surgery
Orthopaedics | Trauma - Extramedullary fixation | Plate accessories | Non-locking screw | Osteosynthesis-Freiburg | Bone Screw, T10 Full Thread, 2.7mm/L18mm | 657118 | Standalone | DE0505500 | Patients requiring fracture fixation or orthopaedic corrective surgery
Orthopaedics | Trauma - Extramedullary fixation | Plate accessories | Non-locking screw | Osteosynthesis-Freiburg | Bone Screw, T10 Full Thread, 2.7mm/L20mm | 657120 | Standalone | DE0505500 | Patients requiring fracture fixation or orthopaedic corrective surgery
Orthopaedics | Trauma - Extramedullary fixation | Plate accessories | Non-locking screw | Osteosynthesis-Freiburg | Bone Screw, T10 Full Thread, 2.7mm/L22mm | 657122 | Standalone | DE0505500 | Patients requiring fracture fixation or orthopaedic corrective surgery
Orthopaedics | Trauma - Extramedullary fixation | Plate accessories | Non-locking screw | Osteosynthesis-Freiburg | Bone Screw, T10 Full Thread, 2.7mm/L24mm | 657124 | Standalone | DE0505500 | Patients requiring fracture fixation or orthopaedic corrective surgery
Orthopaedics | Trauma - Extramedullary fixation | Plate accessories | Non-locking screw | Osteosynthesis-Freiburg | Bone Screw, T10 Full Thread, 2.7mm/L26mm | 657126 | Standalone | DE0505500 | Patients requiring fracture fixation or orthopaedic corrective surgery
Orthopaedics | Trauma - Extramedullary fixation | Plate accessories | Non-locking screw | Osteosynthesis-Freiburg | Bone Screw, T10 Full Thread, 2.7mm/L28mm | 657128 | Standalone | DE0505500 | Patients requiring fracture fixation or orthopaedic corrective surgery
Orthopaedics | Trauma - Extramedullary fixation | Plate accessories | Non-locking screw | Osteosynthesis-Freiburg | Bone Screw, T10 Full Thread, 2.7mm/L30mm | 657130 | Standalone | DE0505500 | Patients requiring fracture fixation or orthopaedic corrective surgery
Orthopaedics | Trauma - Extramedullary fixation | Plate accessories | Non-locking screw | Osteosynthesis-Freiburg | Bone Screw, T10 Full Thread, 2.7mm/L32mm | 657132 | Standalone | DE0505500 | Patients requiring fracture fixation or orthopaedic corrective surgery
Orthopaedics | Trauma - Extramedullary fixation | Plate accessories | Non-locking screw | Osteosynthesis-Freiburg | Bone Screw, T10 Full Thread, 2.7mm/L34mm | 657134 | Standalone | DE0505500 | Patients requiring fracture fixation or orthopaedic corrective surgery
Orthopaedics | Trauma - Extramedullary fixation | Plate accessories | Non-locking screw | Osteosynthesis-Freiburg | Bone Screw, T10 Full Thread, 2.7mm/L36mm | 657136 | Standalone | DE0505500 | Patients requiring fracture fixation or orthopaedic corrective surgery
Orthopaedics | Trauma - Extramedullary fixation | Plate accessories | Non-locking screw | Osteosynthesis-Freiburg | Bone Screw, T10 Full Thread, 2.7mm/L38mm | 657138 | Standalone | DE0505500 | Patients requiring fracture fixation or orthopaedic corrective surgery
Orthopaedics | Trauma - Extramedullary fixation | Plate accessories | Non-locking screw | Osteosynthesis-Freiburg | Bone Screw, T10 Full Thread, 2.7mm/L40mm | 657140 | Standalone | DE0505500 | Patients requiring fracture fixation or orthopaedic corrective surgery
Orthopaedics | Trauma - Extramedullary fixation | Plate accessories | Non-locking screw | Osteosynthesis-Freiburg | Bone Screw, T10 Full Thread, 2.7mm/L42mm | 657142 | Standalone | DE0505500 | Patients requiring fracture fixation or orthopaedic corrective surgery
Orthopaedics | Trauma - Extramedullary fixation | Plate accessories | Non-locking screw | Osteosynthesis-Freiburg | Bone Screw, T10 Full Thread, 2.7mm/L44mm | 657144 | Standalone | DE0505500 | Patients requiring fracture fixation or orthopaedic corrective surgery
Orthopaedics | Trauma - Extramedullary fixation | Plate accessories | Non-locking screw | Osteosynthesis-Freiburg | Bone Screw, T10 Full Thread, 2.7mm/L46mm | 657146 | Standalone | DE0505500 | Patients requiring fracture fixation or orthopaedic corrective surgery
Orthopaedics | Trauma - Extramedullary fixation | Plate accessories | Non-locking screw | Osteosynthesis-Freiburg | Bone Screw, T10 Full Thread, 2.7mm/L48mm | 657148 | Standalone | DE0505500 | Patients requiring fracture fixation or orthopaedic corrective surgery
Orthopaedics | Trauma - Extramedullary fixation | Plate accessories | Non-locking screw | Osteosynthesis-Freiburg | Bone Screw, T10 Full Thread, 2.7mm/L50mm | 657150 | Standalone | DE0505500 | Patients requiring fracture fixation or orthopaedic corrective surgery
Orthopaedics | Trauma - Extramedullary fixation | Plate accessories | Non-locking screw | Osteosynthesis-Freiburg | Bone Screw, T10 Full Thread, 2.7mm/L55mm | 657155 | Standalone | DE0505500 | Patients requiring fracture fixation or orthopaedic corrective surgery
Orthopaedics | Trauma - Extramedullary fixation | Plate accessories | Non-locking screw | Osteosynthesis-Freiburg | Bone Screw, T10 Full Thread, 2.7mm/L60mm | 657160 | Standalone | DE0505500 | Patients requiring fracture fixation or orthopaedic corrective surgery
Orthopaedics | Trauma - Extramedullary fixation | Plate accessories | Non-locking screw | Osteosynthesis-Freiburg | Bone Screw, T10 Full Thread, 2.7mm/L65mm | 657165 | Standalone | DE0505500 | Patients requiring fracture fixation or orthopaedic corrective surgery
Orthopaedics | Trauma - Extramedullary fixation | Plate accessories | Non-locking screw | Osteosynthesis-Freiburg | Bone Screw, T10 Full Thread, 2.7mm/L70mm | 657170 | Standalone | DE0505500 | Patients requiring fracture fixation or orthopaedic corrective surgery
Orthopaedics | Trauma - Extramedullary fixation | Plate accessories | Non-locking screw | Osteosynthesis-Freiburg | Bone Screw, T10 Full Thread, 2.7mm/L8mm | 657108 | Standalone | DE0505500 | Patients requiring fracture fixation or orthopaedic corrective surgery
Orthopaedics | Trauma - Extramedullary fixation | Plate accessories | Non-locking screw | Osteosynthesis-Freiburg | Bone Screw, T8 Full Thread, 2.7mm/L10mm | 656410S | Standalone | DE0505500 | Patients requiring fracture fixation or orthopaedic corrective surgery
Orthopaedics | Trauma - Extramedullary fixation | Plate accessories | Non-locking screw | Osteosynthesis-Freiburg | Bone Screw, T8 Full Thread, 2.7mm/L12mm | 656412S | Standalone | DE0505500 | Patients requiring fracture fixation or orthopaedic corrective surgery
Orthopaedics | Trauma - Extramedullary fixation | Plate accessories | Non-locking screw | Osteosynthesis-Freiburg | Bone Screw, T8 Full Thread, 2.7mm/L14mm | 656414S | Standalone | DE0505500 | Patients requiring fracture fixation or orthopaedic corrective surgery
Orthopaedics | Trauma - Extramedullary fixation | Plate accessories | Non-locking screw | Osteosynthesis-Freiburg | Bone Screw, T8 Full Thread, 2.7mm/L16mm | 656416S | Standalone | DE0505500 | Patients requiring fracture fixation or orthopaedic corrective surgery
Orthopaedics | Trauma - Extramedullary fixation | Plate accessories | Non-locking screw | Osteosynthesis-Freiburg | Bone Screw, T8 Full Thread, 2.7mm/L18mm | 656418S | Standalone | DE0505500 | Patients requiring fracture fixation or orthopaedic corrective surgery
Orthopaedics | Trauma - Extramedullary fixation | Plate accessories | Non-locking screw | Osteosynthesis-Freiburg | Bone Screw, T8 Full Thread, 2.7mm/L20mm | 656420S | Standalone | DE0505500 | Patients requiring fracture fixation or orthopaedic corrective surgery
Orthopaedics | Trauma - Extramedullary fixation | Plate accessories | Non-locking screw | Osteosynthesis-Freiburg | Bone Screw, T8 Full Thread, 2.7mm/L22mm | 656422S | Standalone | DE0505500 | Patients requiring fracture fixation or orthopaedic corrective surgery
Orthopaedics | Trauma - Extramedullary fixation | Plate accessories | Non-locking screw | Osteosynthesis-Freiburg | Bone Screw, T8 Full Thread, 2.7mm/L24mm | 656424S | Standalone | DE0505500 | Patients requiring fracture fixation or orthopaedic corrective surgery
Orthopaedics | Trauma - Extramedullary fixation | Plate accessories | Non-locking screw | Osteosynthesis-Freiburg | Bone Screw, T8 Part.Thread, 2.7mm/L16mm | 656516 | Standalone | DE0505500 | Patients requiring fracture fixation or orthopaedic corrective surgery
Orthopaedics | Trauma - Extramedullary fixation | Plate accessories | Non-locking screw | Osteosynthesis-Freiburg | Bone Screw, T8 Part.Thread, 2.7mm/L18mm | 656518 | Standalone | DE0505500 | Patients requiring fracture fixation or orthopaedic corrective surgery
Orthopaedics | Trauma - Extramedullary fixation | Plate accessories | Non-locking screw | Osteosynthesis-Freiburg | Bone Screw, T8 Part.Thread, 2.7mm/L20mm | 656520 | Standalone | DE0505500 | Patients requiring fracture fixation or orthopaedic corrective surgery
Orthopaedics | Trauma - Extramedullary fixation | Plate accessories | Non-locking screw | Osteosynthesis-Freiburg | Bone Screw, T8 Part.Thread, 2.7mm/L22mm | 656522 | Standalone | DE0505500 | Patients requiring fracture fixation or orthopaedic corrective surgery
Orthopaedics | Trauma - Extramedullary fixation | Plate accessories | Non-locking screw | Osteosynthesis-Freiburg | Bone Screw, T8 Part.Thread, 2.7mm/L24mm | 656524 | Standalone | DE0505500 | Patients requiring fracture fixation or orthopaedic corrective surgery
Orthopaedics | Trauma - Extramedullary fixation | Plate accessories | Non-locking screw | Osteosynthesis-Freiburg | Bone Screw, T8 Part.Thread, 2.7mm/L26mm | 656526 | Standalone | DE0505500 | Patients requiring fracture fixation or orthopaedic corrective surgery
Orthopaedics | Trauma - Extramedullary fixation | Locking/combination plate | Locking/combination plate - General orthopaedic | Osteosynthesis-Selzach | One-Third Tubular Plate VariAx2 10 Hole / L119mm | 626680 | Standalone | DE0505500 | Patients requiring fracture fixation or orthopaedic corrective surgery
Orthopaedics | Trauma - Extramedullary fixation | Locking/combination plate | Locking/combination plate - General orthopaedic | Osteosynthesis-Selzach | One-Third Tubular Plate VariAx2 12 Hole / L143mm | 626682 | Standalone | DE0505500 | Patients requiring fracture fixation or orthopaedic corrective surgery
Orthopaedics | Trauma - Extramedullary fixation | Locking/combination plate | Locking/combination plate - General orthopaedic | Osteosynthesis-Selzach | One-Third Tubular Plate VariAx2 14 Hole / L167mm | 626684 | Standalone | DE0505500 | Patients requiring fracture fixation or orthopaedic corrective surgery
Orthopaedics | Trauma - Extramedullary fixation | Locking/combination plate | Locking/combination plate - General orthopaedic | Osteosynthesis-Selzach | One-Third Tubular Plate VariAx2 16 Hole / L191mm | 626686 | Standalone | DE0505500 | Patients requiring fracture fixation or orthopaedic corrective surgery
Orthopaedics | Trauma - Extramedullary fixation | Locking/combination plate | Locking/combination plate - General orthopaedic | Osteosynthesis-Selzach | One-Third Tubular Plate VariAx2 2 Hole / L23mm | 626672 | Standalone | DE0505500 | Patients requiring fracture fixation or orthopaedic corrective surgery
Orthopaedics | Trauma - Extramedullary fixation | Locking/combination plate | Locking/combination plate - General orthopaedic | Osteosynthesis-Selzach | One-Third Tubular Plate VariAx2 3 Hole / L35mm | 626673 | Standalone | DE0505500 | Patients requiring fracture fixation or orthopaedic corrective surgery
Orthopaedics | Trauma - Extramedullary fixation | Locking/combination plate | Locking/combination plate - General orthopaedic | Osteosynthesis-Selzach | One-Third Tubular Plate VariAx2 4 Hole / L47mm | 626674 | Standalone | DE0505500 | Patients requiring fracture fixation or orthopaedic corrective surgery
Orthopaedics | Trauma - Extramedullary fixation | Locking/combination plate | Locking/combination plate - General orthopaedic | Osteosynthesis-Selzach | One-Third Tubular Plate VariAx2 5 Hole / L59mm | 626675 | Standalone | DE0505500 | Patients requiring fracture fixation or orthopaedic corrective surgery
Orthopaedics | Trauma - Extramedullary fixation | Locking/combination plate | Locking/combination plate - General orthopaedic | Osteosynthesis-Selzach | One-Third Tubular Plate VariAx2 6 Hole / L71mm | 626676 | Standalone | DE0505500 | Patients requiring fracture fixation or orthopaedic corrective surgery
Orthopaedics | Trauma - Extramedullary fixation | Locking/combination plate | Locking/combination plate - General orthopaedic | Osteosynthesis-Selzach | One-Third Tubular Plate VariAx2 7 Hole / L83mm | 626677 | Standalone | DE0505500 | Patients requiring fracture fixation or orthopaedic corrective surgery
Orthopaedics | Trauma - Extramedullary fixation | Locking/combination plate | Locking/combination plate - General orthopaedic | Osteosynthesis-Selzach | One-Third Tubular Plate VariAx2 8 Hole / L95mm | 626678 | Standalone | DE0505500 | Patients requiring fracture fixation or orthopaedic corrective surgery
Orthopaedics | Trauma - Extramedullary fixation | Locking/combination plate | Locking/combination plate - General orthopaedic | Osteosynthesis-Selzach | One-Third Tubular Plate VariAx2 9 Hole / L107mm | 626679 | Standalone | DE0505500 | Patients requiring fracture fixation or orthopaedic corrective surgery
Orthopaedics | Trauma - Extramedullary fixation | Plate accessories | Non-locking screw | Acumed | 2.3mm X 16mm Non-Tog Cortical Screw | CO-N2316 | Standalone | DE0016490 | Patients requiring fracture fixation or orthopaedic corrective surgery
Orthopaedics | Trauma - Extramedullary fixation | Plate accessories | Non-locking screw | Acumed | 2.3mm X 18mm Non-Tog Cortical Screw | CO-N2318 | Standalone | DE0016490 | Patients requiring fracture fixation or orthopaedic corrective surgery
Orthopaedics | Trauma - Extramedullary fixation | Plate accessories | Non-locking screw | Acumed | 2.3mm X 22mm Non-Tog Cortical Screw | CO-N2322 | Standalone | DE0016490 | Patients requiring fracture fixation or orthopaedic corrective surgery
Orthopaedics | Trauma - Extramedullary fixation | Plate accessories | Locking screw | Acumed | 2.3mm X 8mm Locking Cortical Screw | CO-T2308 | Standalone | DE0016490 | Patients requiring fracture fixation or orthopaedic corrective surgery
Orthopaedics | Trauma - Extramedullary fixation | Plate accessories | Locking screw | Acumed | 2.3mm X 10mm Locking Cortical Screw | CO-T2310 | Standalone | DE0016490 | Patients requiring fracture fixation or orthopaedic corrective surgery
Orthopaedics | Trauma - Extramedullary fixation | Plate accessories | Locking screw | Acumed | 2.3mm X 12mm Locking Cortical Screw | CO-T2312 | Standalone | DE0016490 | Patients requiring fracture fixation or orthopaedic corrective surgery
Orthopaedics | Trauma - Extramedullary fixation | Plate accessories | Locking screw | Acumed | 2.3mm X 14mm Locking Cortical Screw | CO-T2314 | Standalone | DE0016490 | Patients requiring fracture fixation or orthopaedic corrective surgery
Orthopaedics | Trauma - Extramedullary fixation | Plate accessories | Locking screw | Acumed | 2.3mm X 16mm Locking Cortical Screw | CO-T2316 | Standalone | DE0016490 | Patients requiring fracture fixation or orthopaedic corrective surgery
Orthopaedics | Trauma - Extramedullary fixation | Plate accessories | Locking screw | Acumed | 2.3mm X 18mm Locking Cortical Screw | CO-T2318 | Standalone | DE0016490 | Patients requiring fracture fixation or orthopaedic corrective surgery
Orthopaedics | Trauma - Extramedullary fixation | Plate accessories | Locking screw | Acumed | 2.3mm X 20mm Locking Cortical Screw | CO-T2320 | Standalone | DE0016490 | Patients requiring fracture fixation or orthopaedic corrective surgery
Orthopaedics | Trauma - Extramedullary fixation | Plate accessories | Locking screw | Acumed | 2.3mm X 22mm Locking Cortical Screw | CO-T2322 | Standalone | DE0016490 | Patients requiring fracture fixation or orthopaedic corrective surgery
Orthopaedics | Other - Fixation | Staple | Memory staple | Osteosynthesis-Selzach | EasyClip Staple 15x12x12mm | EZ15-12-12 | Standalone | DE0018561 | Patients requiring fracture fixation or orthopaedic corrective surgery
Orthopaedics | Other - Fixation | Staple | Memory staple | Osteosynthesis-Selzach | EasyClip Staple 15x15x15mm | EZ15-15-15 | Standalone | DE0018561 | Patients requiring fracture fixation or orthopaedic corrective surgery
Orthopaedics | Other - Fixation | Staple | Memory staple | Osteosynthesis-Selzach | EasyClip Staple 18x12x12mm | EZ18-12-12 | Standalone | DE0018561 | Patients requiring fracture fixation or orthopaedic corrective surgery
Orthopaedics | Other - Fixation | Staple | Memory staple | Osteosynthesis-Selzach | EasyClip Staple 18x14x14mm | EZ18-14-14 | Standalone | DE0018561 | Patients requiring fracture fixation or orthopaedic corrective surgery
Orthopaedics | Other - Fixation | Staple | Memory staple | Osteosynthesis-Selzach | EasyClip Staple 18x17x15mm | EZ18-17-15 | Standalone | DE0018561 | Patients requiring fracture fixation or orthopaedic corrective surgery
Orthopaedics | Other - Fixation | Staple | Memory staple | Osteosynthesis-Selzach | EasyClip Staple 18x19x17mm | EZ18-19-17 | Standalone | DE0018561 | Patients requiring fracture fixation or orthopaedic corrective surgery
Orthopaedics | Other - Fixation | Staple | Memory staple | Osteosynthesis-Selzach | EasyClip Staple 20x16x16mm | EZ20-16-16 | Standalone | DE0018561 | Patients requiring fracture fixation or orthopaedic corrective surgery
Orthopaedics | Other - Fixation | Staple | Memory staple | Osteosynthesis-Selzach | EasyClip Staple 20x20x20mm | EZ20-20-20 | Standalone | DE0018561 | Patients requiring fracture fixation or orthopaedic corrective surgery
Orthopaedics | Other - Fixation | Staple | Memory staple | Osteosynthesis-Selzach | EasyClip Staple 25x22x22mm | EZ25-22-22 | Standalone | DE0018561 | Patients requiring fracture fixation or orthopaedic corrective surgery
Orthopaedics | Other - Fixation | Staple | Memory staple | Osteosynthesis-Selzach | EasyClip Staple 10x15x13mm | EZB10-15-13 | Standalone | DE0018561 | Patients requiring fracture fixation or orthopaedic corrective surgery
Orthopaedics | Other - Fixation | Staple | Memory staple | Osteosynthesis-Selzach | EasyClip Staple 10x17x15mm | EZB10-17-15 | Standalone | DE0018561 | Patients requiring fracture fixation or orthopaedic corrective surgery
Orthopaedics | Other - Fixation | Staple | Memory staple | Osteosynthesis-Selzach | EasyClip Staple 10x19x16mm | EZB10-19-16 | Standalone | DE0018561 | Patients requiring fracture fixation or orthopaedic corrective surgery
Orthopaedics | Other - Fixation | Staple | Memory staple | Osteosynthesis-Selzach | EasyClip Staple 12x15x13mm | EZB12-15-13 | Standalone | DE0018561 | Patients requiring fracture fixation or orthopaedic corrective surgery
Orthopaedics | Other - Fixation | Staple | Memory staple | Osteosynthesis-Selzach | EasyClip Staple 12x17x15mm | EZB12-17-15 | Standalone | DE0018561 | Patients requiring fracture fixation or orthopaedic corrective surgery
Orthopaedics | Other - Fixation | Staple | Memory staple | Osteosynthesis-Selzach | EasyClip Staple 12x19x16mm | EZB12-19-16 | Standalone | DE0018561 | Patients requiring fracture fixation or orthopaedic corrective surgery
Orthopaedics | Other - Fixation | Staple | Memory staple | Osteosynthesis-Selzach | EasyClip Staple 12x10x10mm | EZM12-10-10 | Standalone | DE0018561 | Patients requiring fracture fixation or orthopaedic corrective surgery
Orthopaedics | Trauma - Extramedullary fixation | Locking/combination plate | Locking/combination plate - General orthopaedic | Double Medical Technology Inc | LCP T-Plate 2.4, 7 Holes | 021100007 | Standalone | DE0504080 | Patients requiring fracture fixation or orthopaedic corrective surgery
Orthopaedics | Trauma - Extramedullary fixation | Locking/combination plate | Locking/combination plate - General orthopaedic | Double Medical Technology Inc | LCP Y-Adaption Plate 2.4, 7 Holes | 021110007 | Standalone | DE0504080 | Patients requiring fracture fixation or orthopaedic corrective surgery
Orthopaedics | Trauma - Extramedullary fixation | Locking/combination plate | Locking/combination plate - General orthopaedic | Double Medical Technology Inc | LCP Condylar Plate 2.4, 3 Holes | 021130003 | Standalone | DE0504080 | Patients requiring fracture fixation or orthopaedic corrective surgery
Orthopaedics | Trauma - Extramedullary fixation | Locking/combination plate | Locking/combination plate - General orthopaedic | Double Medical Technology Inc | LCP Condylar Plate 2.4, 5 Holes | 021130005 | Standalone | DE0504080 | Patients requiring fracture fixation or orthopaedic corrective surgery
Orthopaedics | Trauma - Extramedullary fixation | Locking/combination plate | Locking/combination plate - General orthopaedic | Double Medical Technology Inc | LCP Condylar Plate 2.4, 6 Holes | 021130006 | Standalone | DE0504080 | Patients requiring fracture fixation or orthopaedic corrective surgery
Orthopaedics | Trauma - Extramedullary fixation | Locking/combination plate | Locking/combination plate - General orthopaedic | Double Medical Technology Inc | LCP Condylar Plate 2.4, 7 Holes | 021130007 | Standalone | DE0504080 | Patients requiring fracture fixation or orthopaedic corrective surgery
Orthopaedics | Trauma - Extramedullary fixation | Locking/combination plate | Locking/combination plate - General orthopaedic | Double Medical Technology Inc | LCP Condylar Plate 2.4, 8 Holes | 021130008 | Standalone | DE0504080 | Patients requiring fracture fixation or orthopaedic corrective surgery
Orthopaedics | Trauma - Extramedullary fixation | Locking/combination plate | Locking/combination plate - General orthopaedic | Double Medical Technology Inc | LCP T-Adaption Plate 2.4, 7 Holes | 021120007 | Standalone | DE0504080 | Patients requiring fracture fixation or orthopaedic corrective surgery
Orthopaedics | Trauma - Extramedullary fixation | Locking/combination plate | Locking/combination plate - General orthopaedic | Double Medical Technology Inc | LCP Plate 2.7, 4 Holes | 021140004 | Standalone | DE0504080 | Patients requiring fracture fixation or orthopaedic corrective surgery
Orthopaedics | Trauma - Extramedullary fixation | Locking/combination plate | Locking/combination plate - General orthopaedic | Double Medical Technology Inc | LCP Plate 2.7, 5 Holes | 021140005 | Standalone | DE0504080 | Patients requiring fracture fixation or orthopaedic corrective surgery
Orthopaedics | Trauma - Extramedullary fixation | Locking/combination plate | Locking/combination plate - General orthopaedic | Double Medical Technology Inc | LCP Plate 2.7, 6 Holes | 021140006 | Standalone | DE0504080 | Patients requiring fracture fixation or orthopaedic corrective surgery
Orthopaedics | Trauma - Extramedullary fixation | Locking/combination plate | Locking/combination plate - General orthopaedic | Double Medical Technology Inc | LCP Plate 2.7, 7 Holes | 021140007 | Standalone | DE0504080 | Patients requiring fracture fixation or orthopaedic corrective surgery
Orthopaedics | Trauma - Extramedullary fixation | Locking/combination plate | Locking/combination plate - General orthopaedic | Double Medical Technology Inc | LCP Plate 2.7, 8 Holes | 021140008 | Standalone | DE0504080 | Patients requiring fracture fixation or orthopaedic corrective surgery
Orthopaedics | Trauma - Extramedullary fixation | Locking/combination plate | Locking/combination plate - General orthopaedic | Double Medical Technology Inc | LCP Plate 2.7, 10 Holes | 021140010 | Standalone | DE0504080 | Patients requiring fracture fixation or orthopaedic corrective surgery
Orthopaedics | Trauma - Extramedullary fixation | Locking/combination plate | Locking/combination plate - General orthopaedic | Double Medical Technology Inc | LCP Adaption Plate 2.7, 6 Holes | 021150006 | Standalone | DE0504080 | Patients requiring fracture fixation or orthopaedic corrective surgery
Orthopaedics | Trauma - Extramedullary fixation | Locking/combination plate | Locking/combination plate - General orthopaedic | Double Medical Technology Inc | LCP Adaption Plate 2.7, 12 Holes | 021150012 | Standalone | DE0504080 | Patients requiring fracture fixation or orthopaedic corrective surgery
Orthopaedics | Trauma - Extramedullary fixation | Locking/combination plate | Locking/combination plate - General orthopaedic | Double Medical Technology Inc | LCP T-Plate 2.7, 3 Holes | 021160003 | Standalone | DE0504080 | Patients requiring fracture fixation or orthopaedic corrective surgery
Orthopaedics | Trauma - Extramedullary fixation | Locking/combination plate | Locking/combination plate - General orthopaedic | Double Medical Technology Inc | LCP T-Plate 2.7, 4 Holes | 021160004 | Standalone | DE0504080 | Patients requiring fracture fixation or orthopaedic corrective surgery
Orthopaedics | Trauma - Extramedullary fixation | Locking/combination plate | Locking/combination plate - General orthopaedic | Double Medical Technology Inc | LCP L-Plate 2.7, Oblique, Left, 3 Holes | 021171003 | Standalone | DE0504080 | Patients requiring fracture fixation or orthopaedic corrective surgery
Orthopaedics | Trauma - Extramedullary fixation | Locking/combination plate | Locking/combination plate - General orthopaedic | Double Medical Technology Inc | LCP L-Plate 2.7, Oblique, Left, 4 Holes | 021171004 | Standalone | DE0504080 | Patients requiring fracture fixation or orthopaedic corrective surgery
Orthopaedics | Trauma - Extramedullary fixation | Locking/combination plate | Locking/combination plate - General orthopaedic | Double Medical Technology Inc | LCP L-Plate 2.7, Oblique, Right, 3 Holes | 021172003 | Standalone | DE0504080 | Patients requiring fracture fixation or orthopaedic corrective surgery
Orthopaedics | Trauma - Extramedullary fixation | Locking/combination plate | Locking/combination plate - General orthopaedic | Double Medical Technology Inc | LCP L-Plate 2.7, Oblique, Right, 4 Holes | 021172004 | Standalone | DE0504080 | Patients requiring fracture fixation or orthopaedic corrective surgery
Orthopaedics | Trauma - Extramedullary fixation | Locking/combination plate | Locking/combination plate - General orthopaedic | Double Medical Technology Inc | LCP L-Plate 2.7, Left, 3 Holes | 021181003 | Standalone | DE0504080 | Patients requiring fracture fixation or orthopaedic corrective surgery
Orthopaedics | Trauma - Extramedullary fixation | Locking/combination plate | Locking/combination plate - General orthopaedic | Double Medical Technology Inc | LCP L-Plate 2.7, Left, 4 Holes | 021181004 | Standalone | DE0504080 | Patients requiring fracture fixation or orthopaedic corrective surgery
Orthopaedics | Trauma - Extramedullary fixation | Locking/combination plate | Locking/combination plate - General orthopaedic | Double Medical Technology Inc | LCP L-Plate 2.7, Right, 3 Holes | 021182003 | Standalone | DE0504080 | Patients requiring fracture fixation or orthopaedic corrective surgery
Orthopaedics | Trauma - Extramedullary fixation | Locking/combination plate | Locking/combination plate - General orthopaedic | Double Medical Technology Inc | LCP L-Plate 2.7, Right, 4 Holes | 021182004 | Standalone | DE0504080 | Patients requiring fracture fixation or orthopaedic corrective surgery
Orthopaedics | Trauma - Extramedullary fixation | Locking/combination plate | Locking/combination plate - General orthopaedic | Double Medical Technology Inc | LCP Condylar Plate 2.7, 3 Holes | 021190003 | Standalone | DE0504080 | Patients requiring fracture fixation or orthopaedic corrective surgery
Orthopaedics | Trauma - Extramedullary fixation | Locking/combination plate | Locking/combination plate - General orthopaedic | Double Medical Technology Inc | LCP Condylar Plate 2.7, 5 Holes | 021190005 | Standalone | DE0504080 | Patients requiring fracture fixation or orthopaedic corrective surgery
Orthopaedics | Trauma - Extramedullary fixation | Locking/combination plate | Locking/combination plate - General orthopaedic | Double Medical Technology Inc | LCP Condylar Plate 2.7, 7 Holes | 021190007 | Standalone | DE0504080 | Patients requiring fracture fixation or orthopaedic corrective surgery
Orthopaedics | Trauma - Extramedullary fixation | Locking/combination plate | Locking/combination plate - General orthopaedic | Double Medical Technology Inc | X-Locking Plate 2.7, 18mm | 021220004 | Standalone | DE0504080 | Patients requiring fracture fixation or orthopaedic corrective surgery
Orthopaedics | Trauma - Extramedullary fixation | Locking/combination plate | Locking/combination plate - General orthopaedic | Double Medical Technology Inc | X-Locking Plate 2.7, 24mm | 021230004 | Standalone | DE0504080 | Patients requiring fracture fixation or orthopaedic corrective surgery
Orthopaedics | Trauma - Extramedullary fixation | Locking/combination plate | Locking/combination plate - General orthopaedic | Double Medical Technology Inc | X-Locking Plate 2.7, 30mm | 021240004 | Standalone | DE0504080 | Patients requiring fracture fixation or orthopaedic corrective surgery
Orthopaedics | Trauma - Extramedullary fixation | Locking/combination plate | Locking/combination plate - General orthopaedic | Double Medical Technology Inc | Locking Plate 2.7, 5 Holes | 021200005 | Standalone | DE0504080 | Patients requiring fracture fixation or orthopaedic corrective surgery
Orthopaedics | Trauma - Extramedullary fixation | Locking/combination plate | Locking/combination plate - General orthopaedic | Double Medical Technology Inc | Locking Plate 2.7, 8 Holes | 021200008 | Standalone | DE0504080 | Patients requiring fracture fixation or orthopaedic corrective surgery
Orthopaedics | Trauma - Extramedullary fixation | Locking/combination plate | Locking/combination plate - General orthopaedic | Double Medical Technology Inc | 1.5S-Mini Wed Locking Plate | 021450006 | Standalone | DE0504080 | Patients requiring fracture fixation or orthopaedic corrective surgery
Orthopaedics | Trauma - Extramedullary fixation | Locking/combination plate | Locking/combination plate - General orthopaedic | Double Medical Technology Inc | 2.0S-Mini Wed Locking Plate | 021460008 | Standalone | DE0504080 | Patients requiring fracture fixation or orthopaedic corrective surgery
Orthopaedics | Trauma - Extramedullary fixation | Locking/combination plate | Locking/combination plate - General orthopaedic | Double Medical Technology Inc | 2.4S-Mini Wed Locking Plate | 021470010 | Standalone | DE0504080 | Patients requiring fracture fixation or orthopaedic corrective surgery
Orthopaedics | Trauma - Extramedullary fixation | Locking/combination plate | Locking/combination plate - Foot/ankle | Double Medical Technology Inc | MD Anterior Process Calcaneal Locking Plate, Large, right | 031272705 | Standalone | DE0504080 | Patients requiring fracture fixation or orthopaedic corrective surgery
Orthopaedics | Trauma - Extramedullary fixation | Locking/combination plate | Locking/combination plate - Foot/ankle | Double Medical Technology Inc | MD Anterior Process Calcaneal Locking Plate, Large, left | 031271705 | Standalone | DE0504080 | Patients requiring fracture fixation or orthopaedic corrective surgery
Orthopaedics | Trauma - Extramedullary fixation | Locking/combination plate | Locking/combination plate - Foot/ankle | Double Medical Technology Inc | MD Anterior Process Calcaneal Locking Plate, Small, right | 031272205 | Standalone | DE0504080 | Patients requiring fracture fixation or orthopaedic corrective surgery
Orthopaedics | Trauma - Extramedullary fixation | Locking/combination plate | Locking/combination plate - Foot/ankle | Double Medical Technology Inc | MD Anterior Process Calcaneal Locking Plate, Small, left | 031271205 | Standalone | DE0504080 | Patients requiring fracture fixation or orthopaedic corrective surgery
Orthopaedics | Trauma - Extramedullary fixation | Locking/combination plate | Locking/combination plate - General orthopaedic | Double Medical Technology Inc | Broad Limited Contact Locking Plate, combi-holes, 6 Holes | 020400006 | Standalone | DE0504080 | Patients requiring fracture fixation or orthopaedic corrective surgery
Orthopaedics | Trauma - Extramedullary fixation | Locking/combination plate | Locking/combination plate - General orthopaedic | Double Medical Technology Inc | Broad Limited Contact Locking Plate, combi-holes, 7 Holes | 020400007 | Standalone | DE0504080 | Patients requiring fracture fixation or orthopaedic corrective surgery
Orthopaedics | Trauma - Extramedullary fixation | Locking/combination plate | Locking/combination plate - General orthopaedic | Double Medical Technology Inc | Broad Limited Contact Locking Plate, combi-holes, 8 Holes | 020400008 | Standalone | DE0504080 | Patients requiring fracture fixation or orthopaedic corrective surgery
Orthopaedics | Trauma - Extramedullary fixation | Locking/combination plate | Locking/combination plate - General orthopaedic | Double Medical Technology Inc | Broad Limited Contact Locking Plate, combi-holes, 9 Holes | 020400009 | Standalone | DE0504080 | Patients requiring fracture fixation or orthopaedic corrective surgery
Orthopaedics | Trauma - Extramedullary fixation | Locking/combination plate | Locking/combination plate - General orthopaedic | Double Medical Technology Inc | Broad Limited Contact Locking Plate, combi-holes, 10 Holes | 020400010 | Standalone | DE0504080 | Patients requiring fracture fixation or orthopaedic corrective surgery
Orthopaedics | Trauma - Extramedullary fixation | Locking/combination plate | Locking/combination plate - General orthopaedic | Double Medical Technology Inc | Broad Limited Contact Locking Plate, combi-holes, 11 Holes | 020400011 | Standalone | DE0504080 | Patients requiring fracture fixation or orthopaedic corrective surgery
Orthopaedics | Trauma - Extramedullary fixation | Locking/combination plate | Locking/combination plate - General orthopaedic | Double Medical Technology Inc | Broad Limited Contact Locking Plate, combi-holes, 12 Holes | 020400012 | Standalone | DE0504080 | Patients requiring fracture fixation or orthopaedic corrective surgery
Orthopaedics | Trauma - Extramedullary fixation | Locking/combination plate | Locking/combination plate - General orthopaedic | Double Medical Technology Inc | Broad Limited Contact Locking Plate, combi-holes, 13 Holes | 020400013 | Standalone | DE0504080 | Patients requiring fracture fixation or orthopaedic corrective surgery
Orthopaedics | Trauma - Extramedullary fixation | Locking/combination plate | Locking/combination plate - General orthopaedic | Double Medical Technology Inc | Broad Limited Contact Locking Plate, combi-holes, 14 Holes | 020400014 | Standalone | DE0504080 | Patients requiring fracture fixation or orthopaedic corrective surgery
Orthopaedics | Trauma - Extramedullary fixation | Locking/combination plate | Locking/combination plate - General orthopaedic | Double Medical Technology Inc | Broad Limited Contact Locking Plate, combi-holes, 15 Holes | 020400015 | Standalone | DE0504080 | Patients requiring fracture fixation or orthopaedic corrective surgery
Orthopaedics | Trauma - Extramedullary fixation | Locking/combination plate | Locking/combination plate - General orthopaedic | Double Medical Technology Inc | Broad Limited Contact Locking Plate, combi-holes, 16 Holes | 020400016 | Standalone | DE0504080 | Patients requiring fracture fixation or orthopaedic corrective surgery
Orthopaedics | Trauma - Extramedullary fixation | Locking/combination plate | Locking/combination plate - General orthopaedic | Double Medical Technology Inc | Broad Limited Contact Locking Plate, combi-holes, 17 Holes | 020400017 | Standalone | DE0504080 | Patients requiring fracture fixation or orthopaedic corrective surgery
Orthopaedics | Trauma - Extramedullary fixation | Locking/combination plate | Locking/combination plate - General orthopaedic | Double Medical Technology Inc | Broad Limited Contact Locking Plate, combi-holes, 18 Holes | 020400018 | Standalone | DE0504080 | Patients requiring fracture fixation or orthopaedic corrective surgery
Orthopaedics | Trauma - Extramedullary fixation | Locking/combination plate | Locking/combination plate - General orthopaedic | Double Medical Technology Inc | Broad Limited Contact Locking Plate, combi-holes, 19 Holes | 020400019 | Standalone | DE0504080 | Patients requiring fracture fixation or orthopaedic corrective surgery
Orthopaedics | Trauma - Extramedullary fixation | Locking/combination plate | Locking/combination plate - General orthopaedic | Double Medical Technology Inc | Broad Limited Contact Locking Plate, combi-holes, 20 Holes | 020400020 | Standalone | DE0504080 | Patients requiring fracture fixation or orthopaedic corrective surgery
Orthopaedics | Trauma - Extramedullary fixation | Locking/combination plate | Locking/combination plate - General orthopaedic | Double Medical Technology Inc | Small Limited Contact Locking Plate, combi-holes, 4 Holes | 020470004 | Standalone | DE0504080 | Patients requiring fracture fixation or orthopaedic corrective surgery
Orthopaedics | Trauma - Extramedullary fixation | Locking/combination plate | Locking/combination plate - General orthopaedic | Double Medical Technology Inc | Small Limited Contact Locking Plate, combi-holes, 5 Holes | 020470005 | Standalone | DE0504080 | Patients requiring fracture fixation or orthopaedic corrective surgery
Orthopaedics | Trauma - Extramedullary fixation | Locking/combination plate | Locking/combination plate - General orthopaedic | Double Medical Technology Inc | Small Limited Contact Locking Plate, combi-holes, 6 Holes | 020470006 | Standalone | DE0504080 | Patients requiring fracture fixation or orthopaedic corrective surgery
Orthopaedics | Trauma - Extramedullary fixation | Locking/combination plate | Locking/combination plate - General orthopaedic | Double Medical Technology Inc | Small Limited Contact Locking Plate, combi-holes, 7 Holes | 020470007 | Standalone | DE0504080 | Patients requiring fracture fixation or orthopaedic corrective surgery
Orthopaedics | Trauma - Extramedullary fixation | Locking/combination plate | Locking/combination plate - General orthopaedic | Double Medical Technology Inc | Small Limited Contact Locking Plate, combi-holes, 8 Holes | 020470008 | Standalone | DE0504080 | Patients requiring fracture fixation or orthopaedic corrective surgery
Orthopaedics | Trauma - Extramedullary fixation | Locking/combination plate | Locking/combination plate - General orthopaedic | Double Medical Technology Inc | Small Limited Contact Locking Plate, combi-holes, 9 Holes | 020470009 | Standalone | DE0504080 | Patients requiring fracture fixation or orthopaedic corrective surgery
Orthopaedics | Trauma - Extramedullary fixation | Locking/combination plate | Locking/combination plate - General orthopaedic | Double Medical Technology Inc | Small Limited Contact Locking Plate, combi-holes, 10 Holes | 020470010 | Standalone | DE0504080 | Patients requiring fracture fixation or orthopaedic corrective surgery
Orthopaedics | Trauma - Extramedullary fixation | Locking/combination plate | Locking/combination plate - General orthopaedic | Double Medical Technology Inc | Small Limited Contact Locking Plate, combi-holes, 11 Holes | 020470011 | Standalone | DE0504080 | Patients requiring fracture fixation or orthopaedic corrective surgery
Orthopaedics | Trauma - Extramedullary fixation | Locking/combination plate | Locking/combination plate - General orthopaedic | Double Medical Technology Inc | Small Limited Contact Locking Plate, combi-holes, 12 Holes | 020470012 | Standalone | DE0504080 | Patients requiring fracture fixation or orthopaedic corrective surgery
Orthopaedics | Trauma - Extramedullary fixation | Locking/combination plate | Locking/combination plate - General orthopaedic | Double Medical Technology Inc | Small Limited Contact Locking Plate, combi-holes, 13 Holes | 020470013 | Standalone | DE0504080 | Patients requiring fracture fixation or orthopaedic corrective surgery
Orthopaedics | Trauma - Extramedullary fixation | Locking/combination plate | Locking/combination plate - General orthopaedic | Double Medical Technology Inc | Small Limited Contact Locking Plate, combi-holes, 14 Holes | 020470014 | Standalone | DE0504080 | Patients requiring fracture fixation or orthopaedic corrective surgery
Orthopaedics | Trauma - Extramedullary fixation | Locking/combination plate | Locking/combination plate - General orthopaedic | Double Medical Technology Inc | Small Limited Contact Locking Plate, combi-holes, 15 Holes | 020470015 | Standalone | DE0504080 | Patients requiring fracture fixation or orthopaedic corrective surgery
Orthopaedics | Trauma - Extramedullary fixation | Locking/combination plate | Locking/combination plate - General orthopaedic | Double Medical Technology Inc | Small Limited Contact Locking Plate, combi-holes, 16 Holes | 020470016 | Standalone | DE0504080 | Patients requiring fracture fixation or orthopaedic corrective surgery
Orthopaedics | Trauma - Extramedullary fixation | Locking/combination plate | Locking/combination plate - General orthopaedic | Double Medical Technology Inc | Small Limited Contact Locking Plate, combi-holes, 17 Holes | 020470017 | Standalone | DE0504080 | Patients requiring fracture fixation or orthopaedic corrective surgery
Orthopaedics | Trauma - Extramedullary fixation | Locking/combination plate | Locking/combination plate - General orthopaedic | Double Medical Technology Inc | Small Limited Contact Locking Plate, combi-holes, 18 Holes | 020470018 | Standalone | DE0504080 | Patients requiring fracture fixation or orthopaedic corrective surgery
Orthopaedics | Trauma - Extramedullary fixation | Locking/combination plate | Locking/combination plate - General orthopaedic | Double Medical Technology Inc | Metaphyseal Locking Plate, 3.5, 6 Holes | 025850006 | Standalone | DE0504080 | Patients requiring fracture fixation or orthopaedic corrective surgery
Orthopaedics | Trauma - Extramedullary fixation | Locking/combination plate | Locking/combination plate - General orthopaedic | Double Medical Technology Inc | Metaphyseal Locking Plate, 3.5, 7 Holes | 025850007 | Standalone | DE0504080 | Patients requiring fracture fixation or orthopaedic corrective surgery
Orthopaedics | Trauma - Extramedullary fixation | Locking/combination plate | Locking/combination plate - General orthopaedic | Double Medical Technology Inc | Metaphyseal Locking Plate, 3.5, 8 Holes | 025850008 | Standalone | DE0504080 | Patients requiring fracture fixation or orthopaedic corrective surgery
Orthopaedics | Trauma - Extramedullary fixation | Locking/combination plate | Locking/combination plate - General orthopaedic | Double Medical Technology Inc | Metaphyseal Locking Plate, 3.5, 9 Holes | 025850009 | Standalone | DE0504080 | Patients requiring fracture fixation or orthopaedic corrective surgery
Orthopaedics | Trauma - Extramedullary fixation | Locking/combination plate | Locking/combination plate - General orthopaedic | Double Medical Technology Inc | Metaphyseal Locking Plate, 3.5,10 Holes | 025850010 | Standalone | DE0504080 | Patients requiring fracture fixation or orthopaedic corrective surgery
Orthopaedics | Trauma - Extramedullary fixation | Locking/combination plate | Locking/combination plate - General orthopaedic | Double Medical Technology Inc | Metaphyseal Locking Plate, 3.5,11 Holes | 025850011 | Standalone | DE0504080 | Patients requiring fracture fixation or orthopaedic corrective surgery
Orthopaedics | Trauma - Extramedullary fixation | Locking/combination plate | Locking/combination plate - General orthopaedic | Double Medical Technology Inc | Metaphyseal Locking Plate, 3.5, 12 Holes | 025850012 | Standalone | DE0504080 | Patients requiring fracture fixation or orthopaedic corrective surgery
Orthopaedics | Trauma - Extramedullary fixation | Locking/combination plate | Locking/combination plate - General orthopaedic | Double Medical Technology Inc | Metaphyseal Locking Plate, 3.5, 14 Holes | 025850014 | Standalone | DE0504080 | Patients requiring fracture fixation or orthopaedic corrective surgery
Orthopaedics | Trauma - Extramedullary fixation | Plate accessories | Non-locking screw | Double Medical Technology Inc | 4.5mm Cortex Screw , self-tapping with three flute, 14 mm | 040730014 | Standalone | DE0504080 | Patients requiring fracture fixation or orthopaedic corrective surgery
Orthopaedics | Trauma - Extramedullary fixation | Plate accessories | Non-locking screw | Double Medical Technology Inc | 4.5mm Cortex Screw , self-tapping with three flute, 16 mm | 040730016 | Standalone | DE0504080 | Patients requiring fracture fixation or orthopaedic corrective surgery
Orthopaedics | Trauma - Extramedullary fixation | Plate accessories | Non-locking screw | Double Medical Technology Inc | 4.5mm Cortex Screw , self-tapping with three flute, 18 mm | 040730018 | Standalone | DE0504080 | Patients requiring fracture fixation or orthopaedic corrective surgery
Orthopaedics | Trauma - Extramedullary fixation | Plate accessories | Non-locking screw | Double Medical Technology Inc | 4.5mm Cortex Screw , self-tapping with three flute, 20 mm | 040730020 | Standalone | DE0504080 | Patients requiring fracture fixation or orthopaedic corrective surgery
Orthopaedics | Trauma - Extramedullary fixation | Plate accessories | Non-locking screw | Double Medical Technology Inc | 4.5mm Cortex Screw , self-tapping with three flute, 22 mm | 040730022 | Standalone | DE0504080 | Patients requiring fracture fixation or orthopaedic corrective surgery
Orthopaedics | Trauma - Extramedullary fixation | Plate accessories | Non-locking screw | Double Medical Technology Inc | 4.5mm Cortex Screw , self-tapping with three flute, 24 mm | 040730024 | Standalone | DE0504080 | Patients requiring fracture fixation or orthopaedic corrective surgery
Orthopaedics | Trauma - Extramedullary fixation | Plate accessories | Non-locking screw | Double Medical Technology Inc | 4.5mm Cortex Screw , self-tapping with three flute, 26 mm | 040730026 | Standalone | DE0504080 | Patients requiring fracture fixation or orthopaedic corrective surgery
Orthopaedics | Trauma - Extramedullary fixation | Plate accessories | Non-locking screw | Double Medical Technology Inc | 4.5mm Cortex Screw , self-tapping with three flute, 28 mm | 040730028 | Standalone | DE0504080 | Patients requiring fracture fixation or orthopaedic corrective surgery
Orthopaedics | Trauma - Extramedullary fixation | Plate accessories | Non-locking screw | Double Medical Technology Inc | 4.5mm Cortex Screw , self-tapping with three flute, 30 mm | 040730030 | Standalone | DE0504080 | Patients requiring fracture fixation or orthopaedic corrective surgery
Orthopaedics | Trauma - Extramedullary fixation | Plate accessories | Non-locking screw | Double Medical Technology Inc | 4.5mm Cortex Screw , self-tapping with three flute, 32 mm | 040730032 | Standalone | DE0504080 | Patients requiring fracture fixation or orthopaedic corrective surgery
Orthopaedics | Trauma - Extramedullary fixation | Plate accessories | Non-locking screw | Double Medical Technology Inc | 4.5mm Cortex Screw , self-tapping with three flute, 34 mm | 040730034 | Standalone | DE0504080 | Patients requiring fracture fixation or orthopaedic corrective surgery
Orthopaedics | Trauma - Extramedullary fixation | Plate accessories | Non-locking screw | Double Medical Technology Inc | 4.5mm Cortex Screw , self-tapping with three flute, 36 mm | 040730036 | Standalone | DE0504080 | Patients requiring fracture fixation or orthopaedic corrective surgery
Orthopaedics | Trauma - Extramedullary fixation | Plate accessories | Non-locking screw | Double Medical Technology Inc | 4.5mm Cortex Screw , self-tapping with three flute, 38 mm | 040730038 | Standalone | DE0504080 | Patients requiring fracture fixation or orthopaedic corrective surgery
Orthopaedics | Trauma - Extramedullary fixation | Plate accessories | Non-locking screw | Double Medical Technology Inc | 4.5mm Cortex Screw , self-tapping with three flute, 40 mm | 040730040 | Standalone | DE0504080 | Patients requiring fracture fixation or orthopaedic corrective surgery
Orthopaedics | Trauma - Extramedullary fixation | Plate accessories | Non-locking screw | Double Medical Technology Inc | 4.5mm Cortex Screw , self-tapping with three flute, 42 mm | 040730042 | Standalone | DE0504080 | Patients requiring fracture fixation or orthopaedic corrective surgery
Orthopaedics | Trauma - Extramedullary fixation | Plate accessories | Non-locking screw | Double Medical Technology Inc | 4.5mm Cortex Screw , self-tapping with three flute, 44 mm | 040730044 | Standalone | DE0504080 | Patients requiring fracture fixation or orthopaedic corrective surgery
Orthopaedics | Trauma - Extramedullary fixation | Plate accessories | Non-locking screw | Double Medical Technology Inc | 4.5mm Cortex Screw , self-tapping with three flute, 46 mm | 040730046 | Standalone | DE0504080 | Patients requiring fracture fixation or orthopaedic corrective surgery
Orthopaedics | Trauma - Extramedullary fixation | Plate accessories | Non-locking screw | Double Medical Technology Inc | 4.5mm Cortex Screw , self-tapping with three flute, 48 mm | 040730048 | Standalone | DE0504080 | Patients requiring fracture fixation or orthopaedic corrective surgery
Orthopaedics | Trauma - Extramedullary fixation | Plate accessories | Non-locking screw | Double Medical Technology Inc | 4.5mm Cortex Screw , self-tapping with three flute, 50 mm | 040730050 | Standalone | DE0504080 | Patients requiring fracture fixation or orthopaedic corrective surgery
Orthopaedics | Trauma - Extramedullary fixation | Plate accessories | Non-locking screw | Double Medical Technology Inc | 4.5mm Cortex Screw , self-tapping with three flute, 52 mm | 040730052 | Standalone | DE0504080 | Patients requiring fracture fixation or orthopaedic corrective surgery
Orthopaedics | Trauma - Extramedullary fixation | Plate accessories | Non-locking screw | Double Medical Technology Inc | 4.5mm Cortex Screw , self-tapping with three flute, 54 mm | 040730054 | Standalone | DE0504080 | Patients requiring fracture fixation or orthopaedic corrective surgery
Orthopaedics | Trauma - Extramedullary fixation | Plate accessories | Non-locking screw | Double Medical Technology Inc | 4.5mm Cortex Screw , self-tapping with three flute, 56 mm | 040730056 | Standalone | DE0504080 | Patients requiring fracture fixation or orthopaedic corrective surgery
Orthopaedics | Trauma - Extramedullary fixation | Plate accessories | Non-locking screw | Double Medical Technology Inc | 4.5mm Cortex Screw , self-tapping with three flute, 58 mm | 040730058 | Standalone | DE0504080 | Patients requiring fracture fixation or orthopaedic corrective surgery
Orthopaedics | Trauma - Extramedullary fixation | Plate accessories | Non-locking screw | Double Medical Technology Inc | 4.5mm Cortex Screw , self-tapping with three flute, 60 mm | 040730060 | Standalone | DE0504080 | Patients requiring fracture fixation or orthopaedic corrective surgery
Orthopaedics | Trauma - Extramedullary fixation | Plate accessories | Non-locking screw | Double Medical Technology Inc | 4.5mm Cortex Screw , self-tapping with three flute, 62 mm | 040730062 | Standalone | DE0504080 | Patients requiring fracture fixation or orthopaedic corrective surgery
Orthopaedics | Trauma - Extramedullary fixation | Plate accessories | Non-locking screw | Double Medical Technology Inc | 4.5mm Cortex Screw , self-tapping with three flute, 64 mm | 040730064 | Standalone | DE0504080 | Patients requiring fracture fixation or orthopaedic corrective surgery
Orthopaedics | Trauma - Extramedullary fixation | Plate accessories | Non-locking screw | Double Medical Technology Inc | 4.5mm Cortex Screw , self-tapping with three flute, 66 mm | 040730066 | Standalone | DE0504080 | Patients requiring fracture fixation or orthopaedic corrective surgery
Orthopaedics | Trauma - Extramedullary fixation | Plate accessories | Non-locking screw | Double Medical Technology Inc | 4.5mm Cortex Screw , self-tapping with three flute, 68 mm | 040730068 | Standalone | DE0504080 | Patients requiring fracture fixation or orthopaedic corrective surgery
Orthopaedics | Trauma - Extramedullary fixation | Plate accessories | Non-locking screw | Double Medical Technology Inc | 4.5mm Cortex Screw , self-tapping with three flute, 70 mm | 040730070 | Standalone | DE0504080 | Patients requiring fracture fixation or orthopaedic corrective surgery
Orthopaedics | Trauma - Extramedullary fixation | Plate accessories | Locking screw | Depuy Synthes | Locking Screw Stardrive D 3.5 mm, self- tapping, length 10 mm, Stainless Steel | 212.101 | Standalone | DE0002168 | Patients requiring fracture fixation or orthopaedic corrective surgery
Orthopaedics | Trauma - Extramedullary fixation | Plate accessories | Locking screw | Depuy Synthes | Locking Screw Stardrive D 3.5 mm, self- tapping, length 12 mm, Stainless Steel | 212.102 | Standalone | DE0002168 | Patients requiring fracture fixation or orthopaedic corrective surgery
Orthopaedics | Trauma - Extramedullary fixation | Plate accessories | Locking screw | Depuy Synthes | Locking Screw Stardrive D 3.5 mm, self- tapping, length 14 mm, Stainless Steel | 212.103 | Standalone | DE0002168 | Patients requiring fracture fixation or orthopaedic corrective surgery
Orthopaedics | Trauma - Extramedullary fixation | Plate accessories | Locking screw | Depuy Synthes | Locking Screw Stardrive D 3.5 mm, self- tapping, length 16 mm, Stainless Steel | 212.104 | Standalone | DE0002168 | Patients requiring fracture fixation or orthopaedic corrective surgery
Orthopaedics | Trauma - Extramedullary fixation | Plate accessories | Locking screw | Depuy Synthes | Locking Screw Stardrive D 3.5 mm, self- tapping, length 18 mm, Stainless Steel | 212.105 | Standalone | DE0002168 | Patients requiring fracture fixation or orthopaedic corrective surgery
Orthopaedics | Trauma - Extramedullary fixation | Plate accessories | Locking screw | Depuy Synthes | Locking Screw Stardrive D 3.5 mm, self- tapping, length 20 mm, Stainless Steel | 212.106 | Standalone | DE0002168 | Patients requiring fracture fixation or orthopaedic corrective surgery
Orthopaedics | Trauma - Extramedullary fixation | Plate accessories | Locking screw | Depuy Synthes | Locking Screw Stardrive D 3.5 mm, self- tapping, length 22 mm, Stainless Steel | 212.107 | Standalone | DE0002169 | Patients requiring fracture fixation or orthopaedic corrective surgery
Orthopaedics | Trauma - Extramedullary fixation | Plate accessories | Locking screw | Depuy Synthes | Locking Screw Stardrive D 3.5 mm, self- tapping, length 24 mm, Stainless Steel | 212.108 | Standalone | DE0002168 | Patients requiring fracture fixation or orthopaedic corrective surgery
Orthopaedics | Trauma - Extramedullary fixation | Plate accessories | Locking screw | Depuy Synthes | Locking Screw Stardrive D 3.5 mm, self- tapping, length 26 mm, Stainless Steel | 212.109 | Standalone | DE0002169 | Patients requiring fracture fixation or orthopaedic corrective surgery
Orthopaedics | Trauma - Extramedullary fixation | Plate accessories | Locking screw | Depuy Synthes | Locking Screw Stardrive D 3.5 mm, self- tapping, length 28 mm, Stainless Steel | 212.110 | Standalone | DE0002168 | Patients requiring fracture fixation or orthopaedic corrective surgery
Orthopaedics | Trauma - Extramedullary fixation | Plate accessories | Locking screw | Depuy Synthes | Locking Screw Stardrive D 3.5 mm, self- tapping, length 30 mm, Stainless Steel | 212.111 | Standalone | DE0002168 | Patients requiring fracture fixation or orthopaedic corrective surgery
Orthopaedics | Trauma - Extramedullary fixation | Plate accessories | Locking screw | Depuy Synthes | Locking Screw Stardrive D 3.5 mm, self- tapping, length 32 mm, Stainless Steel | 212.112 | Standalone | DE0002168 | Patients requiring fracture fixation or orthopaedic corrective surgery
Orthopaedics | Trauma - Extramedullary fixation | Plate accessories | Locking screw | Depuy Synthes | Locking Screw Stardrive D 3.5 mm, self- tapping, length 34 mm, Stainless Steel | 212.113 | Standalone | DE0002169 | Patients requiring fracture fixation or orthopaedic corrective surgery
Orthopaedics | Trauma - Extramedullary fixation | Plate accessories | Locking screw | Depuy Synthes | Locking Screw Stardrive D 3.5 mm, self- tapping, length 36 mm, Stainless Steel | 212.115 | Standalone | DE0002169 | Patients requiring fracture fixation or orthopaedic corrective surgery
Orthopaedics | Trauma - Extramedullary fixation | Plate accessories | Locking screw | Depuy Synthes | Locking Screw Stardrive D 3.5 mm, self- tapping, length 38 mm, Stainless Steel | 212.116 | Standalone | DE0002168 | Patients requiring fracture fixation or orthopaedic corrective surgery
Orthopaedics | Trauma - Extramedullary fixation | Plate accessories | Locking screw | Depuy Synthes | Locking Screw Stardrive D 3.5 mm, self- tapping, length 40 mm, Stainless Steel | 212.117 | Standalone | DE0002168 | Patients requiring fracture fixation or orthopaedic corrective surgery
Orthopaedics | Trauma - Extramedullary fixation | Plate accessories | Locking screw | Depuy Synthes | Locking Screw Stardrive D 3.5 mm, self- tapping, length 42 mm, Stainless Steel | 212.118 | Standalone | DE0002169 | Patients requiring fracture fixation or orthopaedic corrective surgery
Orthopaedics | Trauma - Extramedullary fixation | Plate accessories | Locking screw | Depuy Synthes | Locking Screw Stardrive D 3.5 mm, self- tapping, length 48 mm, Stainless Steel | 212.120 | Standalone | DE0002169 | Patients requiring fracture fixation or orthopaedic corrective surgery
Orthopaedics | Trauma - Extramedullary fixation | Plate accessories | Locking screw | Depuy Synthes | Locking Screw Stardrive D 3.5 mm, self- tapping, length 50 mm, Stainless Steel | 212.121 | Standalone | DE0002168 | Patients requiring fracture fixation or orthopaedic corrective surgery
Orthopaedics | Trauma - Extramedullary fixation | Plate accessories | Locking screw | Depuy Synthes | Locking Screw Stardrive D 3.5 mm, self- tapping, length 55 mm, Stainless Steel | 212.123 | Standalone | DE0002168 | Patients requiring fracture fixation or orthopaedic corrective surgery
Orthopaedics | Trauma - Extramedullary fixation | Plate accessories | Locking screw | Depuy Synthes | Locking Screw Stardrive D 3.5 mm, self- tapping, length 60 mm, Stainless Steel | 212.124 | Standalone | DE0002168 | Patients requiring fracture fixation or orthopaedic corrective surgery
Orthopaedics | Trauma - Extramedullary fixation | Plate accessories | Locking screw | Depuy Synthes | Locking Screw Stardrive D 3.5 mm, self- tapping, length 65 mm, Stainless Steel | 212.125 | Standalone | DE0002169 | Patients requiring fracture fixation or orthopaedic corrective surgery
Orthopaedics | Trauma - Extramedullary fixation | Plate accessories | Locking screw | Depuy Synthes | Locking Screw Stardrive D 3.5 mm, self- tapping, length 70 mm, Stainless Steel | 212.126 | Standalone | DE0002169 | Patients requiring fracture fixation or orthopaedic corrective surgery
Orthopaedics | Trauma - Extramedullary fixation | Plate accessories | Locking screw | Depuy Synthes | Locking Screw Stardrive D 3.5 mm, self- tapping, length 75 mm, Stainless Steel | 212.127 | Standalone | DE0002169 | Patients requiring fracture fixation or orthopaedic corrective surgery
Orthopaedics | Trauma - Extramedullary fixation | Plate accessories | Locking screw | Depuy Synthes | Locking Screw Stardrive D 3.5 mm, self- tapping, length 80 mm, Stainless Steel | 212.128 | Standalone | DE0002169 | Patients requiring fracture fixation or orthopaedic corrective surgery
Orthopaedics | Trauma - Extramedullary fixation | Plate accessories | Locking screw | Depuy Synthes | Locking Screw Stardrive D 3.5 mm, self- tapping, length 44 mm, Stainless Steel | 212.134 | Standalone | DE0002169 | Patients requiring fracture fixation or orthopaedic corrective surgery
Orthopaedics | Trauma - Extramedullary fixation | Plate accessories | Locking screw | Depuy Synthes | Locking Screw Stardrive D 3.5 mm, self- tapping, length 46 mm, Stainless Steel | 212.136 | Standalone | DE0002169 | Patients requiring fracture fixation or orthopaedic corrective surgery
Orthopaedics | Trauma - Extramedullary fixation | Plate accessories | Locking screw | Depuy Synthes | Locking Screw Stardrive D 5.0 mm, self- tapping, length 14 mm, Stainless Steel | 212.201 | Standalone | DE0006552 | Patients requiring fracture fixation or orthopaedic corrective surgery
Orthopaedics | Trauma - Extramedullary fixation | Plate accessories | Locking screw | Depuy Synthes | Locking Screw Stardrive D 5.0 mm, self- tapping, length 16 mm, Stainless Steel | 212.202 | Standalone | DE0006552 | Patients requiring fracture fixation or orthopaedic corrective surgery
Orthopaedics | Trauma - Extramedullary fixation | Plate accessories | Locking screw | Depuy Synthes | Locking Screw Stardrive D 5.0 mm, self- tapping, length 18 mm, Stainless Steel | 212.203 | Standalone | DE0006552 | Patients requiring fracture fixation or orthopaedic corrective surgery
Orthopaedics | Trauma - Extramedullary fixation | Plate accessories | Locking screw | Depuy Synthes | Locking Screw Stardrive D 5.0 mm, self- tapping, length 20 mm, Stainless Steel | 212.204 | Standalone | DE0006552 | Patients requiring fracture fixation or orthopaedic corrective surgery
Orthopaedics | Trauma - Extramedullary fixation | Plate accessories | Locking screw | Depuy Synthes | Locking Screw Stardrive D 5.0 mm, self- tapping, length 22 mm, Stainless Steel | 212.205 | Standalone | DE0006552 | Patients requiring fracture fixation or orthopaedic corrective surgery
Orthopaedics | Trauma - Extramedullary fixation | Plate accessories | Locking screw | Depuy Synthes | Locking Screw Stardrive D 5.0 mm, self- tapping, length 24 mm, Stainless Steel | 212.206 | Standalone | DE0006552 | Patients requiring fracture fixation or orthopaedic corrective surgery
Orthopaedics | Trauma - Extramedullary fixation | Plate accessories | Locking screw | Depuy Synthes | Locking Screw Stardrive D 5.0 mm, self- tapping, length 26 mm, Stainless Steel | 212.207 | Standalone | DE0006552 | Patients requiring fracture fixation or orthopaedic corrective surgery
Orthopaedics | Trauma - Extramedullary fixation | Plate accessories | Locking screw | Depuy Synthes | Locking Screw Stardrive D 5.0 mm, self- tapping, length 28 mm, Stainless Steel | 212.208 | Standalone | DE0006552 | Patients requiring fracture fixation or orthopaedic corrective surgery
Orthopaedics | Trauma - Extramedullary fixation | Plate accessories | Locking screw | Depuy Synthes | Locking Screw Stardrive D 5.0 mm, self- tapping, length 30 mm, Stainless Steel | 212.209 | Standalone | DE0006552 | Patients requiring fracture fixation or orthopaedic corrective surgery
Orthopaedics | Trauma - Extramedullary fixation | Plate accessories | Locking screw | Depuy Synthes | Locking Screw Stardrive D 5.0 mm, self- tapping, length 32 mm, Stainless Steel | 212.210 | Standalone | DE0006552 | Patients requiring fracture fixation or orthopaedic corrective surgery
Orthopaedics | Trauma - Extramedullary fixation | Plate accessories | Locking screw | Depuy Synthes | Locking Screw Stardrive D 5.0 mm, self- tapping, length 34 mm, Stainless Steel | 212.211 | Standalone | DE0006552 | Patients requiring fracture fixation or orthopaedic corrective surgery
Orthopaedics | Trauma - Extramedullary fixation | Plate accessories | Locking screw | Depuy Synthes | Locking Screw Stardrive D 5.0 mm, self- tapping, length 36 mm, Stainless Steel | 212.212 | Standalone | DE0006552 | Patients requiring fracture fixation or orthopaedic corrective surgery
Orthopaedics | Trauma - Extramedullary fixation | Plate accessories | Locking screw | Depuy Synthes | Locking Screw Stardrive D 5.0 mm, self- tapping, length 38 mm, Stainless Steel | 212.213 | Standalone | DE0006552 | Patients requiring fracture fixation or orthopaedic corrective surgery
Orthopaedics | Trauma - Extramedullary fixation | Plate accessories | Locking screw | Depuy Synthes | Locking Screw Stardrive D 5.0 mm, self- tapping, length 40 mm, Stainless Steel | 212.214 | Standalone | DE0006552 | Patients requiring fracture fixation or orthopaedic corrective surgery
Orthopaedics | Trauma - Extramedullary fixation | Plate accessories | Locking screw | Depuy Synthes | Locking Screw Stardrive D 5.0 mm, self- tapping, length 42 mm, Stainless Steel | 212.215 | Standalone | DE0006552 | Patients requiring fracture fixation or orthopaedic corrective surgery
Orthopaedics | Trauma - Extramedullary fixation | Plate accessories | Locking screw | Depuy Synthes | Locking Screw Stardrive D 5.0 mm, self- tapping, length 44 mm, Stainless Steel | 212.216 | Standalone | DE0006552 | Patients requiring fracture fixation or orthopaedic corrective surgery
Orthopaedics | Trauma - Extramedullary fixation | Plate accessories | Locking screw | Depuy Synthes | Locking Screw Stardrive D 5.0 mm, self- tapping, length 46 mm, Stainless Steel | 212.217 | Standalone | DE0006552 | Patients requiring fracture fixation or orthopaedic corrective surgery
Orthopaedics | Trauma - Extramedullary fixation | Plate accessories | Locking screw | Depuy Synthes | Locking Screw Stardrive D 5.0 mm, self- tapping, length 48 mm, Stainless Steel | 212.218 | Standalone | DE0006552 | Patients requiring fracture fixation or orthopaedic corrective surgery
Orthopaedics | Trauma - Extramedullary fixation | Plate accessories | Locking screw | Depuy Synthes | Locking Screw Stardrive D 5.0 mm, self- tapping, length 50 mm, Stainless Steel | 212.219 | Standalone | DE0006552 | Patients requiring fracture fixation or orthopaedic corrective surgery
Orthopaedics | Trauma - Extramedullary fixation | Plate accessories | Locking screw | Depuy Synthes | Locking Screw Stardrive D 5.0 mm, self- tapping, length 55 mm, Stainless Steel | 212.220 | Standalone | DE0006552 | Patients requiring fracture fixation or orthopaedic corrective surgery
Orthopaedics | Trauma - Extramedullary fixation | Plate accessories | Locking screw | Depuy Synthes | Locking Screw Stardrive D 5.0 mm, self- tapping, length 60 mm, Stainless Steel | 212.221 | Standalone | DE0006552 | Patients requiring fracture fixation or orthopaedic corrective surgery
Orthopaedics | Trauma - Extramedullary fixation | Plate accessories | Locking screw | Depuy Synthes | Locking Screw Stardrive D 5.0 mm, self- tapping, length 65 mm, Stainless Steel | 212.222 | Standalone | DE0006552 | Patients requiring fracture fixation or orthopaedic corrective surgery
Orthopaedics | Trauma - Extramedullary fixation | Plate accessories | Locking screw | Depuy Synthes | Locking Screw Stardrive D 5.0 mm, self- tapping, length 70 mm, Stainless Steel | 212.223 | Standalone | DE0006552 | Patients requiring fracture fixation or orthopaedic corrective surgery
Orthopaedics | Trauma - Extramedullary fixation | Plate accessories | Locking screw | Depuy Synthes | Locking Screw Stardrive D 5.0 mm, self- tapping, length 75 mm, Stainless Steel | 212.224 | Standalone | DE0006552 | Patients requiring fracture fixation or orthopaedic corrective surgery
Orthopaedics | Trauma - Extramedullary fixation | Plate accessories | Locking screw | Depuy Synthes | Locking Screw Stardrive D 5.0 mm, self- tapping, length 80 mm, Stainless Steel | 212.225 | Standalone | DE0006552 | Patients requiring fracture fixation or orthopaedic corrective surgery
Orthopaedics | Trauma - Extramedullary fixation | Plate accessories | Locking screw | Depuy Synthes | Locking Screw Stardrive D 5.0 mm, self- tapping, length 85 mm, Stainless Steel | 212.226 | Standalone | DE0006552 | Patients requiring fracture fixation or orthopaedic corrective surgery
Orthopaedics | Trauma - Extramedullary fixation | Plate accessories | Locking screw | Depuy Synthes | Locking Screw Stardrive D 5.0 mm, self- tapping, length 90 mm, Stainless Steel | 212.227 | Standalone | DE0006552 | Patients requiring fracture fixation or orthopaedic corrective surgery
Orthopaedics | Trauma - Extramedullary fixation | Plate accessories | Locking screw | Depuy Synthes | Locking Screw Stardrive D 2.4 mm, self- tapping, length 6 mm, Stainless Steel | 212.806 | Standalone | DE0002133 | Patients requiring fracture fixation or orthopaedic corrective surgery
Orthopaedics | Trauma - Extramedullary fixation | Plate accessories | Locking screw | Depuy Synthes | Locking Screw Stardrive D 2.4 mm, self- tapping, length 7 mm, Stainless Steel | 212.807 | Standalone | DE0002133 | Patients requiring fracture fixation or orthopaedic corrective surgery
Orthopaedics | Trauma - Extramedullary fixation | Plate accessories | Locking screw | Depuy Synthes | Locking Screw Stardrive D 2.4 mm, self- tapping, length 8 mm, Stainless Steel | 212.808 | Standalone | DE0002133 | Patients requiring fracture fixation or orthopaedic corrective surgery
Orthopaedics | Trauma - Extramedullary fixation | Plate accessories | Locking screw | Depuy Synthes | Locking Screw Stardrive D 2.4 mm, self- tapping, length 9 mm, Stainless Steel | 212.809 | Standalone | DE0002133 | Patients requiring fracture fixation or orthopaedic corrective surgery
Orthopaedics | Trauma - Extramedullary fixation | Plate accessories | Locking screw | Depuy Synthes | Locking Screw Stardrive D 2.4 mm, self- tapping, length 10 mm, Stainless Steel | 212.810 | Standalone | DE0002133 | Patients requiring fracture fixation or orthopaedic corrective surgery
Orthopaedics | Trauma - Extramedullary fixation | Plate accessories | Locking screw | Depuy Synthes | Locking Screw Stardrive D 2.4 mm, self- tapping, length 11 mm, Stainless Steel | 212.811 | Standalone | DE0002133 | Patients requiring fracture fixation or orthopaedic corrective surgery
Orthopaedics | Trauma - Extramedullary fixation | Plate accessories | Locking screw | Depuy Synthes | Locking Screw Stardrive D 2.4 mm, self- tapping, length 12 mm, Stainless Steel | 212.812 | Standalone | DE0002133 | Patients requiring fracture fixation or orthopaedic corrective surgery
Orthopaedics | Trauma - Extramedullary fixation | Plate accessories | Locking screw | Depuy Synthes | Locking Screw Stardrive D 2.4 mm, self- tapping, length 13 mm, Stainless Steel | 212.813 | Standalone | DE0002133 | Patients requiring fracture fixation or orthopaedic corrective surgery
Orthopaedics | Trauma - Extramedullary fixation | Plate accessories | Locking screw | Depuy Synthes | Locking Screw Stardrive D 2.4 mm, self- tapping, length 14 mm, Stainless Steel | 212.814 | Standalone | DE0002133 | Patients requiring fracture fixation or orthopaedic corrective surgery
Orthopaedics | Trauma - Extramedullary fixation | Plate accessories | Locking screw | Depuy Synthes | Locking Screw Stardrive D 2.4 mm, self- tapping, length 16 mm, Stainless Steel | 212.816 | Standalone | DE0002133 | Patients requiring fracture fixation or orthopaedic corrective surgery
Orthopaedics | Trauma - Extramedullary fixation | Plate accessories | Locking screw | Depuy Synthes | Locking Screw Stardrive D 2.4 mm, self- tapping, length 18 mm, Stainless Steel | 212.818 | Standalone | DE0002133 | Patients requiring fracture fixation or orthopaedic corrective surgery
Orthopaedics | Trauma - Extramedullary fixation | Plate accessories | Locking screw | Depuy Synthes | Locking Screw Stardrive D 2.4 mm, self- tapping, length 20 mm, Stainless Steel | 212.820 | Standalone | DE0002133 | Patients requiring fracture fixation or orthopaedic corrective surgery
Orthopaedics | Trauma - Extramedullary fixation | Plate accessories | Locking screw | Depuy Synthes | Locking Screw Stardrive D 2.4 mm, self- tapping, length 22 mm, Stainless Steel | 212.822 | Standalone | DE0002133 | Patients requiring fracture fixation or orthopaedic corrective surgery
Orthopaedics | Trauma - Extramedullary fixation | Plate accessories | Locking screw | Depuy Synthes | Locking Screw Stardrive D 2.4 mm, self- tapping, length 24 mm, Stainless Steel | 212.824 | Standalone | DE0002133 | Patients requiring fracture fixation or orthopaedic corrective surgery
Orthopaedics | Trauma - Extramedullary fixation | Plate accessories | Locking screw | Depuy Synthes | Locking Screw Stardrive D 2.4 mm, self- tapping, length 26 mm, Stainless Steel | 212.826 | Standalone | DE0002133 | Patients requiring fracture fixation or orthopaedic corrective surgery
Orthopaedics | Trauma - Extramedullary fixation | Plate accessories | Locking screw | Depuy Synthes | Locking Screw Stardrive D 2.4 mm, self- tapping, length 28 mm, Stainless Steel | 212.828 | Standalone | DE0002133 | Patients requiring fracture fixation or orthopaedic corrective surgery
Orthopaedics | Trauma - Extramedullary fixation | Plate accessories | Locking screw | Depuy Synthes | Locking Screw Stardrive D 2.4 mm, self- tapping, length 30 mm, Stainless Steel | 212.830 | Standalone | DE0002133 | Patients requiring fracture fixation or orthopaedic corrective surgery
Orthopaedics | Trauma - Extramedullary fixation | Locking/combination plate | Locking/combination plate - General orthopaedic | Depuy Synthes | LCP Metaphyseal Plate 3.5, 6 holes, L 86mm SST | 223.406 | Standalone | DE0006552 | Patients requiring fracture fixation or orthopaedic corrective surgery
Orthopaedics | Trauma - Extramedullary fixation | Locking/combination plate | Locking/combination plate - General orthopaedic | Depuy Synthes | LCP Metaphyseal Plate 3.5, 7 holes, L 99mm SST | 223.407 | Standalone | DE0006552 | Patients requiring fracture fixation or orthopaedic corrective surgery
Orthopaedics | Trauma - Extramedullary fixation | Locking/combination plate | Locking/combination plate - General orthopaedic | Depuy Synthes | LCP Metaphyseal Plate 3.5, 8 holes, L 112mm SST | 223.408 | Standalone | DE0006552 | Patients requiring fracture fixation or orthopaedic corrective surgery
Orthopaedics | Trauma - Extramedullary fixation | Locking/combination plate | Locking/combination plate - General orthopaedic | Depuy Synthes | LCP Metaphyseal Plate 3.5, 9 holes, L 125mm SST | 223.409 | Standalone | DE0006552 | Patients requiring fracture fixation or orthopaedic corrective surgery
Orthopaedics | Trauma - Extramedullary fixation | Locking/combination plate | Locking/combination plate - General orthopaedic | Depuy Synthes | LCP Metaphyseal Plate 3.5, 10 holes, L 138mm SST | 223.410 | Standalone | DE0006552 | Patients requiring fracture fixation or orthopaedic corrective surgery
Orthopaedics | Trauma - Extramedullary fixation | Locking/combination plate | Locking/combination plate - General orthopaedic | Depuy Synthes | LCP Metaphyseal Plate 3.5, 11 holes, L 151mm SST | 223.411 | Standalone | DE0006552 | Patients requiring fracture fixation or orthopaedic corrective surgery
Orthopaedics | Trauma - Extramedullary fixation | Locking/combination plate | Locking/combination plate - General orthopaedic | Depuy Synthes | LCP Metaphyseal Plate 3.5, 12 holes, L 164mm SST | 223.412 | Standalone | DE0006552 | Patients requiring fracture fixation or orthopaedic corrective surgery
Orthopaedics | Trauma - Extramedullary fixation | Locking/combination plate | Locking/combination plate - General orthopaedic | Depuy Synthes | LCP Metaphyseal Plate 3.5, 14 holes, L 190mm SST | 223.414 | Standalone | DE0006552 | Patients requiring fracture fixation or orthopaedic corrective surgery
Orthopaedics | Trauma - Extramedullary fixation | Locking/combination plate | Locking/combination plate - General orthopaedic | Depuy Synthes | LCP Metaphyseal Plate 3.5, 16 holes, L 216mm SST | 223.416 | Standalone | DE0006552 | Patients requiring fracture fixation or orthopaedic corrective surgery
Orthopaedics | Trauma - Extramedullary fixation | Locking/combination plate | Locking/combination plate - General orthopaedic | Depuy Synthes | LCP Metaphyseal Plate 3.5/4.5/5.0, broad, 5+3 holes | 224.753 | Standalone | DE0006552 | Patients requiring fracture fixation or orthopaedic corrective surgery
Orthopaedics | Trauma - Extramedullary fixation | Locking/combination plate | Locking/combination plate - General orthopaedic | Depuy Synthes | LCP Metaphyseal Plate 3.5/4.5/5.0, broad, 5+4 holes SST | 224.754 | Standalone | DE0006552 | Patients requiring fracture fixation or orthopaedic corrective surgery
Orthopaedics | Trauma - Extramedullary fixation | Locking/combination plate | Locking/combination plate - General orthopaedic | Depuy Synthes | LCP Metaphyseal Plate 3.5/4.5/5.0, broad, 5+5 holes SST | 224.755 | Standalone | DE0006552 | Patients requiring fracture fixation or orthopaedic corrective surgery
Orthopaedics | Trauma - Extramedullary fixation | Locking/combination plate | Locking/combination plate - General orthopaedic | Depuy Synthes | LCP Metaphyseal Plate 3.5/4.5/5.0, broad, 5+6 holes SST | 224.756 | Standalone | DE0006552 | Patients requiring fracture fixation or orthopaedic corrective surgery
Orthopaedics | Trauma - Extramedullary fixation | Locking/combination plate | Locking/combination plate - General orthopaedic | Depuy Synthes | LCP Metaphyseal Plate 3.5/4.5/5.0, broad, 5+7 holes SST | 224.757 | Standalone | DE0006552 | Patients requiring fracture fixation or orthopaedic corrective surgery
Orthopaedics | Trauma - Extramedullary fixation | Locking/combination plate | Locking/combination plate - General orthopaedic | Depuy Synthes | LCP Metaphyseal Plate 3.5/4.5/5.0, broad, 5+8 holes SST | 224.758 | Standalone | DE0006552 | Patients requiring fracture fixation or orthopaedic corrective surgery
Orthopaedics | Trauma - Extramedullary fixation | Locking/combination plate | Locking/combination plate - General orthopaedic | Depuy Synthes | LCP Metaphyseal Plate 3.5/4.5/5.0, broad, 5+9 holes SST | 224.759 | Standalone | DE0006552 | Patients requiring fracture fixation or orthopaedic corrective surgery
Orthopaedics | Trauma - Extramedullary fixation | Locking/combination plate | Locking/combination plate - General orthopaedic | Depuy Synthes | LCP 4.5/5.0, broad, 20 holes SST | 226.701 | Standalone | DE0006552 | Patients requiring fracture fixation or orthopaedic corrective surgery
Orthopaedics | Trauma - Extramedullary fixation | Plate accessories | Locking screw | Depuy Synthes | Locking Screw Stardrive D 2.7 mm (head LCP 2.4), self-tapping, length 6 mm, Titanium Alloy (TAN) | 402.206 | Standalone | DE0002133 | Patients requiring fracture fixation or orthopaedic corrective surgery
Orthopaedics | Trauma - Extramedullary fixation | Plate accessories | Locking screw | Depuy Synthes | Locking Screw Stardrive D 2.7 mm (head LCP 2.4), self-tapping, length 7 mm, Titanium Alloy (TAN) | 402.207 | Standalone | DE0002133 | Patients requiring fracture fixation or orthopaedic corrective surgery
Orthopaedics | Trauma - Extramedullary fixation | Plate accessories | Locking screw | Depuy Synthes | Locking Screw Stardrive D 2.7 mm (head LCP 2.4), self-tapping, length 8 mm, Titanium Alloy (TAN) | 402.208 | Standalone | DE0002133 | Patients requiring fracture fixation or orthopaedic corrective surgery
Orthopaedics | Trauma - Extramedullary fixation | Plate accessories | Locking screw | Depuy Synthes | Locking Screw Stardrive D 2.7 mm (head LCP 2.4), self-tapping, length 9 mm, Titanium Alloy (TAN) | 402.209 | Standalone | DE0002133 | Patients requiring fracture fixation or orthopaedic corrective surgery
Orthopaedics | Trauma - Extramedullary fixation | Plate accessories | Locking screw | Depuy Synthes | Locking Screw Stardrive D 2.7 mm (head LCP 2.4), self-tapping, length 10 mm, Titanium Alloy (TAN) | 402.210 | Standalone | DE0002133 | Patients requiring fracture fixation or orthopaedic corrective surgery
Orthopaedics | Trauma - Extramedullary fixation | Plate accessories | Locking screw | Depuy Synthes | Locking Screw Stardrive D 2.7 mm (head LCP 2.4), self-tapping, length 11 mm, Titanium Alloy (TAN) | 402.211 | Standalone | DE0002133 | Patients requiring fracture fixation or orthopaedic corrective surgery
Orthopaedics | Trauma - Extramedullary fixation | Plate accessories | Locking screw | Depuy Synthes | Locking Screw Stardrive D 2.7 mm (head LCP 2.4), self-tapping, length 12 mm, Titanium Alloy (TAN) | 402.212 | Standalone | DE0002133 | Patients requiring fracture fixation or orthopaedic corrective surgery
Orthopaedics | Trauma - Extramedullary fixation | Plate accessories | Locking screw | Depuy Synthes | Locking Screw Stardrive D 2.7 mm (head LCP 2.4), self-tapping, length 13 mm, Titanium Alloy (TAN) | 402.213 | Standalone | DE0002133 | Patients requiring fracture fixation or orthopaedic corrective surgery
Orthopaedics | Trauma - Extramedullary fixation | Plate accessories | Locking screw | Depuy Synthes | Locking Screw Stardrive D 2.7 mm (head LCP 2.4), self-tapping, length 14 mm, Titanium Alloy (TAN) | 402.214 | Standalone | DE0002133 | Patients requiring fracture fixation or orthopaedic corrective surgery
Orthopaedics | Trauma - Extramedullary fixation | Plate accessories | Locking screw | Depuy Synthes | Locking Screw Stardrive D 2.7 mm (head LCP 2.4), self-tapping, length 16 mm, Titanium Alloy (TAN) | 402.216 | Standalone | DE0002133 | Patients requiring fracture fixation or orthopaedic corrective surgery
Orthopaedics | Trauma - Extramedullary fixation | Plate accessories | Locking screw | Depuy Synthes | Locking Screw Stardrive D 2.7 mm (head LCP 2.4), self-tapping, length 18 mm, Titanium Alloy (TAN) | 402.218 | Standalone | DE0002133 | Patients requiring fracture fixation or orthopaedic corrective surgery
Orthopaedics | Trauma - Extramedullary fixation | Plate accessories | Locking screw | Depuy Synthes | Locking Screw Stardrive D 2.7 mm (head LCP 2.4), self-tapping, length 20 mm, Titanium Alloy (TAN) | 402.220 | Standalone | DE0002133 | Patients requiring fracture fixation or orthopaedic corrective surgery
Orthopaedics | Trauma - Extramedullary fixation | Plate accessories | Locking screw | Depuy Synthes | Locking Screw Stardrive D 2.7 mm (head LCP 2.4), self-tapping, length 22 mm, Titanium Alloy (TAN) | 402.222 | Standalone | DE0002133 | Patients requiring fracture fixation or orthopaedic corrective surgery
Orthopaedics | Trauma - Extramedullary fixation | Plate accessories | Locking screw | Depuy Synthes | Locking Screw Stardrive D 2.7 mm (head LCP 2.4), self-tapping, length 24 mm, Titanium Alloy (TAN) | 402.224 | Standalone | DE0002133 | Patients requiring fracture fixation or orthopaedic corrective surgery
Orthopaedics | Trauma - Extramedullary fixation | Plate accessories | Locking screw | Depuy Synthes | Locking Screw Stardrive D 2.7 mm (head LCP 2.4), self-tapping, length 26 mm, Titanium Alloy (TAN) | 402.226 | Standalone | DE0002133 | Patients requiring fracture fixation or orthopaedic corrective surgery
Orthopaedics | Trauma - Extramedullary fixation | Plate accessories | Locking screw | Depuy Synthes | Locking Screw Stardrive D 2.7 mm (head LCP 2.4), self-tapping, length 28 mm, Titanium Alloy (TAN) | 402.228 | Standalone | DE0002133 | Patients requiring fracture fixation or orthopaedic corrective surgery
Orthopaedics | Trauma - Extramedullary fixation | Plate accessories | Locking screw | Depuy Synthes | Locking Screw Stardrive D 2.7 mm (head LCP 2.4), self-tapping, length 30 mm, Titanium Alloy (TAN) | 402.230 | Standalone | DE0002133 | Patients requiring fracture fixation or orthopaedic corrective surgery
Orthopaedics | Trauma - Extramedullary fixation | Plate accessories | Locking screw | Depuy Synthes | Locking Screw Stardrive D 2.7 mm (head LCP 2.4), self-tapping, length 32 mm, Titanium Alloy (TAN) | 402.232 | Standalone | DE0005967 | Patients requiring fracture fixation or orthopaedic corrective surgery
Orthopaedics | Trauma - Extramedullary fixation | Plate accessories | Locking screw | Depuy Synthes | Locking Screw Stardrive D 2.7 mm (head LCP 2.4), self-tapping, length 34 mm, Titanium Alloy (TAN) | 402.234 | Standalone | DE0005967 | Patients requiring fracture fixation or orthopaedic corrective surgery
Orthopaedics | Trauma - Extramedullary fixation | Plate accessories | Locking screw | Depuy Synthes | Locking Screw Stardrive D 2.7 mm (head LCP 2.4), self-tapping, length 36 mm, Titanium Alloy (TAN) | 402.236 | Standalone | DE0005967 | Patients requiring fracture fixation or orthopaedic corrective surgery
Orthopaedics | Trauma - Extramedullary fixation | Plate accessories | Locking screw | Depuy Synthes | Locking Screw Stardrive D 2.7 mm (head LCP 2.4), self-tapping, length 38 mm, Titanium Alloy (TAN) | 402.238 | Standalone | DE0005967 | Patients requiring fracture fixation or orthopaedic corrective surgery
Orthopaedics | Trauma - Extramedullary fixation | Plate accessories | Locking screw | Depuy Synthes | Locking Screw Stardrive D 2.7 mm (head LCP 2.4), self-tapping, length 40 mm, Titanium Alloy (TAN) | 402.240 | Standalone | DE0005967 | Patients requiring fracture fixation or orthopaedic corrective surgery
Orthopaedics | Trauma - Extramedullary fixation | Plate accessories | Locking screw | Depuy Synthes | Locking Screw Stardrive D 2.7 mm (head LCP 2.4), self-tapping, length 42 mm, Titanium Alloy (TAN) | 402.242 | Standalone | DE0008374 | Patients requiring fracture fixation or orthopaedic corrective surgery
Orthopaedics | Trauma - Extramedullary fixation | Plate accessories | Locking screw | Depuy Synthes | Locking Screw Stardrive D 2.7 mm (head LCP 2.4), self-tapping, length 44 mm, Titanium Alloy (TAN) | 402.244 | Standalone | DE0008374 | Patients requiring fracture fixation or orthopaedic corrective surgery
Orthopaedics | Trauma - Extramedullary fixation | Plate accessories | Locking screw | Depuy Synthes | Locking Screw Stardrive D 2.7 mm (head LCP 2.4), self-tapping, length 46 mm, Titanium Alloy (TAN) | 402.246 | Standalone | DE0008374 | Patients requiring fracture fixation or orthopaedic corrective surgery
Orthopaedics | Trauma - Extramedullary fixation | Plate accessories | Locking screw | Depuy Synthes | Locking Screw Stardrive D 2.7 mm (head LCP 2.4), self-tapping, length 48 mm, Titanium Alloy (TAN) | 402.248 | Standalone | DE0008374 | Patients requiring fracture fixation or orthopaedic corrective surgery
Orthopaedics | Trauma - Extramedullary fixation | Plate accessories | Locking screw | Depuy Synthes | Locking Screw Stardrive D 2.7 mm (head LCP 2.4), self-tapping, length 50 mm, Titanium Alloy (TAN) | 402.250 | Standalone | DE0008374 | Patients requiring fracture fixation or orthopaedic corrective surgery
Orthopaedics | Trauma - Extramedullary fixation | Plate accessories | Locking screw | Depuy Synthes | Locking Screw Stardrive D 2.7 mm (head LCP 2.4), self-tapping, length 55 mm, Titanium Alloy (TAN) | 402.255 | Standalone | DE0008374 | Patients requiring fracture fixation or orthopaedic corrective surgery
Orthopaedics | Trauma - Extramedullary fixation | Plate accessories | Locking screw | Depuy Synthes | Locking Screw Stardrive D 2.7 mm (head LCP 2.4), self-tapping, length 60 mm, Titanium Alloy (TAN) | 402.260 | Standalone | DE0008374 | Patients requiring fracture fixation or orthopaedic corrective surgery
Orthopaedics | Trauma - Extramedullary fixation | Plate accessories | Non-locking screw | Depuy Synthes | Cortex Screw D 3.5mm, self-tapp., L 10mm | 404.810 | Standalone | DE0002168 | Patients requiring fracture fixation or orthopaedic corrective surgery
Orthopaedics | Trauma - Extramedullary fixation | Plate accessories | Non-locking screw | Depuy Synthes | Cortex Screw D 3.5mm, self-tapp., L 12mm | 404.812 | Standalone | DE0002168 | Patients requiring fracture fixation or orthopaedic corrective surgery
Orthopaedics | Trauma - Extramedullary fixation | Plate accessories | Non-locking screw | Depuy Synthes | Cortex Screw D 3.5mm, self-tapp., L 14mm | 404.814 | Standalone | DE0002168 | Patients requiring fracture fixation or orthopaedic corrective surgery
Orthopaedics | Trauma - Extramedullary fixation | Plate accessories | Non-locking screw | Depuy Synthes | Cortex Screw D 3.5mm, self-tapp., L 16mm | 404.816 | Standalone | DE0002168 | Patients requiring fracture fixation or orthopaedic corrective surgery
Orthopaedics | Trauma - Extramedullary fixation | Plate accessories | Non-locking screw | Depuy Synthes | Cortex Screw D 3.5mm, self-tapp., L 547.501Dm | 404.818 | Standalone | DE0002168 | Patients requiring fracture fixation or orthopaedic corrective surgery
Orthopaedics | Trauma - Extramedullary fixation | Plate accessories | Non-locking screw | Depuy Synthes | Cortex Screw D 3.5mm, self-tapp., L 20mm | 404.820 | Standalone | DE0002168 | Patients requiring fracture fixation or orthopaedic corrective surgery
Orthopaedics | Trauma - Extramedullary fixation | Plate accessories | Non-locking screw | Depuy Synthes | Cortex Screw D 3.5mm, self-tapp., L 669.167Dm | 404.822 | Standalone | DE0002169 | Patients requiring fracture fixation or orthopaedic corrective surgery
Orthopaedics | Trauma - Extramedullary fixation | Plate accessories | Non-locking screw | Depuy Synthes | Cortex Screw D 3.5mm, self-tapp., L 24mm | 404.824 | Standalone | DE0002168 | Patients requiring fracture fixation or orthopaedic corrective surgery
Orthopaedics | Trauma - Extramedullary fixation | Plate accessories | Non-locking screw | Depuy Synthes | Cortex Screw D 3.5mm, self-tapp., L 26mm | 404.826 | Standalone | DE0002169 | Patients requiring fracture fixation or orthopaedic corrective surgery
Orthopaedics | Trauma - Extramedullary fixation | Plate accessories | Non-locking screw | Depuy Synthes | Cortex Screw D 3.5mm, self-tapp., L 28mm | 404.828 | Standalone | DE0002168 | Patients requiring fracture fixation or orthopaedic corrective surgery
Orthopaedics | Trauma - Extramedullary fixation | Plate accessories | Non-locking screw | Depuy Synthes | Cortex Screw D 3.5mm, self-tapp., L 912.501Dm | 404.830 | Standalone | DE0002168 | Patients requiring fracture fixation or orthopaedic corrective surgery
Orthopaedics | Trauma - Extramedullary fixation | Plate accessories | Non-locking screw | Depuy Synthes | Cortex Screw D 3.5mm, self-tapp., L 32mm | 404.832 | Standalone | DE0002168 | Patients requiring fracture fixation or orthopaedic corrective surgery
Orthopaedics | Trauma - Extramedullary fixation | Plate accessories | Non-locking screw | Depuy Synthes | Cortex Screw D 3.5mm, self-tapp., L 1034.17Dm | 404.834 | Standalone | DE0002168 | Patients requiring fracture fixation or orthopaedic corrective surgery
Orthopaedics | Trauma - Extramedullary fixation | Plate accessories | Non-locking screw | Depuy Synthes | Cortex Screw D 3.5mm, self-tapp., L 36mm | 404.836 | Standalone | DE0002169 | Patients requiring fracture fixation or orthopaedic corrective surgery
Orthopaedics | Trauma - Extramedullary fixation | Plate accessories | Non-locking screw | Depuy Synthes | Cortex Screw D 3.5mm, self-tapp., L 38mm | 404.838 | Standalone | DE0002168 | Patients requiring fracture fixation or orthopaedic corrective surgery
Orthopaedics | Trauma - Extramedullary fixation | Plate accessories | Non-locking screw | Depuy Synthes | Cortex Screw D 3.5mm, self-tapp., L 40mm | 404.840 | Standalone | DE0002168 | Patients requiring fracture fixation or orthopaedic corrective surgery
Orthopaedics | Trauma - Extramedullary fixation | Plate accessories | Non-locking screw | Depuy Synthes | Cortex Screw D 3.5mm, self-tapp., L 42mm | 404.842 | Standalone | DE0005522 | Patients requiring fracture fixation or orthopaedic corrective surgery
Orthopaedics | Trauma - Extramedullary fixation | Plate accessories | Non-locking screw | Depuy Synthes | Cortex Screw D 3.5mm, self-tapp., L 44mm | 404.844 | Standalone | DE0005522 | Patients requiring fracture fixation or orthopaedic corrective surgery
Orthopaedics | Trauma - Extramedullary fixation | Plate accessories | Non-locking screw | Depuy Synthes | Cortex Screw D 3.5mm, self-tapp., L 45mm | 404.845 | Standalone | DE0002168 | Patients requiring fracture fixation or orthopaedic corrective surgery
Orthopaedics | Trauma - Extramedullary fixation | Plate accessories | Non-locking screw | Depuy Synthes | Cortex Screw D 3.5mm, self-tapp., L 46mm | 404.846 | Standalone | DE0005522 | Patients requiring fracture fixation or orthopaedic corrective surgery
Orthopaedics | Trauma - Extramedullary fixation | Plate accessories | Non-locking screw | Depuy Synthes | Cortex Screw D 3.5mm, self-tapp., L 48mm | 404.848 | Standalone | DE0005522 | Patients requiring fracture fixation or orthopaedic corrective surgery
Orthopaedics | Trauma - Extramedullary fixation | Plate accessories | Non-locking screw | Depuy Synthes | Cortex Screw D 3.5mm, self-tapp., L 50mm | 404.850 | Standalone | DE0002168 | Patients requiring fracture fixation or orthopaedic corrective surgery
Orthopaedics | Trauma - Extramedullary fixation | Plate accessories | Non-locking screw | Depuy Synthes | Cortex Screw D 3.5mm, self-tapp., L 55mm | 404.855 | Standalone | DE0002168 | Patients requiring fracture fixation or orthopaedic corrective surgery
Orthopaedics | Trauma - Extramedullary fixation | Plate accessories | Non-locking screw | Depuy Synthes | Cortex Screw D 3.5mm, self-tapp., L 60mm | 404.860 | Standalone | DE0002168 | Patients requiring fracture fixation or orthopaedic corrective surgery
Orthopaedics | Trauma - Extramedullary fixation | Plate accessories | Non-locking screw | Depuy Synthes | Cortex Screw D 3.5mm, self-tapp., L 65mm | 404.865 | Standalone | DE0002169 | Patients requiring fracture fixation or orthopaedic corrective surgery
Orthopaedics | Trauma - Extramedullary fixation | Plate accessories | Non-locking screw | Depuy Synthes | Cortex Screw D 3.5mm, self-tapp., L 70mm | 404.870 | Standalone | DE0002169 | Patients requiring fracture fixation or orthopaedic corrective surgery
Orthopaedics | Trauma - Extramedullary fixation | Plate accessories | Non-locking screw | Depuy Synthes | Cortex Screw D 3.5mm, self-tapp., L 75mm | 404.875 | Standalone | DE0002169 | Patients requiring fracture fixation or orthopaedic corrective surgery
Orthopaedics | Trauma - Extramedullary fixation | Plate accessories | Non-locking screw | Depuy Synthes | Cortex Screw D 3.5mm, self-tapp., L 80mm | 404.880 | Standalone | DE0002169 | Patients requiring fracture fixation or orthopaedic corrective surgery
Orthopaedics | Trauma - Extramedullary fixation | Plate accessories | Non-locking screw | Depuy Synthes | Cortex Screw D 3.5mm, self-tapp., L 85mm | 404.885 | Standalone | DE0002169 | Patients requiring fracture fixation or orthopaedic corrective surgery
Orthopaedics | Trauma - Extramedullary fixation | Plate accessories | Non-locking screw | Depuy Synthes | Cortex Screw D 3.5mm, self-tapp., L 90mm | 404.890 | Standalone | DE0002169 | Patients requiring fracture fixation or orthopaedic corrective surgery
Orthopaedics | Trauma - Extramedullary fixation | Plate accessories | Non-locking screw | Depuy Synthes | Cortex Screw D 3.5mm, self-tapp., L 95mm | 404.895 | Standalone | DE0002169 | Patients requiring fracture fixation or orthopaedic corrective surgery
Orthopaedics | Trauma - Extramedullary fixation | Plate accessories | Non-locking screw | Depuy Synthes | Cortex Screw D 3.5mm, self-tapp., L 100mm | 404.900 | Standalone | DE0002169 | Patients requiring fracture fixation or orthopaedic corrective surgery
Orthopaedics | Trauma - Extramedullary fixation | Plate accessories | Non-locking screw | Depuy Synthes | Cortex Screw D 3.5mm, self-tapp., L 105mm | 404.905 | Standalone | DE0002169 | Patients requiring fracture fixation or orthopaedic corrective surgery
Orthopaedics | Trauma - Extramedullary fixation | Plate accessories | Non-locking screw | Depuy Synthes | Cortex Screw D 3.5mm, self-tapp., L 110mm | 404.910 | Standalone | DE0002169 | Patients requiring fracture fixation or orthopaedic corrective surgery
Orthopaedics | Trauma - Extramedullary fixation | Plate accessories | Non-locking screw | Depuy Synthes | Cortex Screw D 3.5mm, self-tapp., L 1456.25Dm | 404.915 | Standalone | DE0002169 | Patients requiring fracture fixation or orthopaedic corrective surgery
Orthopaedics | Trauma - Extramedullary fixation | Plate accessories | Non-locking screw | Depuy Synthes | Cortex Screw D 3.5mm, self-tapp., L 120mm | 404.920 | Standalone | DE0002169 | Patients requiring fracture fixation or orthopaedic corrective surgery
Orthopaedics | Trauma - Extramedullary fixation | Plate accessories | Non-locking screw | Depuy Synthes | Cortex Screw D 3.5mm, self-tapp., L 1760.418Dm | 404.925 | Standalone | DE0002169 | Patients requiring fracture fixation or orthopaedic corrective surgery
Orthopaedics | Trauma - Extramedullary fixation | Plate accessories | Non-locking screw | Depuy Synthes | Cortex Screw D 3.5mm, self-tapp., L 1912.501Dm | 404.930 | Standalone | DE0002169 | Patients requiring fracture fixation or orthopaedic corrective surgery
Orthopaedics | Trauma - Extramedullary fixation | Plate accessories | Locking screw | Depuy Synthes | Locking Screw Stardrive D 3.5 mm, self- tapping, length 16 mm, Titanium Alloy (TAN) | 412.104 | Standalone | DE0002168 | Patients requiring fracture fixation or orthopaedic corrective surgery
Orthopaedics | Trauma - Extramedullary fixation | Plate accessories | Locking screw | Depuy Synthes | Locking Screw Stardrive D 3.5 mm, self- tapping, length 18 mm, Titanium Alloy (TAN) | 412.105 | Standalone | DE0002168 | Patients requiring fracture fixation or orthopaedic corrective surgery
Orthopaedics | Trauma - Extramedullary fixation | Plate accessories | Locking screw | Depuy Synthes | Locking Screw Stardrive D 3.5 mm, self- tapping, length 20 mm, Titanium Alloy (TAN) | 412.106 | Standalone | DE0002168 | Patients requiring fracture fixation or orthopaedic corrective surgery
Orthopaedics | Trauma - Extramedullary fixation | Plate accessories | Locking screw | Depuy Synthes | Locking Screw Stardrive D 3.5 mm, self- tapping, length 22 mm, Titanium Alloy (TAN) | 412.107 | Standalone | DE0002169 | Patients requiring fracture fixation or orthopaedic corrective surgery
Orthopaedics | Trauma - Extramedullary fixation | Plate accessories | Locking screw | Depuy Synthes | Locking Screw Stardrive D 3.5 mm, self- tapping, length 24 mm, Titanium Alloy (TAN) | 412.108 | Standalone | DE0002168 | Patients requiring fracture fixation or orthopaedic corrective surgery
Orthopaedics | Trauma - Extramedullary fixation | Plate accessories | Locking screw | Depuy Synthes | Locking Screw Stardrive D 3.5 mm, self- tapping, length 26 mm, Titanium Alloy (TAN) | 412.109 | Standalone | DE0002169 | Patients requiring fracture fixation or orthopaedic corrective surgery
Orthopaedics | Trauma - Extramedullary fixation | Plate accessories | Locking screw | Depuy Synthes | Locking Screw Stardrive D 3.5 mm, self- tapping, length 28 mm, Titanium Alloy (TAN) | 412.110 | Standalone | DE0002168 | Patients requiring fracture fixation or orthopaedic corrective surgery
Orthopaedics | Trauma - Extramedullary fixation | Plate accessories | Locking screw | Depuy Synthes | Locking Screw Stardrive D 3.5 mm, self- tapping, length 30 mm, Titanium Alloy (TAN) | 412.111 | Standalone | DE0002168 | Patients requiring fracture fixation or orthopaedic corrective surgery
Orthopaedics | Trauma - Extramedullary fixation | Plate accessories | Locking screw | Depuy Synthes | Locking Screw Stardrive D 3.5 mm, self- tapping, length 32 mm, Titanium Alloy (TAN) | 412.112 | Standalone | DE0002168 | Patients requiring fracture fixation or orthopaedic corrective surgery
Orthopaedics | Trauma - Extramedullary fixation | Plate accessories | Locking screw | Depuy Synthes | Locking Screw Stardrive D 3.5 mm, self- tapping, length 34 mm, Titanium Alloy (TAN) | 412.113 | Standalone | DE0007355 | Patients requiring fracture fixation or orthopaedic corrective surgery
Orthopaedics | Trauma - Extramedullary fixation | Plate accessories | Locking screw | Depuy Synthes | Locking Screw Stardrive D 3.5 mm, self- tapping, length 35 mm, Titanium Alloy (TAN) | 412.115 | Standalone | DE0007355 | Patients requiring fracture fixation or orthopaedic corrective surgery
Orthopaedics | Trauma - Extramedullary fixation | Plate accessories | Locking screw | Depuy Synthes | Locking Screw Stardrive D 3.5 mm, self- tapping, length 38 mm, Titanium Alloy (TAN) | 412.116 | Standalone | DE0002168 | Patients requiring fracture fixation or orthopaedic corrective surgery
Orthopaedics | Trauma - Extramedullary fixation | Plate accessories | Locking screw | Depuy Synthes | Locking Screw Stardrive D 3.5 mm, self- tapping, length 40 mm, Titanium Alloy (TAN) | 412.117 | Standalone | DE0002168 | Patients requiring fracture fixation or orthopaedic corrective surgery
Orthopaedics | Trauma - Extramedullary fixation | Plate accessories | Locking screw | Depuy Synthes | Locking Screw Stardrive D 3.5 mm, self- tapping, length 42 mm, Titanium Alloy (TAN) | 412.118 | Standalone | DE0002169 | Patients requiring fracture fixation or orthopaedic corrective surgery
Orthopaedics | Trauma - Extramedullary fixation | Plate accessories | Locking screw | Depuy Synthes | Locking Screw Stardrive D 3.5 mm, self- tapping, length 48 mm, Titanium Alloy (TAN) | 412.120 | Standalone | DE0002169 | Patients requiring fracture fixation or orthopaedic corrective surgery
Orthopaedics | Trauma - Extramedullary fixation | Plate accessories | Locking screw | Depuy Synthes | Locking Screw Stardrive D 3.5 mm, self- tapping, length 50 mm, Titanium Alloy (TAN) | 412.121 | Standalone | DE0002168 | Patients requiring fracture fixation or orthopaedic corrective surgery
Orthopaedics | Trauma - Extramedullary fixation | Plate accessories | Locking screw | Depuy Synthes | Locking Screw Stardrive D 3.5 mm, self- tapping, length 55 mm, Titanium Alloy (TAN) | 412.123 | Standalone | DE0002168 | Patients requiring fracture fixation or orthopaedic corrective surgery
Orthopaedics | Trauma - Extramedullary fixation | Plate accessories | Locking screw | Depuy Synthes | Locking Screw Stardrive D 3.5 mm, self- tapping, length 60 mm, Titanium Alloy (TAN) | 412.124 | Standalone | DE0002168 | Patients requiring fracture fixation or orthopaedic corrective surgery
Orthopaedics | Trauma - Extramedullary fixation | Plate accessories | Locking screw | Depuy Synthes | Locking Screw Stardrive D 3.5 mm, self- tapping, length 65 mm, Titanium Alloy (TAN) | 412.125 | Standalone | DE0002169 | Patients requiring fracture fixation or orthopaedic corrective surgery
Orthopaedics | Trauma - Extramedullary fixation | Plate accessories | Locking screw | Depuy Synthes | Locking Screw Stardrive D 3.5 mm, self- tapping, length 70 mm, Titanium Alloy (TAN) | 412.126 | Standalone | DE0002169 | Patients requiring fracture fixation or orthopaedic corrective surgery
Orthopaedics | Trauma - Extramedullary fixation | Plate accessories | Locking screw | Depuy Synthes | Locking Screw Stardrive D 3.5 mm, self- tapping, length 75 mm, Titanium Alloy (TAN) | 412.127 | Standalone | DE0002169 | Patients requiring fracture fixation or orthopaedic corrective surgery
Orthopaedics | Trauma - Extramedullary fixation | Plate accessories | Locking screw | Depuy Synthes | Locking Screw Stardrive D 3.5 mm, self- tapping, length 80 mm, Titanium Alloy (TAN) | 412.128 | Standalone | DE0002169 | Patients requiring fracture fixation or orthopaedic corrective surgery
Orthopaedics | Trauma - Extramedullary fixation | Plate accessories | Locking screw | Depuy Synthes | Locking Screw Stardrive D 3.5 mm, self- tapping, length 44 mm, Titanium Alloy (TAN) | 412.134 | Standalone | DE0002169 | Patients requiring fracture fixation or orthopaedic corrective surgery
Orthopaedics | Trauma - Extramedullary fixation | Plate accessories | Locking screw | Depuy Synthes | Locking Screw Stardrive D 3.5 mm, self- tapping, length 46 mm, Titanium Alloy (TAN) | 412.136 | Standalone | DE0002169 | Patients requiring fracture fixation or orthopaedic corrective surgery
Orthopaedics | Trauma - Extramedullary fixation | Plate accessories | Locking screw | Depuy Synthes | Locking Screw Stardrive D 5.0 mm, self- tapping, length 14 mm, Titanium Alloy (TAN) | 412.201 | Standalone | DE0007006 | Patients requiring fracture fixation or orthopaedic corrective surgery
Orthopaedics | Trauma - Extramedullary fixation | Plate accessories | Locking screw | Depuy Synthes | Locking Screw Stardrive D 5.0 mm, self- tapping, length 16 mm, Titanium Alloy (TAN) | 412.202 | Standalone | DE0007006 | Patients requiring fracture fixation or orthopaedic corrective surgery
Orthopaedics | Trauma - Extramedullary fixation | Plate accessories | Locking screw | Depuy Synthes | Locking Screw Stardrive D 5.0 mm, self- tapping, length 18 mm, Titanium Alloy (TAN) | 412.203 | Standalone | DE0007006 | Patients requiring fracture fixation or orthopaedic corrective surgery
Orthopaedics | Trauma - Extramedullary fixation | Plate accessories | Locking screw | Depuy Synthes | Locking Screw Stardrive D 5.0 mm, self- tapping, length 20 mm, Titanium Alloy (TAN) | 412.204 | Standalone | DE0007006 | Patients requiring fracture fixation or orthopaedic corrective surgery
Orthopaedics | Trauma - Extramedullary fixation | Plate accessories | Locking screw | Depuy Synthes | Locking Screw Stardrive D 5.0 mm, self- tapping, length 22 mm, Titanium Alloy (TAN) | 412.205 | Standalone | DE0007006 | Patients requiring fracture fixation or orthopaedic corrective surgery
Orthopaedics | Trauma - Extramedullary fixation | Plate accessories | Locking screw | Depuy Synthes | Locking Screw Stardrive D 5.0 mm, self- tapping, length 24 mm, Titanium Alloy (TAN) | 412.206 | Standalone | DE0007006 | Patients requiring fracture fixation or orthopaedic corrective surgery
Orthopaedics | Trauma - Extramedullary fixation | Plate accessories | Locking screw | Depuy Synthes | Locking Screw Stardrive D 5.0 mm, self- tapping, length 26 mm, Titanium Alloy (TAN) | 412.207 | Standalone | DE0007006 | Patients requiring fracture fixation or orthopaedic corrective surgery
Orthopaedics | Trauma - Extramedullary fixation | Plate accessories | Locking screw | Depuy Synthes | Locking Screw Stardrive D 5.0 mm, self- tapping, length 28 mm, Titanium Alloy (TAN) | 412.208 | Standalone | DE0007006 | Patients requiring fracture fixation or orthopaedic corrective surgery
Orthopaedics | Trauma - Extramedullary fixation | Plate accessories | Locking screw | Depuy Synthes | Locking Screw Stardrive D 5.0 mm, self- tapping, length 30 mm, Titanium Alloy (TAN) | 412.209 | Standalone | DE0007006 | Patients requiring fracture fixation or orthopaedic corrective surgery
Orthopaedics | Trauma - Extramedullary fixation | Plate accessories | Locking screw | Depuy Synthes | Locking Screw Stardrive D 5.0 mm, self- tapping, length 32 mm, Titanium Alloy (TAN) | 412.210 | Standalone | DE0007006 | Patients requiring fracture fixation or orthopaedic corrective surgery
Orthopaedics | Trauma - Extramedullary fixation | Plate accessories | Locking screw | Depuy Synthes | Locking Screw Stardrive D 5.0 mm, self- tapping, length 34 mm, Titanium Alloy (TAN) | 412.211 | Standalone | DE0007006 | Patients requiring fracture fixation or orthopaedic corrective surgery
Orthopaedics | Trauma - Extramedullary fixation | Plate accessories | Locking screw | Depuy Synthes | Locking Screw Stardrive D 5.0 mm, self- tapping, length 36 mm, Titanium Alloy (TAN) | 412.212 | Standalone | DE0007006 | Patients requiring fracture fixation or orthopaedic corrective surgery
Orthopaedics | Trauma - Extramedullary fixation | Plate accessories | Locking screw | Depuy Synthes | Locking Screw Stardrive D 5.0 mm, self- tapping, length 38 mm, Titanium Alloy (TAN) | 412.213 | Standalone | DE0007006 | Patients requiring fracture fixation or orthopaedic corrective surgery
Orthopaedics | Trauma - Extramedullary fixation | Plate accessories | Locking screw | Depuy Synthes | Locking Screw Stardrive D 5.0 mm, self- tapping, length 40 mm, Titanium Alloy (TAN) | 412.214 | Standalone | DE0007006 | Patients requiring fracture fixation or orthopaedic corrective surgery
Orthopaedics | Trauma - Extramedullary fixation | Plate accessories | Locking screw | Depuy Synthes | Locking Screw Stardrive D 5.0 mm, self- tapping, length 42 mm, Titanium Alloy (TAN) | 412.215 | Standalone | DE0007006 | Patients requiring fracture fixation or orthopaedic corrective surgery
Orthopaedics | Trauma - Extramedullary fixation | Plate accessories | Locking screw | Depuy Synthes | Locking Screw Stardrive D 5.0 mm, self- tapping, length 44 mm, Titanium Alloy (TAN) | 412.216 | Standalone | DE0007006 | Patients requiring fracture fixation or orthopaedic corrective surgery
Orthopaedics | Trauma - Extramedullary fixation | Plate accessories | Locking screw | Depuy Synthes | Locking Screw Stardrive D 5.0 mm, self- tapping, length 46 mm, Titanium Alloy (TAN) | 412.217 | Standalone | DE0007006 | Patients requiring fracture fixation or orthopaedic corrective surgery
Orthopaedics | Trauma - Extramedullary fixation | Plate accessories | Locking screw | Depuy Synthes | Locking Screw Stardrive D 5.0 mm, self- tapping, length 48 mm, Titanium Alloy (TAN) | 412.218 | Standalone | DE0007006 | Patients requiring fracture fixation or orthopaedic corrective surgery
Orthopaedics | Trauma - Extramedullary fixation | Plate accessories | Locking screw | Depuy Synthes | Locking Screw Stardrive D 5.0 mm, self- tapping, length 50 mm, Titanium Alloy (TAN) | 412.219 | Standalone | DE0007006 | Patients requiring fracture fixation or orthopaedic corrective surgery
Orthopaedics | Trauma - Extramedullary fixation | Plate accessories | Locking screw | Depuy Synthes | Locking Screw Stardrive D 5.0 mm, self- tapping, length 55 mm, Titanium Alloy (TAN) | 412.220 | Standalone | DE0007006 | Patients requiring fracture fixation or orthopaedic corrective surgery
Orthopaedics | Trauma - Extramedullary fixation | Plate accessories | Locking screw | Depuy Synthes | Locking Screw Stardrive D 5.0 mm, self- tapping, length 60 mm, Titanium Alloy (TAN) | 412.221 | Standalone | DE0007006 | Patients requiring fracture fixation or orthopaedic corrective surgery
Orthopaedics | Trauma - Extramedullary fixation | Plate accessories | Locking screw | Depuy Synthes | Locking Screw Stardrive D 5.0 mm, self- tapping, length 65 mm, Titanium Alloy (TAN) | 412.222 | Standalone | DE0007006 | Patients requiring fracture fixation or orthopaedic corrective surgery
Orthopaedics | Trauma - Extramedullary fixation | Plate accessories | Locking screw | Depuy Synthes | Locking Screw Stardrive D 5.0 mm, self- tapping, length 70 mm, Titanium Alloy (TAN) | 412.223 | Standalone | DE0007006 | Patients requiring fracture fixation or orthopaedic corrective surgery
Orthopaedics | Trauma - Extramedullary fixation | Plate accessories | Locking screw | Depuy Synthes | Locking Screw Stardrive D 5.0 mm, self- tapping, length 75 mm, Titanium Alloy (TAN) | 412.224 | Standalone | DE0007006 | Patients requiring fracture fixation or orthopaedic corrective surgery
Orthopaedics | Trauma - Extramedullary fixation | Plate accessories | Locking screw | Depuy Synthes | Locking Screw Stardrive D 5.0 mm, self- tapping, length 80 mm, Titanium Alloy (TAN) | 412.225 | Standalone | DE0007006 | Patients requiring fracture fixation or orthopaedic corrective surgery
Orthopaedics | Trauma - Extramedullary fixation | Plate accessories | Locking screw | Depuy Synthes | Locking Screw Stardrive D 5.0 mm, self- tapping, length 85 mm, Titanium Alloy (TAN) | 412.226 | Standalone | DE0007006 | Patients requiring fracture fixation or orthopaedic corrective surgery
Orthopaedics | Trauma - Extramedullary fixation | Plate accessories | Locking screw | Depuy Synthes | Locking Screw Stardrive, self-tapping | 412.227 | Standalone | DE0007006 | Patients requiring fracture fixation or orthopaedic corrective surgery
Orthopaedics | Trauma - Extramedullary fixation | Plate accessories | Locking screw | Depuy Synthes | Locking Screw2.4mm Stardrive, self-tapping, L 6mm | 412.806 | Standalone | DE0002133 | Patients requiring fracture fixation or orthopaedic corrective surgery
Orthopaedics | Trauma - Extramedullary fixation | Plate accessories | Locking screw | Depuy Synthes | Locking Screw2.4mm Stardrive, self-tapping, L 7mm | 412.807 | Standalone | DE0002133 | Patients requiring fracture fixation or orthopaedic corrective surgery
Orthopaedics | Trauma - Extramedullary fixation | Plate accessories | Locking screw | Depuy Synthes | Locking Screw2.4mm Stardrive, self-tapping, L 8mm | 412.808 | Standalone | DE0002133 | Patients requiring fracture fixation or orthopaedic corrective surgery
Orthopaedics | Trauma - Extramedullary fixation | Plate accessories | Locking screw | Depuy Synthes | Locking Screw2.4mm Stardrive, self-tapping, L 9mm | 412.809 | Standalone | DE0002133 | Patients requiring fracture fixation or orthopaedic corrective surgery
Orthopaedics | Trauma - Extramedullary fixation | Plate accessories | Locking screw | Depuy Synthes | Locking Screw2.4mm Stardrive, self-tapping, L 10mm | 412.810 | Standalone | DE0002133 | Patients requiring fracture fixation or orthopaedic corrective surgery
Orthopaedics | Trauma - Extramedullary fixation | Plate accessories | Locking screw | Depuy Synthes | Locking Screw2.4mm Stardrive, self-tapping, L 11mm | 412.811 | Standalone | DE0002133 | Patients requiring fracture fixation or orthopaedic corrective surgery
Orthopaedics | Trauma - Extramedullary fixation | Plate accessories | Locking screw | Depuy Synthes | Locking Screw2.4mm Stardrive, self-tapping, L 12mm | 412.812 | Standalone | DE0002133 | Patients requiring fracture fixation or orthopaedic corrective surgery
Orthopaedics | Trauma - Extramedullary fixation | Plate accessories | Locking screw | Depuy Synthes | Locking Screw2.4mm Stardrive, self-tapping, L 13mm | 412.813 | Standalone | DE0002133 | Patients requiring fracture fixation or orthopaedic corrective surgery
Orthopaedics | Trauma - Extramedullary fixation | Plate accessories | Locking screw | Depuy Synthes | Locking Screw2.4mm Stardrive, self-tapping, L 14mm | 412.814 | Standalone | DE0002133 | Patients requiring fracture fixation or orthopaedic corrective surgery
Orthopaedics | Trauma - Extramedullary fixation | Plate accessories | Locking screw | Depuy Synthes | Locking Screw2.4mm Stardrive, self-tapping, L 16mm | 412.816 | Standalone | DE0002133 | Patients requiring fracture fixation or orthopaedic corrective surgery
Orthopaedics | Trauma - Extramedullary fixation | Plate accessories | Locking screw | Depuy Synthes | Locking Screw2.4mm Stardrive, self-tapping, L 18mm | 412.818 | Standalone | DE0002133 | Patients requiring fracture fixation or orthopaedic corrective surgery
Orthopaedics | Trauma - Extramedullary fixation | Plate accessories | Locking screw | Depuy Synthes | Locking Screw2.4mm Stardrive, self-tapping, L 20mm | 412.820 | Standalone | DE0002133 | Patients requiring fracture fixation or orthopaedic corrective surgery
Orthopaedics | Trauma - Extramedullary fixation | Plate accessories | Locking screw | Depuy Synthes | Locking Screw2.4mm Stardrive, self-tapping, L 22mm | 412.822 | Standalone | DE0002133 | Patients requiring fracture fixation or orthopaedic corrective surgery
Orthopaedics | Trauma - Extramedullary fixation | Plate accessories | Locking screw | Depuy Synthes | Locking Screw2.4mm Stardrive, self-tapping, L 24mm | 412.824 | Standalone | DE0002133 | Patients requiring fracture fixation or orthopaedic corrective surgery
Orthopaedics | Trauma - Extramedullary fixation | Plate accessories | Locking screw | Depuy Synthes | Locking Screw2.4mm Stardrive, self-tapping, L 26mm | 412.826 | Standalone | DE0002133 | Patients requiring fracture fixation or orthopaedic corrective surgery
Orthopaedics | Trauma - Extramedullary fixation | Plate accessories | Locking screw | Depuy Synthes | Locking Screw2.4mm Stardrive, self-tapping, L 28mm | 412.828 | Standalone | DE0002133 | Patients requiring fracture fixation or orthopaedic corrective surgery
Orthopaedics | Trauma - Extramedullary fixation | Plate accessories | Locking screw | Depuy Synthes | Locking Screw2.4mm Stardrive, self-tapping, L 30mm | 412.830 | Standalone | DE0002133 | Patients requiring fracture fixation or orthopaedic corrective surgery
Orthopaedics | Trauma - Extramedullary fixation | Plate accessories | Locking screw | Depuy Synthes | Locking Screw D 3.5mm, L 10mm | 413.010 | Standalone | DE0002169 | Patients requiring fracture fixation or orthopaedic corrective surgery
Orthopaedics | Trauma - Extramedullary fixation | Plate accessories | Locking screw | Depuy Synthes | Locking Screw D 3.5mm, L 12mm | 413.012 | Standalone | DE0002169 | Patients requiring fracture fixation or orthopaedic corrective surgery
Orthopaedics | Trauma - Extramedullary fixation | Plate accessories | Locking screw | Depuy Synthes | Locking Screw D 3.5mm, L 14mm | 413.014 | Standalone | DE0002169 | Patients requiring fracture fixation or orthopaedic corrective surgery
Orthopaedics | Trauma - Extramedullary fixation | Plate accessories | Locking screw | Depuy Synthes | Locking Screw D 3.5mm, L 16mm | 413.016 | Standalone | DE0002169 | Patients requiring fracture fixation or orthopaedic corrective surgery
Orthopaedics | Trauma - Extramedullary fixation | Plate accessories | Locking screw | Depuy Synthes | Locking Screw D 3.5mm, L 547.501Dm | 413.018 | Standalone | DE0002169 | Patients requiring fracture fixation or orthopaedic corrective surgery
Orthopaedics | Trauma - Extramedullary fixation | Plate accessories | Locking screw | Depuy Synthes | Locking Screw D 3.5mm, L 20mm | 413.020 | Standalone | DE0002169 | Patients requiring fracture fixation or orthopaedic corrective surgery
Orthopaedics | Trauma - Extramedullary fixation | Plate accessories | Locking screw | Depuy Synthes | Locking Screw D 3.5mm, L 669.167Dm | 413.022 | Standalone | DE0002169 | Patients requiring fracture fixation or orthopaedic corrective surgery
Orthopaedics | Trauma - Extramedullary fixation | Plate accessories | Locking screw | Depuy Synthes | Locking Screw D 3.5mm, L 24mm | 413.024 | Standalone | DE0002169 | Patients requiring fracture fixation or orthopaedic corrective surgery
Orthopaedics | Trauma - Extramedullary fixation | Plate accessories | Locking screw | Depuy Synthes | Locking Screw D 3.5mm, L 26mm | 413.026 | Standalone | DE0002169 | Patients requiring fracture fixation or orthopaedic corrective surgery
Orthopaedics | Trauma - Extramedullary fixation | Plate accessories | Locking screw | Depuy Synthes | Locking Screw D 3.5mm, L 28mm | 413.028 | Standalone | DE0002169 | Patients requiring fracture fixation or orthopaedic corrective surgery
Orthopaedics | Trauma - Extramedullary fixation | Plate accessories | Locking screw | Depuy Synthes | LOCKSCR D3.5 SELF-TAP L30 TAN | 413.030 | Standalone | DE0002169 | Patients requiring fracture fixation or orthopaedic corrective surgery
Orthopaedics | Trauma - Extramedullary fixation | Plate accessories | Locking screw | Depuy Synthes | Locking Screw D 3.5mm, L 32mm | 413.032 | Standalone | DE0002169 | Patients requiring fracture fixation or orthopaedic corrective surgery
Orthopaedics | Trauma - Extramedullary fixation | Plate accessories | Locking screw | Depuy Synthes | Locking Screw D 3.5mm, L 1034.17Dm | 413.034 | Standalone | DE0002169 | Patients requiring fracture fixation or orthopaedic corrective surgery
Orthopaedics | Trauma - Extramedullary fixation | Plate accessories | Locking screw | Depuy Synthes | Locking Screw D 3.5mm, L 35mm | 413.035 | Standalone | DE0002169 | Patients requiring fracture fixation or orthopaedic corrective surgery
Orthopaedics | Trauma - Extramedullary fixation | Plate accessories | Locking screw | Depuy Synthes | Locking Screw D 3.5mm, L 36mm | 413.036 | Standalone | DE0002169 | Patients requiring fracture fixation or orthopaedic corrective surgery
Orthopaedics | Trauma - Extramedullary fixation | Plate accessories | Locking screw | Depuy Synthes | Locking Screw D 3.5mm, L 38mm | 413.038 | Standalone | DE0002169 | Patients requiring fracture fixation or orthopaedic corrective surgery
Orthopaedics | Trauma - Extramedullary fixation | Plate accessories | Locking screw | Depuy Synthes | LOCKSCR D3.5 SELF-TAP L40 TAN | 413.040 | Standalone | DE0002169 | Patients requiring fracture fixation or orthopaedic corrective surgery
Orthopaedics | Trauma - Extramedullary fixation | Plate accessories | Locking screw | Depuy Synthes | Locking Screw D 3.5mm, L 42mm | 413.042 | Standalone | DE0002169 | Patients requiring fracture fixation or orthopaedic corrective surgery
Orthopaedics | Trauma - Extramedullary fixation | Plate accessories | Locking screw | Depuy Synthes | Locking Screw D 3.5mm, L 44mm | 413.044 | Standalone | DE0002169 | Patients requiring fracture fixation or orthopaedic corrective surgery
Orthopaedics | Trauma - Extramedullary fixation | Plate accessories | Locking screw | Depuy Synthes | Locking Screw D 3.5mm, L 45mm | 413.045 | Standalone | DE0002169 | Patients requiring fracture fixation or orthopaedic corrective surgery
Orthopaedics | Trauma - Extramedullary fixation | Plate accessories | Locking screw | Depuy Synthes | Locking Screw D 3.5mm, L 46mm | 413.046 | Standalone | DE0002169 | Patients requiring fracture fixation or orthopaedic corrective surgery
Orthopaedics | Trauma - Extramedullary fixation | Plate accessories | Locking screw | Depuy Synthes | Locking Screw D 3.5mm, L 48mm | 413.048 | Standalone | DE0002169 | Patients requiring fracture fixation or orthopaedic corrective surgery
Orthopaedics | Trauma - Extramedullary fixation | Plate accessories | Locking screw | Depuy Synthes | LOCKSCR D3.5 SELF-TAP L50 TAN | 413.050 | Standalone | DE0002169 | Patients requiring fracture fixation or orthopaedic corrective surgery
Orthopaedics | Trauma - Extramedullary fixation | Plate accessories | Locking screw | Depuy Synthes | Locking Screw D 3.5mm, L 52mm | 413.052 | Standalone | DE0002169 | Patients requiring fracture fixation or orthopaedic corrective surgery
Orthopaedics | Trauma - Extramedullary fixation | Plate accessories | Locking screw | Depuy Synthes | Locking Screw D 3.5mm, L 55mm | 413.055 | Standalone | DE0002169 | Patients requiring fracture fixation or orthopaedic corrective surgery
Orthopaedics | Trauma - Extramedullary fixation | Plate accessories | Locking screw | Depuy Synthes | Locking Screw D 3.5mm, L 58mm | 413.058 | Standalone | DE0002169 | Patients requiring fracture fixation or orthopaedic corrective surgery
Orthopaedics | Trauma - Extramedullary fixation | Plate accessories | Locking screw | Depuy Synthes | LOCKSCR D3.5 SELF-TAP L60 TAN | 413.060 | Standalone | DE0002169 | Patients requiring fracture fixation or orthopaedic corrective surgery
Orthopaedics | Trauma - Extramedullary fixation | Plate accessories | Locking screw | Depuy Synthes | Locking Screw D 3.5mm, L 62mm | 413.062 | Standalone | DE0002169 | Patients requiring fracture fixation or orthopaedic corrective surgery
Orthopaedics | Trauma - Extramedullary fixation | Plate accessories | Locking screw | Depuy Synthes | Locking Screw D 3.5mm, L 65mm | 413.065 | Standalone | DE0002169 | Patients requiring fracture fixation or orthopaedic corrective surgery
Orthopaedics | Trauma - Extramedullary fixation | Plate accessories | Locking screw | Depuy Synthes | Locking Screw D 3.5mm, L 70mm | 413.070 | Standalone | DE0002169 | Patients requiring fracture fixation or orthopaedic corrective surgery
Orthopaedics | Trauma - Extramedullary fixation | Plate accessories | Locking screw | Depuy Synthes | Locking Screw D 3.5mm, L 75mm | 413.075 | Standalone | DE0002169 | Patients requiring fracture fixation or orthopaedic corrective surgery
Orthopaedics | Trauma - Extramedullary fixation | Plate accessories | Locking screw | Depuy Synthes | Locking Screw D 3.5mm, L 80mm | 413.080 | Standalone | DE0002169 | Patients requiring fracture fixation or orthopaedic corrective surgery
Orthopaedics | Trauma - Extramedullary fixation | Plate accessories | Locking screw | Depuy Synthes | Locking Screw D 3.5mm, self-tapping, L 85mm | 413.085 | Standalone | DE0002169 | Patients requiring fracture fixation or orthopaedic corrective surgery
Orthopaedics | Trauma - Extramedullary fixation | Plate accessories | Locking screw | Depuy Synthes | Locking Screw D 3.5mm, self-tapping, L 90mm | 413.090 | Standalone | DE0002169 | Patients requiring fracture fixation or orthopaedic corrective surgery
Orthopaedics | Trauma - Extramedullary fixation | Plate accessories | Locking screw | Depuy Synthes | Locking Screw D 3.5mm, self-tapping, L 95mm | 413.095 | Standalone | DE0002169 | Patients requiring fracture fixation or orthopaedic corrective surgery
Orthopaedics | Trauma - Extramedullary fixation | Plate accessories | Locking screw | Depuy Synthes | Locking Screw D 5.0mm, L 14mm | 413.314 | Standalone | DE0007006 | Patients requiring fracture fixation or orthopaedic corrective surgery
Orthopaedics | Trauma - Extramedullary fixation | Plate accessories | Locking screw | Depuy Synthes | Locking Screw D 5.0mm, L 85mm Ti | 413.385 | Standalone | DE0007006 | Patients requiring fracture fixation or orthopaedic corrective surgery
Orthopaedics | Trauma - Extramedullary fixation | Plate accessories | Locking screw | Depuy Synthes | Locking Screw D 5.0mm, L 90mm Ti | 413.390 | Standalone | DE0007006 | Patients requiring fracture fixation or orthopaedic corrective surgery
Orthopaedics | Trauma - Extramedullary fixation | Plate accessories | Locking screw | Depuy Synthes | Sternal UniLOCK Screw D 3.0 mm, self- tapping, Cruciform Recess, length 8 mm, Pure Titanium | 413.578 | Standalone | DE0005944 | Patients requiring fracture fixation or orthopaedic corrective surgery
Orthopaedics | Trauma - Extramedullary fixation | Plate accessories | Locking screw | Depuy Synthes | Sternal UniLOCK Screw D 3.0 mm, self- tapping, Cruciform Recess, length 10 mm, Pure Titanium | 413.580 | Standalone | DE0005944 | Patients requiring fracture fixation or orthopaedic corrective surgery
Orthopaedics | Trauma - Extramedullary fixation | Plate accessories | Locking screw | Depuy Synthes | Sternal UniLOCK Screw D 3.0 mm, self- tapping, Cruciform Recess, length 12 mm, Pure Titanium | 413.582 | Standalone | DE0005944 | Patients requiring fracture fixation or orthopaedic corrective surgery
Orthopaedics | Trauma - Extramedullary fixation | Plate accessories | Locking screw | Depuy Synthes | Sternal UniLOCK Screw D 3.0 mm, self- tapping, Cruciform Recess, length 14 mm, Pure Titanium | 413.584 | Standalone | DE0005944 | Patients requiring fracture fixation or orthopaedic corrective surgery
Orthopaedics | Trauma - Extramedullary fixation | Plate accessories | Locking screw | Depuy Synthes | Sternal UniLOCK Screw D 3.0 mm, self- tapping, Cruciform Recess, length 16 mm, Pure Titanium | 413.586 | Standalone | DE0005944 | Patients requiring fracture fixation or orthopaedic corrective surgery
Orthopaedics | Trauma - Extramedullary fixation | Plate accessories | Locking screw | Depuy Synthes | Sternal UniLOCK Screw D 3.0 mm, self- tapping, Cruciform Recess, length 18 mm, Pure Titanium | 413.588 | Standalone | DE0005944 | Patients requiring fracture fixation or orthopaedic corrective surgery
Orthopaedics | Trauma - Extramedullary fixation | Locking/combination plate | Locking/combination plate - General orthopaedic | Depuy Synthes | LCP 3.5, 4 holes, L 1794.59Dm | 423.541 | Standalone | DE0008375 | Patients requiring fracture fixation or orthopaedic corrective surgery
Orthopaedics | Trauma - Extramedullary fixation | Locking/combination plate | Locking/combination plate - General orthopaedic | Depuy Synthes | LCP 3.5, 5 holes, L 72mm | 423.551 | Standalone | DE0008375 | Patients requiring fracture fixation or orthopaedic corrective surgery
Orthopaedics | Trauma - Extramedullary fixation | Locking/combination plate | Locking/combination plate - General orthopaedic | Depuy Synthes | LCP 3.5, 6 holes, L 85mm | 423.561 | Standalone | DE0008375 | Patients requiring fracture fixation or orthopaedic corrective surgery
Orthopaedics | Trauma - Extramedullary fixation | Locking/combination plate | Locking/combination plate - General orthopaedic | Depuy Synthes | LCP 3.5, 7 holes, L 98mm | 423.571 | Standalone | DE0008375 | Patients requiring fracture fixation or orthopaedic corrective surgery
Orthopaedics | Trauma - Extramedullary fixation | Locking/combination plate | Locking/combination plate - General orthopaedic | Depuy Synthes | LCP 3.5, 8 holes, L 111mm | 423.581 | Standalone | DE0008375 | Patients requiring fracture fixation or orthopaedic corrective surgery
Orthopaedics | Trauma - Extramedullary fixation | Locking/combination plate | Locking/combination plate - General orthopaedic | Depuy Synthes | LCP 3.5, 9 holes, L 124mm | 423.591 | Standalone | DE0008375 | Patients requiring fracture fixation or orthopaedic corrective surgery
Orthopaedics | Trauma - Extramedullary fixation | Locking/combination plate | Locking/combination plate - General orthopaedic | Depuy Synthes | LCP 3.5, 10 holes, L 137mm | 423.601 | Standalone | DE0008375 | Patients requiring fracture fixation or orthopaedic corrective surgery
Orthopaedics | Trauma - Extramedullary fixation | Locking/combination plate | Locking/combination plate - General orthopaedic | Depuy Synthes | LCP 3.5, 11 holes, L 150mm | 423.611 | Standalone | DE0008375 | Patients requiring fracture fixation or orthopaedic corrective surgery
Orthopaedics | Trauma - Extramedullary fixation | Locking/combination plate | Locking/combination plate - General orthopaedic | Depuy Synthes | LCP 3.5, 12 holes, L 163mm | 423.621 | Standalone | DE0008375 | Patients requiring fracture fixation or orthopaedic corrective surgery
Orthopaedics | Trauma - Extramedullary fixation | Locking/combination plate | Locking/combination plate - General orthopaedic | Depuy Synthes | LCP 4.5/5.0, narrow, 6 holes | 424.561 | Standalone | DE0008374 | Patients requiring fracture fixation or orthopaedic corrective surgery
Orthopaedics | Trauma - Extramedullary fixation | Locking/combination plate | Locking/combination plate - General orthopaedic | Depuy Synthes | LCP 4.5/5.0, narrow, 7 holes | 424.571 | Standalone | DE0008374 | Patients requiring fracture fixation or orthopaedic corrective surgery
Orthopaedics | Trauma - Extramedullary fixation | Locking/combination plate | Locking/combination plate - General orthopaedic | Depuy Synthes | LCP 4.5/5.0, narrow, 8 holes | 424.581 | Standalone | DE0008374 | Patients requiring fracture fixation or orthopaedic corrective surgery
Orthopaedics | Trauma - Extramedullary fixation | Locking/combination plate | Locking/combination plate - General orthopaedic | Depuy Synthes | LCP 4.5/5.0, narrow, 9 holes | 424.591 | Standalone | DE0008374 | Patients requiring fracture fixation or orthopaedic corrective surgery
Orthopaedics | Trauma - Extramedullary fixation | Locking/combination plate | Locking/combination plate - General orthopaedic | Depuy Synthes | LCP 4.5/5.0, narrow, 10 holes | 424.601 | Standalone | DE0008374 | Patients requiring fracture fixation or orthopaedic corrective surgery
Orthopaedics | Trauma - Extramedullary fixation | Locking/combination plate | Locking/combination plate - General orthopaedic | Depuy Synthes | LCP 4.5/5.0, narrow, 11 holes | 424.611 | Standalone | DE0008374 | Patients requiring fracture fixation or orthopaedic corrective surgery
Orthopaedics | Trauma - Extramedullary fixation | Locking/combination plate | Locking/combination plate - General orthopaedic | Depuy Synthes | LCP 4.5/5.0, narrow, 12 holes | 424.621 | Standalone | DE0008374 | Patients requiring fracture fixation or orthopaedic corrective surgery
Orthopaedics | Trauma - Extramedullary fixation | Locking/combination plate | Locking/combination plate - General orthopaedic | Depuy Synthes | LCP 4.5/5.0, narrow, 13 holes | 424.631 | Standalone | DE0008374 | Patients requiring fracture fixation or orthopaedic corrective surgery
Orthopaedics | Trauma - Extramedullary fixation | Locking/combination plate | Locking/combination plate - General orthopaedic | Depuy Synthes | LCP 4.5/5.0, narrow, 14 holes | 424.641 | Standalone | DE0008374 | Patients requiring fracture fixation or orthopaedic corrective surgery
Orthopaedics | Trauma - Extramedullary fixation | Locking/combination plate | Locking/combination plate - General orthopaedic | Depuy Synthes | LCP 4.5/5.0, narrow, 15 holes | 424.651 | Standalone | DE0008374 | Patients requiring fracture fixation or orthopaedic corrective surgery
Orthopaedics | Trauma - Extramedullary fixation | Locking/combination plate | Locking/combination plate - General orthopaedic | Depuy Synthes | LCP 4.5/5.0, narrow, 16 holes | 424.661 | Standalone | DE0008374 | Patients requiring fracture fixation or orthopaedic corrective surgery
Orthopaedics | Trauma - Extramedullary fixation | Locking/combination plate | Locking/combination plate - General orthopaedic | Depuy Synthes | LCP 4.5/5.0, narrow, 18 holes | 424.681 | Standalone | DE0008374 | Patients requiring fracture fixation or orthopaedic corrective surgery
Orthopaedics | Trauma - Extramedullary fixation | Locking/combination plate | Locking/combination plate - General orthopaedic | Depuy Synthes | LCP 4.5/5.0, narrow, 20 holes | 424.701 | Standalone | DE0008374 | Patients requiring fracture fixation or orthopaedic corrective surgery
Orthopaedics | Trauma - Extramedullary fixation | Locking/combination plate | Locking/combination plate - General orthopaedic | Depuy Synthes | LCP 4.5/5.0, narrow, 22 holes | 424.721 | Standalone | DE0008374 | Patients requiring fracture fixation or orthopaedic corrective surgery
Orthopaedics | Trauma - Extramedullary fixation | Locking/combination plate | Locking/combination plate - General orthopaedic | Depuy Synthes | LCP 4.5/5.0, narrow, 24 holes | 424.741 | Standalone | DE0008374 | Patients requiring fracture fixation or orthopaedic corrective surgery
Orthopaedics | Trauma - Extramedullary fixation | Locking/combination plate | Locking/combination plate - General orthopaedic | Depuy Synthes | LCP 4.5/5.0, broad, 7 holes | 426.571 | Standalone | DE0008374 | Patients requiring fracture fixation or orthopaedic corrective surgery
Orthopaedics | Trauma - Extramedullary fixation | Locking/combination plate | Locking/combination plate - General orthopaedic | Depuy Synthes | LCP Reconstruction Plate 3.5, straight, with Combined Hole, 5 holes, Pure Titanium | 445.051 | Standalone | DE0008375 | Patients requiring fracture fixation or orthopaedic corrective surgery
Orthopaedics | Trauma - Extramedullary fixation | Locking/combination plate | Locking/combination plate - General orthopaedic | Depuy Synthes | LCP Reconstruction Plate 3.5, straight, 5 holes, Pure Titanium | 445.052 | Standalone | DE0008375 | Patients requiring fracture fixation or orthopaedic corrective surgery
Orthopaedics | Trauma - Extramedullary fixation | Locking/combination plate | Locking/combination plate - General orthopaedic | Depuy Synthes | LCP Reconstruction Plate 3.5, straight, with Combined Hole, 6 holes, Pure Titanium | 445.061 | Standalone | DE0008375 | Patients requiring fracture fixation or orthopaedic corrective surgery
Orthopaedics | Trauma - Extramedullary fixation | Locking/combination plate | Locking/combination plate - General orthopaedic | Depuy Synthes | LCP Reconstruction Plate 3.5, straight, 6 holes, Pure Titanium | 445.062 | Standalone | DE0008375 | Patients requiring fracture fixation or orthopaedic corrective surgery
Orthopaedics | Trauma - Extramedullary fixation | Locking/combination plate | Locking/combination plate - General orthopaedic | Depuy Synthes | LCP Reconstruction Plate 3.5, straight, with Combined Hole, 7 holes, Pure Titanium | 445.071 | Standalone | DE0008375 | Patients requiring fracture fixation or orthopaedic corrective surgery
Orthopaedics | Trauma - Extramedullary fixation | Locking/combination plate | Locking/combination plate - General orthopaedic | Depuy Synthes | LCP Reconstruction Plate 3.5, straight, 7 holes, Pure Titanium | 445.072 | Standalone | DE0008375 | Patients requiring fracture fixation or orthopaedic corrective surgery
Orthopaedics | Trauma - Extramedullary fixation | Locking/combination plate | Locking/combination plate - General orthopaedic | Depuy Synthes | LCP Reconstruction Plate 3.5, straight, with Combined Hole, 8 holes, Pure Titanium | 445.081 | Standalone | DE0008375 | Patients requiring fracture fixation or orthopaedic corrective surgery
Orthopaedics | Trauma - Extramedullary fixation | Locking/combination plate | Locking/combination plate - General orthopaedic | Depuy Synthes | LCP Reconstruction Plate 3.5, straight, 8 holes, Pure Titanium | 445.082 | Standalone | DE0008375 | Patients requiring fracture fixation or orthopaedic corrective surgery
Orthopaedics | Trauma - Extramedullary fixation | Locking/combination plate | Locking/combination plate - General orthopaedic | Depuy Synthes | LCP Reconstruction Plate 3.5, straight, with Combined Hole, 9 holes, Pure Titanium | 445.091 | Standalone | DE0008375 | Patients requiring fracture fixation or orthopaedic corrective surgery
Orthopaedics | Trauma - Extramedullary fixation | Locking/combination plate | Locking/combination plate - General orthopaedic | Depuy Synthes | LCP Reconstruction Plate 3.5, straight, 9 holes, Pure Titanium | 445.092 | Standalone | DE0008375 | Patients requiring fracture fixation or orthopaedic corrective surgery
Orthopaedics | Trauma - Extramedullary fixation | Locking/combination plate | Locking/combination plate - General orthopaedic | Depuy Synthes | LCP Reconstruction Plate 3.5, straight, with Combined Hole, 10 holes, Pure Titanium | 445.101 | Standalone | DE0008375 | Patients requiring fracture fixation or orthopaedic corrective surgery
Orthopaedics | Trauma - Extramedullary fixation | Locking/combination plate | Locking/combination plate - General orthopaedic | Depuy Synthes | LCP Reconstruction Plate 3.5, straight, 10 holes, Pure Titanium | 445.102 | Standalone | DE0008375 | Patients requiring fracture fixation or orthopaedic corrective surgery
Orthopaedics | Trauma - Extramedullary fixation | Locking/combination plate | Locking/combination plate - General orthopaedic | Depuy Synthes | LCP Reconstruction Plate 3.5, straight, with Combined Hole, 12 holes, Pure Titanium | 445.121 | Standalone | DE0008375 | Patients requiring fracture fixation or orthopaedic corrective surgery
Orthopaedics | Trauma - Extramedullary fixation | Locking/combination plate | Locking/combination plate - General orthopaedic | Depuy Synthes | LCP Reconstruction Plate 3.5, straight, 12 holes, Pure Titanium | 445.122 | Standalone | DE0008375 | Patients requiring fracture fixation or orthopaedic corrective surgery
Orthopaedics | Trauma - Extramedullary fixation | Locking/combination plate | Locking/combination plate - General orthopaedic | Depuy Synthes | LCP Reconstruction Plate 3.5, straight, with Combined Hole, 14 holes, Pure Titanium | 445.141 | Standalone | DE0008375 | Patients requiring fracture fixation or orthopaedic corrective surgery
Orthopaedics | Trauma - Extramedullary fixation | Locking/combination plate | Locking/combination plate - General orthopaedic | Depuy Synthes | LCP Reconstruction Plate 3.5, straight, 14 holes, Pure Titanium | 445.142 | Standalone | DE0008375 | Patients requiring fracture fixation or orthopaedic corrective surgery
Orthopaedics | Trauma - Extramedullary fixation | Locking/combination plate | Locking/combination plate - General orthopaedic | Depuy Synthes | LCP Reconstruction Plate 3.5, straight, with Combined Hole, 16 holes, Pure Titanium | 445.161 | Standalone | DE0008375 | Patients requiring fracture fixation or orthopaedic corrective surgery
Orthopaedics | Trauma - Extramedullary fixation | Locking/combination plate | Locking/combination plate - General orthopaedic | Depuy Synthes | LCP Reconstruction Plate 3.5, straight, 16 holes, Pure Titanium | 445.162 | Standalone | DE0008375 | Patients requiring fracture fixation or orthopaedic corrective surgery
Orthopaedics | Trauma - Extramedullary fixation | Locking/combination plate | Locking/combination plate - General orthopaedic | Depuy Synthes | LCP Reconstruction Plate 3.5, straight, with Combined Hole, 18 holes, Pure Titanium | 445.181 | Standalone | DE0008375 | Patients requiring fracture fixation or orthopaedic corrective surgery
Orthopaedics | Trauma - Extramedullary fixation | Locking/combination plate | Locking/combination plate - General orthopaedic | Depuy Synthes | LCP Reconstruction Plate 3.5, straight, 18 holes, Pure Titanium | 445.182 | Standalone | DE0008375 | Patients requiring fracture fixation or orthopaedic corrective surgery
Orthopaedics | Trauma - Extramedullary fixation | Locking/combination plate | Locking/combination plate - General orthopaedic | Depuy Synthes | LCP Reconstruction Plate 3.5, straight, with Combined Hole, 20 holes, Pure Titanium | 445.201 | Standalone | DE0008375 | Patients requiring fracture fixation or orthopaedic corrective surgery
Orthopaedics | Trauma - Extramedullary fixation | Locking/combination plate | Locking/combination plate - General orthopaedic | Depuy Synthes | LCP Reconstruction Plate 3.5, straight, 20 holes, Pure Titanium | 445.202 | Standalone | DE0008375 | Patients requiring fracture fixation or orthopaedic corrective surgery
Orthopaedics | Trauma - Extramedullary fixation | Locking/combination plate | Locking/combination plate - General orthopaedic | Depuy Synthes | LCP Reconstruction Plate 3.5, straight, with Combined Hole, 22 holes, Pure Titanium | 445.221 | Standalone | DE0008375 | Patients requiring fracture fixation or orthopaedic corrective surgery
Orthopaedics | Trauma - Extramedullary fixation | Locking/combination plate | Locking/combination plate - General orthopaedic | Depuy Synthes | LCP Reconstruction Plate 3.5, straight, 22 holes, Pure Titanium | 445.222 | Standalone | DE0008375 | Patients requiring fracture fixation or orthopaedic corrective surgery
Orthopaedics | Trauma - Extramedullary fixation | Locking/combination plate | Locking/combination plate - General orthopaedic | Depuy Synthes | LCP Plate 2.0, straight, 8 holes, L 1794.59Dm | 447.348 | Standalone | DE0005967 | Patients requiring fracture fixation or orthopaedic corrective surgery
Orthopaedics | Trauma - Extramedullary fixation | Locking/combination plate | Locking/combination plate - General orthopaedic | Depuy Synthes | LCP Condylar Plate 2.0, 7+2 holes | 447.349 | Standalone | DE0005967 | Patients requiring fracture fixation or orthopaedic corrective surgery
Orthopaedics | Trauma - Extramedullary fixation | Locking/combination plate | Locking/combination plate - General orthopaedic | Depuy Synthes | LCP Y-Adaption Plate 2.0, 7+3 holes | 447.350 | Standalone | DE0005967 | Patients requiring fracture fixation or orthopaedic corrective surgery
Orthopaedics | Trauma - Extramedullary fixation | Locking/combination plate | Locking/combination plate - General orthopaedic | Depuy Synthes | LCP T-Adaption Plate 2.0, 7+2 holes | 447.351 | Standalone | DE0005967 | Patients requiring fracture fixation or orthopaedic corrective surgery
Orthopaedics | Trauma - Extramedullary fixation | Locking/combination plate | Locking/combination plate - General orthopaedic | Depuy Synthes | LCP T-Plate 2.0, shaft 7 / head 3 holes | 447.615 | Standalone | DE0002215 | Patients requiring fracture fixation or orthopaedic corrective surgery
Orthopaedics | Trauma - Extramedullary fixation | Locking/combination plate | Locking/combination plate - General orthopaedic | Depuy Synthes | LCP T-Plate 2.4, shaft 7 / head 3 holes | 449.615 | Standalone | DE0002215 | Patients requiring fracture fixation or orthopaedic corrective surgery
Orthopaedics | Trauma - Extramedullary fixation | Locking/combination plate | Locking/combination plate - General orthopaedic | Depuy Synthes | LCP Plate 2.4, straight, 4 holes, L 36mm | 449.674 | Standalone | DE0005967 | Patients requiring fracture fixation or orthopaedic corrective surgery
Orthopaedics | Trauma - Extramedullary fixation | Locking/combination plate | Locking/combination plate - General orthopaedic | Depuy Synthes | LCP Plate 2.4, straight, 6 holes, L 52mm | 449.676 | Standalone | DE0005967 | Patients requiring fracture fixation or orthopaedic corrective surgery
Orthopaedics | Trauma - Extramedullary fixation | Locking/combination plate | Locking/combination plate - General orthopaedic | Depuy Synthes | LCP Condylar Plate 2.4, 7+2 holes | 449.679 | Standalone | DE0005967 | Patients requiring fracture fixation or orthopaedic corrective surgery
Orthopaedics | Trauma - Extramedullary fixation | Locking/combination plate | Locking/combination plate - General orthopaedic | Depuy Synthes | LCP Plate 2.7, straight, 4 holes, L 40mm | 449.680 | Standalone | DE0005967 | Patients requiring fracture fixation or orthopaedic corrective surgery
Orthopaedics | Trauma - Extramedullary fixation | Locking/combination plate | Locking/combination plate - General orthopaedic | Depuy Synthes | LCP Plate 2.7, straight, 5 holes, L 49mm | 449.681 | Standalone | DE0005967 | Patients requiring fracture fixation or orthopaedic corrective surgery
Orthopaedics | Trauma - Extramedullary fixation | Locking/combination plate | Locking/combination plate - General orthopaedic | Depuy Synthes | LCP Plate 2.7, straight, 6 holes, L 58mm | 449.682 | Standalone | DE0005967 | Patients requiring fracture fixation or orthopaedic corrective surgery
Orthopaedics | Trauma - Extramedullary fixation | Locking/combination plate | Locking/combination plate - General orthopaedic | Depuy Synthes | LCP Plate 2.7, straight, 7 holes, L 67mm | 449.683 | Standalone | DE0005967 | Patients requiring fracture fixation or orthopaedic corrective surgery
Orthopaedics | Trauma - Extramedullary fixation | Locking/combination plate | Locking/combination plate - General orthopaedic | Depuy Synthes | LCP Condylar Plate 2.7, 7+2 holes | 449.684 | Standalone | DE0005967 | Patients requiring fracture fixation or orthopaedic corrective surgery
Orthopaedics | Trauma - Extramedullary fixation | Locking/combination plate | Locking/combination plate - General orthopaedic | Depuy Synthes | LCP T-Plate 2.7, 3+2 holes | 449.685 | Standalone | DE0005967 | Patients requiring fracture fixation or orthopaedic corrective surgery
Orthopaedics | Trauma - Extramedullary fixation | Locking/combination plate | Locking/combination plate - General orthopaedic | Depuy Synthes | LCP L-Plate 2.7, oblique, right, 3+2 holes | 449.686 | Standalone | DE0005967 | Patients requiring fracture fixation or orthopaedic corrective surgery
Orthopaedics | Trauma - Extramedullary fixation | Locking/combination plate | Locking/combination plate - General orthopaedic | Depuy Synthes | LCP L-Plate 2.7, oblique, left, 3+2 holes | 449.687 | Standalone | DE0005967 | Patients requiring fracture fixation or orthopaedic corrective surgery
Orthopaedics | Trauma - Extramedullary fixation | Locking/combination plate | Locking/combination plate - General orthopaedic | Depuy Synthes | LCP L-Plate 2.7, right, 3+2 holes | 449.688 | Standalone | DE0005967 | Patients requiring fracture fixation or orthopaedic corrective surgery
Orthopaedics | Trauma - Extramedullary fixation | Locking/combination plate | Locking/combination plate - General orthopaedic | Depuy Synthes | LCP L-Plate 2.7, left, 3+2 holes | 449.689 | Standalone | DE0005967 | Patients requiring fracture fixation or orthopaedic corrective surgery
Orthopaedics | Trauma - Extramedullary fixation | Locking/combination plate | Locking/combination plate - General orthopaedic | Depuy Synthes | H-Locking Plate 2.7, 5 holes, L 31mm | 449.690 | Standalone | DE0005967 | Patients requiring fracture fixation or orthopaedic corrective surgery
Orthopaedics | Trauma - Extramedullary fixation | Locking/combination plate | Locking/combination plate - General orthopaedic | Depuy Synthes | H-Locking Plate 2.7, 8 holes, L 45mm | 449.691 | Standalone | DE0005967 | Patients requiring fracture fixation or orthopaedic corrective surgery
Orthopaedics | Trauma - Extramedullary fixation | Locking/combination plate | Locking/combination plate - General orthopaedic | Depuy Synthes | LCP T-Plate 2.7, shaft 4/head 2 holes | 449.697 | Standalone | DE0005967 | Patients requiring fracture fixation or orthopaedic corrective surgery
Orthopaedics | Trauma - Extramedullary fixation | Locking/combination plate | Locking/combination plate - General orthopaedic | Depuy Synthes | LCP L-Plate 2.7, oblique, right | 449.698 | Standalone | DE0005967 | Patients requiring fracture fixation or orthopaedic corrective surgery
Orthopaedics | Trauma - Extramedullary fixation | Locking/combination plate | Locking/combination plate - General orthopaedic | Depuy Synthes | LCP L-Plate 2.7, oblique, left | 449.699 | Standalone | DE0005967 | Patients requiring fracture fixation or orthopaedic corrective surgery
Orthopaedics | Trauma - Extramedullary fixation | Locking/combination plate | Locking/combination plate - General orthopaedic | Depuy Synthes | LCP L-Plate 2.7, right | 449.701 | Standalone | DE0005967 | Patients requiring fracture fixation or orthopaedic corrective surgery
Orthopaedics | Trauma - Extramedullary fixation | Locking/combination plate | Locking/combination plate - General orthopaedic | Depuy Synthes | LCP L-Plate 2.7, left | 449.702 | Standalone | DE0005967 | Patients requiring fracture fixation or orthopaedic corrective surgery
Orthopaedics | Trauma - Extramedullary fixation | Locking/combination plate | Locking/combination plate - Pelvis/acetabular | Depuy Synthes | Symphyseal Plate 3.5 with coaxial Combi Holes, 4 holes, length 57 mm, Stainless Steel | 02.100.004 | Standalone | DE0007388 | Patients requiring fracture fixation or orthopaedic corrective surgery
Orthopaedics | Trauma - Extramedullary fixation | Locking/combination plate | Locking/combination plate - Pelvis/acetabular | Depuy Synthes | Symphyseal Plate 3.5 with coaxial Combi Holes, 6 holes, length 78 mm, Stainless Steel | 02.100.006 | Standalone | DE0007388 | Patients requiring fracture fixation or orthopaedic corrective surgery
Orthopaedics | Trauma - Extramedullary fixation | Locking/combination plate | Locking/combination plate - Pelvis/acetabular | Depuy Synthes | Reconstruction Plate 3.5 with coaxial Combi Holes, straight, 3 holes, length 39 mm, Stainless Steel | 02.100.103 | Standalone | DE0007388 | Patients requiring fracture fixation or orthopaedic corrective surgery
Orthopaedics | Trauma - Extramedullary fixation | Locking/combination plate | Locking/combination plate - Pelvis/acetabular | Depuy Synthes | Reconstruction Plate 3.5 with coaxial Combi Holes, straight, 4 holes, length 52 mm, Stainless Steel | 02.100.104 | Standalone | DE0007388 | Patients requiring fracture fixation or orthopaedic corrective surgery
Orthopaedics | Trauma - Extramedullary fixation | Locking/combination plate | Locking/combination plate - Pelvis/acetabular | Depuy Synthes | Reconstruction Plate 3.5 with coaxial Combi Holes, straight, 5 holes, length 65 mm, Stainless Steel | 02.100.105 | Standalone | DE0007388 | Patients requiring fracture fixation or orthopaedic corrective surgery
Orthopaedics | Trauma - Extramedullary fixation | Locking/combination plate | Locking/combination plate - Pelvis/acetabular | Depuy Synthes | Reconstruction Plate 3.5 with coaxial Combi Holes, straight, 6 holes, length 78 mm, Stainless Steel | 02.100.106 | Standalone | DE0007388 | Patients requiring fracture fixation or orthopaedic corrective surgery
Orthopaedics | Trauma - Extramedullary fixation | Locking/combination plate | Locking/combination plate - Pelvis/acetabular | Depuy Synthes | Reconstruction Plate 3.5 with coaxial Combi Holes, straight, 7 holes, length 91 mm, Stainless Steel | 02.100.107 | Standalone | DE0007388 | Patients requiring fracture fixation or orthopaedic corrective surgery
Orthopaedics | Trauma - Extramedullary fixation | Locking/combination plate | Locking/combination plate - Pelvis/acetabular | Depuy Synthes | Reconstruction Plate 3.5 with coaxial Combi Holes, straight, 8 holes, length 104 mm, Stainless Steel | 02.100.108 | Standalone | DE0007388 | Patients requiring fracture fixation or orthopaedic corrective surgery
Orthopaedics | Trauma - Extramedullary fixation | Locking/combination plate | Locking/combination plate - Pelvis/acetabular | Depuy Synthes | Reconstruction Plate 3.5 with coaxial Combi Holes, straight, 9 holes, length 117 mm, Stainless Steel | 02.100.109 | Standalone | DE0007388 | Patients requiring fracture fixation or orthopaedic corrective surgery
Orthopaedics | Trauma - Extramedullary fixation | Locking/combination plate | Locking/combination plate - Pelvis/acetabular | Depuy Synthes | Reconstruction Plate 3.5 with coaxial Combi Holes, straight, 10 holes, length 130 mm, Stainless Steel | 02.100.110 | Standalone | DE0007388 | Patients requiring fracture fixation or orthopaedic corrective surgery
Orthopaedics | Trauma - Extramedullary fixation | Locking/combination plate | Locking/combination plate - Pelvis/acetabular | Depuy Synthes | Reconstruction Plate 3.5 with coaxial Combi Holes, straight, 11 holes, length 143 mm, Stainless Steel | 02.100.111 | Standalone | DE0007388 | Patients requiring fracture fixation or orthopaedic corrective surgery
Orthopaedics | Trauma - Extramedullary fixation | Locking/combination plate | Locking/combination plate - Pelvis/acetabular | Depuy Synthes | Reconstruction Plate 3.5 with coaxial Combi Holes, straight, 12 holes, length 156 mm, Stainless Steel | 02.100.112 | Standalone | DE0007388 | Patients requiring fracture fixation or orthopaedic corrective surgery
Orthopaedics | Trauma - Extramedullary fixation | Locking/combination plate | Locking/combination plate - Pelvis/acetabular | Depuy Synthes | Reconstruction Plate 3.5 with coaxial Combi Holes, straight, 14 holes, length 182 mm, Stainless Steel | 02.100.114 | Standalone | DE0007388 | Patients requiring fracture fixation or orthopaedic corrective surgery
Orthopaedics | Trauma - Extramedullary fixation | Locking/combination plate | Locking/combination plate - Pelvis/acetabular | Depuy Synthes | Reconstruction Plate 3.5 with coaxial Combi Holes, straight, 15 holes, length 195 mm, Stainless Steel | 02.100.115 | Standalone | DE0007388 | Patients requiring fracture fixation or orthopaedic corrective surgery
Orthopaedics | Trauma - Extramedullary fixation | Locking/combination plate | Locking/combination plate - Pelvis/acetabular | Depuy Synthes | Reconstruction Plate 3.5 with coaxial Combi Holes, straight, 16 holes, length 208 mm, Stainless Steel | 02.100.116 | Standalone | DE0007388 | Patients requiring fracture fixation or orthopaedic corrective surgery
Orthopaedics | Trauma - Extramedullary fixation | Locking/combination plate | Locking/combination plate - Pelvis/acetabular | Depuy Synthes | Reconstruction J-Plate 3.5 with coaxial Combi Holes, right (R88), 10 holes, length 130 mm, Stainless Steel | 02.100.360 | Standalone | DE0007388 | Patients requiring fracture fixation or orthopaedic corrective surgery
Orthopaedics | Trauma - Extramedullary fixation | Locking/combination plate | Locking/combination plate - Pelvis/acetabular | Depuy Synthes | Reconstruction J-Plate 3.5 with coaxial Combi Holes, left (R88), 10 holes, length 130 mm, Stainless Steel | 02.100.361 | Standalone | DE0007388 | Patients requiring fracture fixation or orthopaedic corrective surgery
Orthopaedics | Trauma - Extramedullary fixation | Locking/combination plate | Locking/combination plate - Pelvis/acetabular | Depuy Synthes | Reconstruction J-Plate 3.5 with coaxial Combi Holes, right (R88), 12 holes, length 156 mm, Stainless Steel | 02.100.362 | Standalone | DE0007388 | Patients requiring fracture fixation or orthopaedic corrective surgery
Orthopaedics | Trauma - Extramedullary fixation | Locking/combination plate | Locking/combination plate - Pelvis/acetabular | Depuy Synthes | Reconstruction J-Plate 3.5 with coaxial Combi Holes, left (R88), 12 holes, length 156 mm, Stainless Steel | 02.100.363 | Standalone | DE0007388 | Patients requiring fracture fixation or orthopaedic corrective surgery
Orthopaedics | Trauma - Extramedullary fixation | Locking/combination plate | Locking/combination plate - Pelvis/acetabular | Depuy Synthes | Reconstruction J-Plate 3.5 with coaxial Combi Holes, right (R88), 14 holes, length 182 mm, Stainless Steel | 02.100.364 | Standalone | DE0007388 | Patients requiring fracture fixation or orthopaedic corrective surgery
Orthopaedics | Trauma - Extramedullary fixation | Locking/combination plate | Locking/combination plate - Pelvis/acetabular | Depuy Synthes | Reconstruction J-Plate 3.5 with coaxial Combi Holes, left (R88), 14 holes, length 182 mm, Stainless Steel | 02.100.365 | Standalone | DE0007388 | Patients requiring fracture fixation or orthopaedic corrective surgery
Orthopaedics | Trauma - Extramedullary fixation | Locking/combination plate | Locking/combination plate - Pelvis/acetabular | Depuy Synthes | Reconstruction J-Plate 3.5 with coaxial Combi Holes, right (R88), 16 holes, length 208 mm, Stainless Steel | 02.100.366 | Standalone | DE0007388 | Patients requiring fracture fixation or orthopaedic corrective surgery
Orthopaedics | Trauma - Extramedullary fixation | Locking/combination plate | Locking/combination plate - Pelvis/acetabular | Depuy Synthes | Reconstruction J-Plate 3.5 with coaxial Combi Holes, left (R88), 16 holes, length 208 mm, Stainless Steel | 02.100.367 | Standalone | DE0007388 | Patients requiring fracture fixation or orthopaedic corrective surgery
Orthopaedics | Trauma - Extramedullary fixation | Locking/combination plate | Locking/combination plate - Humerus | Depuy Synthes | LCP Distal Humeral Plate, right, 4 holes, L 1669.167Dm | 02.104.004 | Standalone | DE0006663 | Patients requiring fracture fixation or orthopaedic corrective surgery
Orthopaedics | Trauma - Extramedullary fixation | Locking/combination plate | Locking/combination plate - Humerus | Depuy Synthes | LCP Distal Humeral Plate, extraarticular, right, 6 holes, length 158 mm, Stainless Steel | 02.104.006 | Standalone | DE0006663 | Patients requiring fracture fixation or orthopaedic corrective surgery
Orthopaedics | Trauma - Extramedullary fixation | Locking/combination plate | Locking/combination plate - Humerus | Depuy Synthes | LCP Distal Humeral Plate, extraarticular, right, 8 holes, length 194 mm, Stainless Steel | 02.104.008 | Standalone | DE0006663 | Patients requiring fracture fixation or orthopaedic corrective surgery
Orthopaedics | Trauma - Extramedullary fixation | Locking/combination plate | Locking/combination plate - Humerus | Depuy Synthes | LCP Distal Humeral Plate, right, 10 holes, L 2912.501Dm | 02.104.010 | Standalone | DE0006663 | Patients requiring fracture fixation or orthopaedic corrective surgery
Orthopaedics | Trauma - Extramedullary fixation | Locking/combination plate | Locking/combination plate - Humerus | Depuy Synthes | LCP Distal Humeral Plate, extraarticular, right, 12 holes, length 266 mm, Stainless Steel | 02.104.012 | Standalone | DE0006663 | Patients requiring fracture fixation or orthopaedic corrective surgery
Orthopaedics | Trauma - Extramedullary fixation | Locking/combination plate | Locking/combination plate - Humerus | Depuy Synthes | LCP Distal Humeral Plate, extraarticular, right, 14 holes, length 302 mm, Stainless Steel | 02.104.014 | Standalone | DE0006663 | Patients requiring fracture fixation or orthopaedic corrective surgery
Orthopaedics | Trauma - Extramedullary fixation | Locking/combination plate | Locking/combination plate - Humerus | Depuy Synthes | LCP Distal Humeral Plate, left, 4 holes, L 1669.167Dm | 02.104.024 | Standalone | DE0006663 | Patients requiring fracture fixation or orthopaedic corrective surgery
Orthopaedics | Trauma - Extramedullary fixation | Locking/combination plate | Locking/combination plate - Humerus | Depuy Synthes | LCP Distal Humeral Plate, extraarticular, left, 6 holes, length 158 mm, Stainless Steel | 02.104.026 | Standalone | DE0006663 | Patients requiring fracture fixation or orthopaedic corrective surgery
Orthopaedics | Trauma - Extramedullary fixation | Locking/combination plate | Locking/combination plate - Humerus | Depuy Synthes | LCP Distal Humeral Plate, left, 10 holes, L 2912.501Dm | 02.104.030 | Standalone | DE0006663 | Patients requiring fracture fixation or orthopaedic corrective surgery
Orthopaedics | Trauma - Extramedullary fixation | Locking/combination plate | Locking/combination plate - Humerus | Depuy Synthes | LCP Distal Humeral Plate, extraarticular, left, 12 holes, length 266 mm, Stainless Steel | 02.104.032 | Standalone | DE0006663 | Patients requiring fracture fixation or orthopaedic corrective surgery
Orthopaedics | Trauma - Extramedullary fixation | Locking/combination plate | Locking/combination plate - Humerus | Depuy Synthes | LCP Distal Humeral Plate, extraarticular, left, 14 holes, length 302 mm, Stainless Steel | 02.104.034 | Standalone | DE0006663 | Patients requiring fracture fixation or orthopaedic corrective surgery
Orthopaedics | Trauma - Extramedullary fixation | Plate accessories | Locking screw | Depuy Synthes | VA Locking Screw Stardrive D 3.5mm, L 10mm | 02.127.110 | Standalone | DE0012106 | Patients requiring fracture fixation or orthopaedic corrective surgery
Orthopaedics | Trauma - Extramedullary fixation | Plate accessories | Locking screw | Depuy Synthes | VA Locking Screw Stardrive D 3.5mm, L 10mm Sterile | 02.127.110S | Standalone | DE0018301 | Patients requiring fracture fixation or orthopaedic corrective surgery
Orthopaedics | Trauma - Extramedullary fixation | Plate accessories | Locking screw | Depuy Synthes | VA Locking Screw Stardrive D 3.5mm, L 12mm | 02.127.112 | Standalone | DE0012106 | Patients requiring fracture fixation or orthopaedic corrective surgery
Orthopaedics | Trauma - Extramedullary fixation | Plate accessories | Locking screw | Depuy Synthes | VA Locking Screw Stardrive D 3.5mm, L 12mm Sterile | 02.127.112S | Standalone | DE0018301 | Patients requiring fracture fixation or orthopaedic corrective surgery
Orthopaedics | Trauma - Extramedullary fixation | Plate accessories | Locking screw | Depuy Synthes | VA Locking Screw Stardrive D 3.5mm, L 14mm | 02.127.114 | Standalone | DE0012106 | Patients requiring fracture fixation or orthopaedic corrective surgery
Orthopaedics | Trauma - Extramedullary fixation | Plate accessories | Locking screw | Depuy Synthes | VA Locking Screw Stardrive D 3.5mm, L 14mm Sterile | 02.127.114S | Standalone | DE0018301 | Patients requiring fracture fixation or orthopaedic corrective surgery
Orthopaedics | Trauma - Extramedullary fixation | Plate accessories | Locking screw | Depuy Synthes | VA Locking Screw Stardrive D 3.5mm, L 16mm | 02.127.116 | Standalone | DE0012106 | Patients requiring fracture fixation or orthopaedic corrective surgery
Orthopaedics | Trauma - Extramedullary fixation | Plate accessories | Locking screw | Depuy Synthes | VA Locking Screw Stardrive D 3.5mm, L 16mm Sterile | 02.127.116S | Standalone | DE0018301 | Patients requiring fracture fixation or orthopaedic corrective surgery
Orthopaedics | Trauma - Extramedullary fixation | Plate accessories | Locking screw | Depuy Synthes | VA Locking Screw Stardrive D 3.5mm, L 18mm | 02.127.118 | Standalone | DE0012106 | Patients requiring fracture fixation or orthopaedic corrective surgery
Orthopaedics | Trauma - Extramedullary fixation | Plate accessories | Locking screw | Depuy Synthes | VA Locking Screw Stardrive D 3.5mm, L 18mm Sterile | 02.127.118S | Standalone | DE0018301 | Patients requiring fracture fixation or orthopaedic corrective surgery
Orthopaedics | Trauma - Extramedullary fixation | Plate accessories | Locking screw | Depuy Synthes | VA Locking Screw Stardrive D 3.5mm, L 20mm | 02.127.120 | Standalone | DE0012106 | Patients requiring fracture fixation or orthopaedic corrective surgery
Orthopaedics | Trauma - Extramedullary fixation | Plate accessories | Locking screw | Depuy Synthes | VA Locking Screw Stardrive D 3.5mm, L 20mm Sterile | 02.127.120S | Standalone | DE0018301 | Patients requiring fracture fixation or orthopaedic corrective surgery
Orthopaedics | Trauma - Extramedullary fixation | Plate accessories | Locking screw | Depuy Synthes | VA Locking Screw Stardrive D 3.5mm, L 22mm | 02.127.122 | Standalone | DE0012106 | Patients requiring fracture fixation or orthopaedic corrective surgery
Orthopaedics | Trauma - Extramedullary fixation | Plate accessories | Locking screw | Depuy Synthes | VA Locking Screw Stardrive D 3.5mm, L 22mm Sterile | 02.127.122S | Standalone | DE0018301 | Patients requiring fracture fixation or orthopaedic corrective surgery
Orthopaedics | Trauma - Extramedullary fixation | Plate accessories | Locking screw | Depuy Synthes | VA Locking Screw Stardrive D 3.5mm, L 24mm | 02.127.124 | Standalone | DE0012106 | Patients requiring fracture fixation or orthopaedic corrective surgery
Orthopaedics | Trauma - Extramedullary fixation | Plate accessories | Locking screw | Depuy Synthes | VA Locking Screw Stardrive D 3.5mm, L 24mm Sterile | 02.127.124S | Standalone | DE0018301 | Patients requiring fracture fixation or orthopaedic corrective surgery
Orthopaedics | Trauma - Extramedullary fixation | Plate accessories | Locking screw | Depuy Synthes | VA Locking Screw Stardrive D 3.5mm, L 26mm | 02.127.126 | Standalone | DE0012106 | Patients requiring fracture fixation or orthopaedic corrective surgery
Orthopaedics | Trauma - Extramedullary fixation | Plate accessories | Locking screw | Depuy Synthes | VA Locking Screw Stardrive D 3.5mm, L 26mm Sterile | 02.127.126S | Standalone | DE0018301 | Patients requiring fracture fixation or orthopaedic corrective surgery
Orthopaedics | Trauma - Extramedullary fixation | Plate accessories | Locking screw | Depuy Synthes | VA Locking Screw Stardrive D 3.5mm, L 28mm | 02.127.128 | Standalone | DE0012106 | Patients requiring fracture fixation or orthopaedic corrective surgery
Orthopaedics | Trauma - Extramedullary fixation | Plate accessories | Locking screw | Depuy Synthes | VA Locking Screw Stardrive D 3.5mm, L 28mm Sterile | 02.127.128S | Standalone | DE0018301 | Patients requiring fracture fixation or orthopaedic corrective surgery
Orthopaedics | Trauma - Extramedullary fixation | Plate accessories | Locking screw | Depuy Synthes | VA Locking Screw Stardrive D 3.5mm, L 30mm | 02.127.130 | Standalone | DE0012106 | Patients requiring fracture fixation or orthopaedic corrective surgery
Orthopaedics | Trauma - Extramedullary fixation | Plate accessories | Locking screw | Depuy Synthes | VA Locking Screw Stardrive D 3.5mm, L 30mm Sterile | 02.127.130S | Standalone | DE0018301 | Patients requiring fracture fixation or orthopaedic corrective surgery
Orthopaedics | Trauma - Extramedullary fixation | Plate accessories | Locking screw | Depuy Synthes | VA Locking Screw Stardrive D 3.5mm, L 32mm | 02.127.132 | Standalone | DE0012106 | Patients requiring fracture fixation or orthopaedic corrective surgery
Orthopaedics | Trauma - Extramedullary fixation | Plate accessories | Locking screw | Depuy Synthes | VA Locking Screw Stardrive D 3.5mm, L 32mm Sterile | 02.127.132S | Standalone | DE0018301 | Patients requiring fracture fixation or orthopaedic corrective surgery
Orthopaedics | Trauma - Extramedullary fixation | Plate accessories | Locking screw | Depuy Synthes | VA Locking Screw Stardrive D 3.5mm, L 34mm | 02.127.134 | Standalone | DE0012106 | Patients requiring fracture fixation or orthopaedic corrective surgery
Orthopaedics | Trauma - Extramedullary fixation | Plate accessories | Locking screw | Depuy Synthes | VA Locking Screw Stardrive D 3.5mm, L 34mm Sterile | 02.127.134S | Standalone | DE0018301 | Patients requiring fracture fixation or orthopaedic corrective surgery
Orthopaedics | Trauma - Extramedullary fixation | Plate accessories | Locking screw | Depuy Synthes | VA Locking Screw Stardrive D 3.5mm, L 36mm | 02.127.136 | Standalone | DE0012106 | Patients requiring fracture fixation or orthopaedic corrective surgery
Orthopaedics | Trauma - Extramedullary fixation | Plate accessories | Locking screw | Depuy Synthes | VA Locking Screw Stardrive D 3.5mm, L 36mm Sterile | 02.127.136S | Standalone | DE0018301 | Patients requiring fracture fixation or orthopaedic corrective surgery
Orthopaedics | Trauma - Extramedullary fixation | Plate accessories | Locking screw | Depuy Synthes | VA Locking Screw Stardrive D 3.5mm, L 38mm | 02.127.138 | Standalone | DE0012106 | Patients requiring fracture fixation or orthopaedic corrective surgery
Orthopaedics | Trauma - Extramedullary fixation | Plate accessories | Locking screw | Depuy Synthes | VA Locking Screw Stardrive D 3.5mm, L 38mm Sterile | 02.127.138S | Standalone | DE0018301 | Patients requiring fracture fixation or orthopaedic corrective surgery
Orthopaedics | Trauma - Extramedullary fixation | Plate accessories | Locking screw | Depuy Synthes | VA Locking Screw Stardrive D 3.5mm, L 40mm | 02.127.140 | Standalone | DE0012106 | Patients requiring fracture fixation or orthopaedic corrective surgery
Orthopaedics | Trauma - Extramedullary fixation | Plate accessories | Locking screw | Depuy Synthes | VA Locking Screw Stardrive D 3.5mm, L 40mm Sterile | 02.127.140S | Standalone | DE0018301 | Patients requiring fracture fixation or orthopaedic corrective surgery
Orthopaedics | Trauma - Extramedullary fixation | Plate accessories | Locking screw | Depuy Synthes | VA Locking Screw Stardrive D 3.5mm, L 42mm | 02.127.142 | Standalone | DE0012106 | Patients requiring fracture fixation or orthopaedic corrective surgery
Orthopaedics | Trauma - Extramedullary fixation | Plate accessories | Locking screw | Depuy Synthes | VA Locking Screw Stardrive D 3.5mm, L 42mm Sterile | 02.127.142S | Standalone | DE0018301 | Patients requiring fracture fixation or orthopaedic corrective surgery
Orthopaedics | Trauma - Extramedullary fixation | Plate accessories | Locking screw | Depuy Synthes | VA Locking Screw Stardrive D 3.5mm, L 44mm | 02.127.144 | Standalone | DE0012106 | Patients requiring fracture fixation or orthopaedic corrective surgery
Orthopaedics | Trauma - Extramedullary fixation | Plate accessories | Locking screw | Depuy Synthes | VA Locking Screw Stardrive D 3.5mm, L 44mm Sterile | 02.127.144S | Standalone | DE0018301 | Patients requiring fracture fixation or orthopaedic corrective surgery
Orthopaedics | Trauma - Extramedullary fixation | Plate accessories | Locking screw | Depuy Synthes | VA Locking Screw Stardrive D 3.5mm, L 46mm | 02.127.146 | Standalone | DE0012106 | Patients requiring fracture fixation or orthopaedic corrective surgery
Orthopaedics | Trauma - Extramedullary fixation | Plate accessories | Locking screw | Depuy Synthes | VA Locking Screw Stardrive D 3.5mm, L 46mm Sterile | 02.127.146S | Standalone | DE0018301 | Patients requiring fracture fixation or orthopaedic corrective surgery
Orthopaedics | Trauma - Extramedullary fixation | Plate accessories | Locking screw | Depuy Synthes | VA Locking Screw Stardrive D 3.5mm, L 48mm | 02.127.148 | Standalone | DE0012106 | Patients requiring fracture fixation or orthopaedic corrective surgery
Orthopaedics | Trauma - Extramedullary fixation | Plate accessories | Locking screw | Depuy Synthes | VA Locking Screw Stardrive D 3.5mm, L 48mm Sterile | 02.127.148S | Standalone | DE0018301 | Patients requiring fracture fixation or orthopaedic corrective surgery
Orthopaedics | Trauma - Extramedullary fixation | Plate accessories | Locking screw | Depuy Synthes | VA Locking Screw Stardrive D 3.5mm, L 50mm | 02.127.150 | Standalone | DE0012106 | Patients requiring fracture fixation or orthopaedic corrective surgery
Orthopaedics | Trauma - Extramedullary fixation | Plate accessories | Locking screw | Depuy Synthes | VA Locking Screw Stardrive D 3.5mm, L 50mm Sterile | 02.127.150S | Standalone | DE0018301 | Patients requiring fracture fixation or orthopaedic corrective surgery
Orthopaedics | Trauma - Extramedullary fixation | Plate accessories | Locking screw | Depuy Synthes | VA Locking Screw Stardrive D 3.5mm, L 52mm | 02.127.152 | Standalone | DE0012106 | Patients requiring fracture fixation or orthopaedic corrective surgery
Orthopaedics | Trauma - Extramedullary fixation | Plate accessories | Locking screw | Depuy Synthes | VA Locking Screw Stardrive D 3.5mm, L 52mm Sterile | 02.127.152S | Standalone | DE0018301 | Patients requiring fracture fixation or orthopaedic corrective surgery
Orthopaedics | Trauma - Extramedullary fixation | Plate accessories | Locking screw | Depuy Synthes | VA Locking Screw Stardrive D 3.5mm, L 54mm | 02.127.154 | Standalone | DE0012106 | Patients requiring fracture fixation or orthopaedic corrective surgery
Orthopaedics | Trauma - Extramedullary fixation | Plate accessories | Locking screw | Depuy Synthes | VA Locking Screw Stardrive D 3.5mm, L 54mm Sterile | 02.127.154S | Standalone | DE0018301 | Patients requiring fracture fixation or orthopaedic corrective surgery
Orthopaedics | Trauma - Extramedullary fixation | Plate accessories | Locking screw | Depuy Synthes | VA Locking Screw Stardrive D 3.5mm, L 56mm | 02.127.156 | Standalone | DE0012106 | Patients requiring fracture fixation or orthopaedic corrective surgery
Orthopaedics | Trauma - Extramedullary fixation | Plate accessories | Locking screw | Depuy Synthes | VA Locking Screw Stardrive D 3.5mm, L 56mm Sterile | 02.127.156S | Standalone | DE0018301 | Patients requiring fracture fixation or orthopaedic corrective surgery
Orthopaedics | Trauma - Extramedullary fixation | Plate accessories | Locking screw | Depuy Synthes | VA Locking Screw Stardrive D 3.5mm, L 58mm | 02.127.158 | Standalone | DE0012106 | Patients requiring fracture fixation or orthopaedic corrective surgery
Orthopaedics | Trauma - Extramedullary fixation | Plate accessories | Locking screw | Depuy Synthes | VA Locking Screw Stardrive D 3.5mm, L 58mm Sterile | 02.127.158S | Standalone | DE0018301 | Patients requiring fracture fixation or orthopaedic corrective surgery
Orthopaedics | Trauma - Extramedullary fixation | Plate accessories | Locking screw | Depuy Synthes | VA Locking Screw Stardrive D 3.5mm, L 60mm | 02.127.160 | Standalone | DE0012106 | Patients requiring fracture fixation or orthopaedic corrective surgery
Orthopaedics | Trauma - Extramedullary fixation | Plate accessories | Locking screw | Depuy Synthes | VA Locking Screw Stardrive D 3.5mm, L 60mm Sterile | 02.127.160S | Standalone | DE0018301 | Patients requiring fracture fixation or orthopaedic corrective surgery
Orthopaedics | Trauma - Extramedullary fixation | Plate accessories | Locking screw | Depuy Synthes | VA Locking Screw Stardrive D 3.5mm, L 65mm | 02.127.165 | Standalone | DE0012106 | Patients requiring fracture fixation or orthopaedic corrective surgery
Orthopaedics | Trauma - Extramedullary fixation | Plate accessories | Locking screw | Depuy Synthes | VA Locking Screw Stardrive D 3.5mm, L 65mm Sterile | 02.127.165S | Standalone | DE0018301 | Patients requiring fracture fixation or orthopaedic corrective surgery
Orthopaedics | Trauma - Extramedullary fixation | Plate accessories | Locking screw | Depuy Synthes | VA Locking Screw Stardrive D 3.5mm, L 70mm | 02.127.170 | Standalone | DE0012106 | Patients requiring fracture fixation or orthopaedic corrective surgery
Orthopaedics | Trauma - Extramedullary fixation | Plate accessories | Locking screw | Depuy Synthes | VA Locking Screw Stardrive D 3.5mm, L 70mm Sterile | 02.127.170S | Standalone | DE0018301 | Patients requiring fracture fixation or orthopaedic corrective surgery
Orthopaedics | Trauma - Extramedullary fixation | Plate accessories | Locking screw | Depuy Synthes | VA Locking Screw Stardrive D 3.5mm, L 75mm | 02.127.175 | Standalone | DE0012106 | Patients requiring fracture fixation or orthopaedic corrective surgery
Orthopaedics | Trauma - Extramedullary fixation | Plate accessories | Locking screw | Depuy Synthes | VA Locking Screw Stardrive D 3.5mm, L 75mm Sterile | 02.127.175S | Standalone | DE0018301 | Patients requiring fracture fixation or orthopaedic corrective surgery
Orthopaedics | Trauma - Extramedullary fixation | Plate accessories | Locking screw | Depuy Synthes | VA Locking Screw Stardrive D 3.5mm, L 80mm | 02.127.180 | Standalone | DE0012106 | Patients requiring fracture fixation or orthopaedic corrective surgery
Orthopaedics | Trauma - Extramedullary fixation | Plate accessories | Locking screw | Depuy Synthes | VA Locking Screw Stardrive D 3.5mm, L 80mm Sterile | 02.127.180S | Standalone | DE0018301 | Patients requiring fracture fixation or orthopaedic corrective surgery
Orthopaedics | Trauma - Extramedullary fixation | Plate accessories | Locking screw | Depuy Synthes | VA Locking Screw Stardrive D 3.5mm, L 85mm | 02.127.185 | Standalone | DE0012106 | Patients requiring fracture fixation or orthopaedic corrective surgery
Orthopaedics | Trauma - Extramedullary fixation | Plate accessories | Locking screw | Depuy Synthes | VA Locking Screw Stardrive D 3.5mm, L 85mm Sterile | 02.127.185S | Standalone | DE0018301 | Patients requiring fracture fixation or orthopaedic corrective surgery
Orthopaedics | Trauma - Extramedullary fixation | Plate accessories | Locking screw | Depuy Synthes | VA Locking Screw Stardrive D 3.5mm, L 90mm | 02.127.190 | Standalone | DE0012106 | Patients requiring fracture fixation or orthopaedic corrective surgery
Orthopaedics | Trauma - Extramedullary fixation | Plate accessories | Locking screw | Depuy Synthes | VA Locking Screw Stardrive D 3.5mm, L 90mm Sterile | 02.127.190S | Standalone | DE0018301 | Patients requiring fracture fixation or orthopaedic corrective surgery
Orthopaedics | Trauma - Extramedullary fixation | Plate accessories | Locking screw | Depuy Synthes | VA Locking Screw Stardrive D 3.5mm, L 95mm | 02.127.195 | Standalone | DE0012106 | Patients requiring fracture fixation or orthopaedic corrective surgery
Orthopaedics | Trauma - Extramedullary fixation | Plate accessories | Locking screw | Depuy Synthes | VA Locking Screw Stardrive D 3.5mm, L 95mm Sterile | 02.127.195S | Standalone | DE0018301 | Patients requiring fracture fixation or orthopaedic corrective surgery
Orthopaedics | Trauma - Extramedullary fixation | Locking/combination plate | Locking/combination plate - Tibia | Depuy Synthes | VA-LCP Proximal Tibial Plate 3.5, Small Bend, right, 4 holes, length 87 mm, Stainless Steel | 02.127.210 | Standalone | DE0012106 | Patients requiring fracture fixation or orthopaedic corrective surgery
Orthopaedics | Trauma - Extramedullary fixation | Locking/combination plate | Locking/combination plate - Tibia | Depuy Synthes | VA-LCP Proximal Tibial Plate 3.5, Small Bend, left, 4 holes, length 87 mm, Stainless Steel | 02.127.211 | Standalone | DE0012106 | Patients requiring fracture fixation or orthopaedic corrective surgery
Orthopaedics | Trauma - Extramedullary fixation | Locking/combination plate | Locking/combination plate - Tibia | Depuy Synthes | VA-LCP Proximal Tibial Plate 3.5, Small Bend, right, 6 holes, length 117 mm, Stainless Steel | 02.127.220 | Standalone | DE0012106 | Patients requiring fracture fixation or orthopaedic corrective surgery
Orthopaedics | Trauma - Extramedullary fixation | Locking/combination plate | Locking/combination plate - Tibia | Depuy Synthes | VA-LCP Proximal Tibial Plate 3.5, Small Bend, left, 6 holes, length 117 mm, Stainless Steel | 02.127.221 | Standalone | DE0012106 | Patients requiring fracture fixation or orthopaedic corrective surgery
Orthopaedics | Trauma - Extramedullary fixation | Locking/combination plate | Locking/combination plate - Tibia | Depuy Synthes | VA-LCP Proximal Tibial Plate 3.5, Small Bend, right, 8 holes, length 147 mm, Stainless Steel | 02.127.230 | Standalone | DE0012106 | Patients requiring fracture fixation or orthopaedic corrective surgery
Orthopaedics | Trauma - Extramedullary fixation | Locking/combination plate | Locking/combination plate - Tibia | Depuy Synthes | VA-LCP Proximal Tibial Plate 3.5, Small Bend, left, 8 holes, length 147 mm, Stainless Steel | 02.127.231 | Standalone | DE0012106 | Patients requiring fracture fixation or orthopaedic corrective surgery
Orthopaedics | Trauma - Extramedullary fixation | Locking/combination plate | Locking/combination plate - Tibia | Depuy Synthes | VA-LCP Proximal Tibial Plate 3.5, Small Bend, right, 10 holes, length 177 mm, Stainless Steel | 02.127.240 | Standalone | DE0012106 | Patients requiring fracture fixation or orthopaedic corrective surgery
Orthopaedics | Trauma - Extramedullary fixation | Locking/combination plate | Locking/combination plate - Tibia | Depuy Synthes | VA-LCP Proximal Tibial Plate 3.5, Small Bend, left, 10 holes, length 177 mm, Stainless Steel\ | 02.127.241 | Standalone | DE0012106 | Patients requiring fracture fixation or orthopaedic corrective surgery
Orthopaedics | Trauma - Extramedullary fixation | Locking/combination plate | Locking/combination plate - Tibia | Depuy Synthes | VA-LCP Proximal Tibial Plate 3.5, Small Bend, right, 12 holes, length 207 mm, Stainless Steel | 02.127.250 | Standalone | DE0012106 | Patients requiring fracture fixation or orthopaedic corrective surgery
Orthopaedics | Trauma - Extramedullary fixation | Locking/combination plate | Locking/combination plate - Tibia | Depuy Synthes | VA-LCP Proximal Tibial Plate 3.5, Small Bend, left, 12 holes, length 207 mm, Stainless Steel | 02.127.251 | Standalone | DE0012106 | Patients requiring fracture fixation or orthopaedic corrective surgery
Orthopaedics | Trauma - Extramedullary fixation | Locking/combination plate | Locking/combination plate - Tibia | Depuy Synthes | VA-LCP Proximal Tibial Plate 3.5, Small Bend, right, 14 holes, length 237 mm, Stainless Steel | 02.127.260 | Standalone | DE0012106 | Patients requiring fracture fixation or orthopaedic corrective surgery
Orthopaedics | Trauma - Extramedullary fixation | Locking/combination plate | Locking/combination plate - Tibia | Depuy Synthes | VA-LCP Proximal Tibial Plate 3.5, Small Bend, left, 14 holes, length 237 mm, Stainless Steel | 02.127.261 | Standalone | DE0012106 | Patients requiring fracture fixation or orthopaedic corrective surgery
Orthopaedics | Trauma - Extramedullary fixation | Locking/combination plate | Locking/combination plate - Tibia | Depuy Synthes | VA-LCP Proximal Tibial Plate 3.5, Large Bend, right, 4 holes, length 87 mm, Stainless Steel | 02.127.310 | Standalone | DE0012106 | Patients requiring fracture fixation or orthopaedic corrective surgery
Orthopaedics | Trauma - Extramedullary fixation | Locking/combination plate | Locking/combination plate - Tibia | Depuy Synthes | VA-LCP Proximal Tibial Plate 3.5, Large Bend, right, 6 holes, length 117 mm, Stainless Steel, sterile | 02.127.320 | Standalone | DE0012106 | Patients requiring fracture fixation or orthopaedic corrective surgery
Orthopaedics | Trauma - Extramedullary fixation | Locking/combination plate | Locking/combination plate - Tibia | Depuy Synthes | VA-LCP Proximal Tibial Plate 3.5, Large Bend, left, 6 holes, length 117 mm, Stainless Steel | 02.127.321 | Standalone | DE0012106 | Patients requiring fracture fixation or orthopaedic corrective surgery
Orthopaedics | Trauma - Extramedullary fixation | Locking/combination plate | Locking/combination plate - Tibia | Depuy Synthes | VA-LCP Proximal Tibial Plate 3.5, Large Bend, right, 8 holes, length 147 mm, Stainless Steel | 02.127.330 | Standalone | DE0012106 | Patients requiring fracture fixation or orthopaedic corrective surgery
Orthopaedics | Trauma - Extramedullary fixation | Locking/combination plate | Locking/combination plate - Tibia | Depuy Synthes | VA-LCP Proximal Tibial Plate 3.5, Large Bend, right, 10 holes, length 177 mm, Stainless Steel | 02.127.340 | Standalone | DE0012106 | Patients requiring fracture fixation or orthopaedic corrective surgery
Orthopaedics | Trauma - Extramedullary fixation | Locking/combination plate | Locking/combination plate - Tibia | Depuy Synthes | VA-LCP Proximal Tibial Plate 3.5, Large Bend, left, 10 holes, length 177 mm, Stainless Steel | 02.127.341 | Standalone | DE0012106 | Patients requiring fracture fixation or orthopaedic corrective surgery
Orthopaedics | Trauma - Extramedullary fixation | Locking/combination plate | Locking/combination plate - Tibia | Depuy Synthes | VA-LCP Proximal Tibial Plate 3.5, Large Bend, left, 12 holes, length 207 mm, Stainless Steel | 02.127.351 | Standalone | DE0012106 | Patients requiring fracture fixation or orthopaedic corrective surgery
Orthopaedics | Trauma - Extramedullary fixation | Locking/combination plate | Locking/combination plate - Tibia | Depuy Synthes | VA-LCP Proximal Tibial Plate 3.5, Large Bend, right, 14 holes, length 237 mm, Stainless Steel | 02.127.360 | Standalone | DE0012106 | Patients requiring fracture fixation or orthopaedic corrective surgery
Orthopaedics | Trauma - Extramedullary fixation | Locking/combination plate | Locking/combination plate - Tibia | Depuy Synthes | VA-LCP Proximal Tibial Plate 3.5, Large Bend, left, 14 holes, length 237 mm, Stainless Steel | 02.127.361 | Standalone | DE0012106 | Patients requiring fracture fixation or orthopaedic corrective surgery
Orthopaedics | Trauma - Extramedullary fixation | Plate accessories | Locking screw | Depuy Synthes | Locking Screw Stardrive D 1.3 mm, self-tapping, length 4 mm, Stainless Steel Sterile | 02.130.104S | Standalone | DE0018974 | Patients requiring fracture fixation or orthopaedic corrective surgery
Orthopaedics | Trauma - Extramedullary fixation | Plate accessories | Locking screw | Depuy Synthes | Locking Screw Stardrive D 1.3 mm, self-tapping, length 5 mm, Stainless Steel Sterile | 02.130.105S | Standalone | DE0018974 | Patients requiring fracture fixation or orthopaedic corrective surgery
Orthopaedics | Trauma - Extramedullary fixation | Plate accessories | Locking screw | Depuy Synthes | Locking Screw Stardrive D 1.3 mm, self-tapping, length 6 mm, Stainless Steel Sterile | 02.130.106S | Standalone | DE0018974 | Patients requiring fracture fixation or orthopaedic corrective surgery
Orthopaedics | Trauma - Extramedullary fixation | Plate accessories | Locking screw | Depuy Synthes | Locking Screw Stardrive D 1.3 mm, self-tapping, length 7 mm, Stainless Steel Sterile | 02.130.107S | Standalone | DE0018974 | Patients requiring fracture fixation or orthopaedic corrective surgery
Orthopaedics | Trauma - Extramedullary fixation | Plate accessories | Locking screw | Depuy Synthes | Locking Screw Stardrive D 1.3 mm, self-tapping, length 8 mm, Stainless Steel Sterile | 02.130.108S | Standalone | DE0018974 | Patients requiring fracture fixation or orthopaedic corrective surgery
Orthopaedics | Trauma - Extramedullary fixation | Plate accessories | Locking screw | Depuy Synthes | Locking Screw Stardrive D 1.3 mm, self-tapping, length 9 mm, Stainless Steel Sterile | 02.130.109S | Standalone | DE0018974 | Patients requiring fracture fixation or orthopaedic corrective surgery
Orthopaedics | Trauma - Extramedullary fixation | Plate accessories | Locking screw | Depuy Synthes | Locking Screw Stardrive D 1.3 mm, self-tapping, length 10 mm, Stainless Steel Sterile | 02.130.110S | Standalone | DE0018974 | Patients requiring fracture fixation or orthopaedic corrective surgery
Orthopaedics | Trauma - Extramedullary fixation | Plate accessories | Locking screw | Depuy Synthes | Locking Screw Stardrive D 1.3 mm, self-tapping, length 11 mm, Stainless Steel Sterile | 02.130.111S | Standalone | DE0018974 | Patients requiring fracture fixation or orthopaedic corrective surgery
Orthopaedics | Trauma - Extramedullary fixation | Plate accessories | Locking screw | Depuy Synthes | Locking Screw Stardrive D 1.3 mm, self-tapping, length 12 mm, Stainless Steel Sterile | 02.130.112S | Standalone | DE0018974 | Patients requiring fracture fixation or orthopaedic corrective surgery
Orthopaedics | Trauma - Extramedullary fixation | Plate accessories | Locking screw | Depuy Synthes | Locking Screw Stardrive D 1.3 mm, self-tapping, length 13 mm, Stainless Steel Sterile | 02.130.113S | Standalone | DE0018974 | Patients requiring fracture fixation or orthopaedic corrective surgery
Orthopaedics | Trauma - Extramedullary fixation | Plate accessories | Locking screw | Depuy Synthes | Locking Screw Stardrive D 1.3 mm, self-tapping, length 14 mm, Stainless Steel Sterile | 02.130.114S | Standalone | DE0018974 | Patients requiring fracture fixation or orthopaedic corrective surgery
Orthopaedics | Trauma - Extramedullary fixation | Plate accessories | Locking screw | Depuy Synthes | Locking Screw Stardrive D 1.3 mm, self-tapping, length 15 mm, Stainless Steel Sterile | 02.130.115S | Standalone | DE0018974 | Patients requiring fracture fixation or orthopaedic corrective surgery
Orthopaedics | Trauma - Extramedullary fixation | Plate accessories | Locking screw | Depuy Synthes | Locking Screw Stardrive D 1.3 mm, self-tapping, length 16 mm, Stainless Steel Sterile | 02.130.116S | Standalone | DE0018974 | Patients requiring fracture fixation or orthopaedic corrective surgery
Orthopaedics | Trauma - Extramedullary fixation | Plate accessories | Locking screw | Depuy Synthes | Locking Screw Stardrive D 1.3 mm, self-tapping, length 18 mm, Stainless Steel Sterile | 02.130.118S | Standalone | DE0018974 | Patients requiring fracture fixation or orthopaedic corrective surgery
Orthopaedics | Trauma - Extramedullary fixation | Locking/combination plate | Locking/combination plate - Hand | Depuy Synthes | Locking Phalangeal Base Plate 1.3, head 2 holes, shaft 5 holes, length 26 mm, Stainless Steel Sterile | 02.130.154S | Standalone | DE0018974 | Patients requiring fracture fixation or orthopaedic corrective surgery
Orthopaedics | Trauma - Extramedullary fixation | Locking/combination plate | Locking/combination plate - Hand | Depuy Synthes | Locking Phalangeal Head Plate 1.3, right, length 22 mm, Stainless Steel Sterile | 02.130.156S | Standalone | DE0018974 | Patients requiring fracture fixation or orthopaedic corrective surgery
Orthopaedics | Trauma - Extramedullary fixation | Locking/combination plate | Locking/combination plate - Hand | Depuy Synthes | Locking Phalangeal Head Plate 1.3, left, length 22 mm, Stainless Steel Sterile | 02.130.157S | Standalone | DE0018974 | Patients requiring fracture fixation or orthopaedic corrective surgery
Orthopaedics | Trauma - Extramedullary fixation | Locking/combination plate | Locking/combination plate - Hand | Depuy Synthes | Locking Strut Plate 1.3, 8 holes, oblique-angled, right, length 19 mm, Stainless Steel Sterile | 02.130.158S | Standalone | DE0018974 | Patients requiring fracture fixation or orthopaedic corrective surgery
Orthopaedics | Trauma - Extramedullary fixation | Locking/combination plate | Locking/combination plate - Hand | Depuy Synthes | Locking Strut Plate 1.3, 8 holes, oblique-angled, left, length 19 mm, Stainless Steel Sterile | 02.130.159S | Standalone | DE0018974 | Patients requiring fracture fixation or orthopaedic corrective surgery
Orthopaedics | Trauma - Extramedullary fixation | Plate accessories | Locking screw | Depuy Synthes | VA Locking Screw Stardrive D 1.5 mm, self-tapping, length 4 mm, Stainless Steel Sterile | 02.130.204S | Standalone | DE0018974 | Patients requiring fracture fixation or orthopaedic corrective surgery
Orthopaedics | Trauma - Extramedullary fixation | Plate accessories | Locking screw | Depuy Synthes | VA Locking Screw Stardrive D 1.5 mm, self-tapping, length 5 mm, Stainless Steel Sterile | 02.130.205S | Standalone | DE0018974 | Patients requiring fracture fixation or orthopaedic corrective surgery
Orthopaedics | Trauma - Extramedullary fixation | Plate accessories | Locking screw | Depuy Synthes | VA Locking Screw Stardrive D 1.5 mm, self-tapping, length 6 mm, Stainless Steel Sterile | 02.130.206S | Standalone | DE0018974 | Patients requiring fracture fixation or orthopaedic corrective surgery
Orthopaedics | Trauma - Extramedullary fixation | Plate accessories | Locking screw | Depuy Synthes | VA Locking Screw Stardrive D 1.5 mm, self-tapping, length 7 mm, Stainless Steel Sterile | 02.130.207S | Standalone | DE0018974 | Patients requiring fracture fixation or orthopaedic corrective surgery
Orthopaedics | Trauma - Extramedullary fixation | Plate accessories | Locking screw | Depuy Synthes | VA Locking Screw Stardrive D 1.5 mm, self-tapping, length 8 mm, Stainless Steel Sterile | 02.130.208S | Standalone | DE0018974 | Patients requiring fracture fixation or orthopaedic corrective surgery
Orthopaedics | Trauma - Extramedullary fixation | Plate accessories | Locking screw | Depuy Synthes | VA Locking Screw Stardrive D 1.5 mm, self-tapping, length 9 mm, Stainless Steel Sterile | 02.130.209S | Standalone | DE0018974 | Patients requiring fracture fixation or orthopaedic corrective surgery
Orthopaedics | Trauma - Extramedullary fixation | Plate accessories | Locking screw | Depuy Synthes | VA Locking Screw Stardrive D 1.5 mm, self-tapping, length 10 mm, Stainless Steel Sterile | 02.130.210S | Standalone | DE0018974 | Patients requiring fracture fixation or orthopaedic corrective surgery
Orthopaedics | Trauma - Extramedullary fixation | Plate accessories | Locking screw | Depuy Synthes | VA Locking Screw Stardrive D 1.5 mm, self-tapping, length 11 mm, Stainless Steel Sterile | 02.130.211S | Standalone | DE0018974 | Patients requiring fracture fixation or orthopaedic corrective surgery
Orthopaedics | Trauma - Extramedullary fixation | Plate accessories | Locking screw | Depuy Synthes | VA Locking Screw Stardrive D 1.5 mm, self-tapping, length 12 mm, Stainless Steel Sterile | 02.130.212S | Standalone | DE0018974 | Patients requiring fracture fixation or orthopaedic corrective surgery
Orthopaedics | Trauma - Extramedullary fixation | Plate accessories | Locking screw | Depuy Synthes | VA Locking Screw Stardrive D 1.5 mm, self-tapping, length 13 mm, Stainless Steel Sterile | 02.130.213S | Standalone | DE0018974 | Patients requiring fracture fixation or orthopaedic corrective surgery
Orthopaedics | Trauma - Extramedullary fixation | Plate accessories | Locking screw | Depuy Synthes | VA Locking Screw Stardrive D 1.5 mm, self-tapping, length 14 mm, Stainless Steel Sterile | 02.130.214S | Standalone | DE0018974 | Patients requiring fracture fixation or orthopaedic corrective surgery
Orthopaedics | Trauma - Extramedullary fixation | Plate accessories | Locking screw | Depuy Synthes | VA Locking Screw Stardrive D 1.5 mm, self-tapping, length 15 mm, Stainless Steel Sterile | 02.130.215S | Standalone | DE0018974 | Patients requiring fracture fixation or orthopaedic corrective surgery
Orthopaedics | Trauma - Extramedullary fixation | Plate accessories | Locking screw | Depuy Synthes | VA Locking Screw Stardrive D 1.5 mm, self-tapping, length 16 mm, Stainless Steel Sterile | 02.130.216S | Standalone | DE0018974 | Patients requiring fracture fixation or orthopaedic corrective surgery
Orthopaedics | Trauma - Extramedullary fixation | Plate accessories | Locking screw | Depuy Synthes | VA Locking Screw Stardrive D 1.5 mm, self-tapping, length 18 mm, Stainless Steel Sterile | 02.130.218S | Standalone | DE0018974 | Patients requiring fracture fixation or orthopaedic corrective surgery
Orthopaedics | Trauma - Extramedullary fixation | Plate accessories | Locking screw | Depuy Synthes | VA Locking Screw Stardrive D 1.5 mm, self-tapping, length 20 mm, Stainless Steel Sterile | 02.130.220S | Standalone | DE0018974 | Patients requiring fracture fixation or orthopaedic corrective surgery
Orthopaedics | Trauma - Extramedullary fixation | Plate accessories | Locking screw | Depuy Synthes | VA Locking Screw Stardrive D 1.5 mm, self-tapping, length 22 mm, Stainless Steel Sterile | 02.130.222S | Standalone | DE0018974 | Patients requiring fracture fixation or orthopaedic corrective surgery
Orthopaedics | Trauma - Extramedullary fixation | Plate accessories | Locking screw | Depuy Synthes | VA Locking Screw Stardrive D 1.5 mm, self-tapping, length 24 mm, Stainless Steel Sterile | 02.130.224S | Standalone | DE0018974 | Patients requiring fracture fixation or orthopaedic corrective surgery
Orthopaedics | Trauma - Extramedullary fixation | Plate accessories | Locking screw | Depuy Synthes | VA Locking Screw Stardrive D 2.0 mm, self-tapping, length 6 mm, Stainless Steel | 02.130.306 | Standalone | DE0018975 | Patients requiring fracture fixation or orthopaedic corrective surgery
Orthopaedics | Trauma - Extramedullary fixation | Plate accessories | Locking screw | Depuy Synthes | VA Locking Screw Stardrive D 2.0 mm, self-tapping, length 6 mm, Stainless Steel Sterile | 02.130.306S | Standalone | DE0018974 | Patients requiring fracture fixation or orthopaedic corrective surgery
Orthopaedics | Trauma - Extramedullary fixation | Plate accessories | Locking screw | Depuy Synthes | VA Locking Screw Stardrive D 2.0 mm, self-tapping, length 7 mm, Stainless Steel | 02.130.307 | Standalone | DE0018975 | Patients requiring fracture fixation or orthopaedic corrective surgery
Orthopaedics | Trauma - Extramedullary fixation | Plate accessories | Locking screw | Depuy Synthes | VA Locking Screw Stardrive D 2.0 mm, self-tapping, length 7 mm, Stainless Steel Sterile | 02.130.307S | Standalone | DE0018974 | Patients requiring fracture fixation or orthopaedic corrective surgery
Orthopaedics | Trauma - Extramedullary fixation | Plate accessories | Locking screw | Depuy Synthes | VA Locking Screw Stardrive D 2.0 mm, self-tapping, length 8 mm, Stainless Steel | 02.130.308 | Standalone | DE0018975 | Patients requiring fracture fixation or orthopaedic corrective surgery
Orthopaedics | Trauma - Extramedullary fixation | Plate accessories | Locking screw | Depuy Synthes | VA Locking Screw Stardrive D 2.0 mm, self-tapping, length 8 mm, Stainless Steel Sterile | 02.130.308S | Standalone | DE0018974 | Patients requiring fracture fixation or orthopaedic corrective surgery
Orthopaedics | Trauma - Extramedullary fixation | Plate accessories | Locking screw | Depuy Synthes | VA Locking Screw Stardrive D 2.0 mm, self-tapping, length 9 mm, Stainless Steel | 02.130.309 | Standalone | DE0018975 | Patients requiring fracture fixation or orthopaedic corrective surgery
Orthopaedics | Trauma - Extramedullary fixation | Plate accessories | Locking screw | Depuy Synthes | VA Locking Screw Stardrive D 2.0 mm, self-tapping, length 9 mm, Stainless Steel Sterile | 02.130.309S | Standalone | DE0018974 | Patients requiring fracture fixation or orthopaedic corrective surgery
Orthopaedics | Trauma - Extramedullary fixation | Plate accessories | Locking screw | Depuy Synthes | VA Locking Screw Stardrive D 2.0 mm, self-tapping, length 10 mm, Stainless Steel | 02.130.310 | Standalone | DE0018975 | Patients requiring fracture fixation or orthopaedic corrective surgery
Orthopaedics | Trauma - Extramedullary fixation | Plate accessories | Locking screw | Depuy Synthes | VA Locking Screw Stardrive D 2.0 mm, self-tapping, length 10 mm, Stainless Steel Sterile | 02.130.310S | Standalone | DE0018974 | Patients requiring fracture fixation or orthopaedic corrective surgery
Orthopaedics | Trauma - Extramedullary fixation | Plate accessories | Locking screw | Depuy Synthes | VA Locking Screw Stardrive D 2.0 mm, self-tapping, length 11 mm, Stainless Steel | 02.130.311 | Standalone | DE0018975 | Patients requiring fracture fixation or orthopaedic corrective surgery
Orthopaedics | Trauma - Extramedullary fixation | Plate accessories | Locking screw | Depuy Synthes | VA Locking Screw Stardrive D 2.0 mm, self-tapping, length 11 mm, Stainless Steel Sterile | 02.130.311S | Standalone | DE0018974 | Patients requiring fracture fixation or orthopaedic corrective surgery
Orthopaedics | Trauma - Extramedullary fixation | Plate accessories | Locking screw | Depuy Synthes | VA Locking Screw Stardrive D 2.0 mm, self-tapping, length 12 mm, Stainless Steel | 02.130.312 | Standalone | DE0018975 | Patients requiring fracture fixation or orthopaedic corrective surgery
Orthopaedics | Trauma - Extramedullary fixation | Plate accessories | Locking screw | Depuy Synthes | VA Locking Screw Stardrive D 2.0 mm, self-tapping, length 12 mm, Stainless Steel Sterile | 02.130.312S | Standalone | DE0018974 | Patients requiring fracture fixation or orthopaedic corrective surgery
Orthopaedics | Trauma - Extramedullary fixation | Plate accessories | Locking screw | Depuy Synthes | VA Locking Screw Stardrive D 2.0 mm, self-tapping, length 13 mm, Stainless Steel | 02.130.313 | Standalone | DE0018975 | Patients requiring fracture fixation or orthopaedic corrective surgery
Orthopaedics | Trauma - Extramedullary fixation | Plate accessories | Locking screw | Depuy Synthes | VA Locking Screw Stardrive D 2.0 mm, self-tapping, length 13 mm, Stainless Steel Sterile | 02.130.313S | Standalone | DE0018974 | Patients requiring fracture fixation or orthopaedic corrective surgery
Orthopaedics | Trauma - Extramedullary fixation | Plate accessories | Locking screw | Depuy Synthes | VA Locking Screw Stardrive D 2.0 mm, self-tapping, length 14 mm, Stainless Steel | 02.130.314 | Standalone | DE0018975 | Patients requiring fracture fixation or orthopaedic corrective surgery
Orthopaedics | Trauma - Extramedullary fixation | Plate accessories | Locking screw | Depuy Synthes | VA Locking Screw Stardrive D 2.0 mm, self-tapping, length 14 mm, Stainless Steel Sterile | 02.130.314S | Standalone | DE0018974 | Patients requiring fracture fixation or orthopaedic corrective surgery
Orthopaedics | Trauma - Extramedullary fixation | Plate accessories | Locking screw | Depuy Synthes | VA Locking Screw Stardrive D 2.0 mm, self-tapping, length 15 mm, Stainless Steel | 02.130.315 | Standalone | DE0018975 | Patients requiring fracture fixation or orthopaedic corrective surgery
Orthopaedics | Trauma - Extramedullary fixation | Plate accessories | Locking screw | Depuy Synthes | VA Locking Screw Stardrive D 2.0 mm, self-tapping, length 15 mm, Stainless Steel Sterile | 02.130.315S | Standalone | DE0018974 | Patients requiring fracture fixation or orthopaedic corrective surgery
Orthopaedics | Trauma - Extramedullary fixation | Plate accessories | Locking screw | Depuy Synthes | VA Locking Screw Stardrive D 2.0 mm, self-tapping, length 16 mm, Stainless Steel | 02.130.316 | Standalone | DE0018975 | Patients requiring fracture fixation or orthopaedic corrective surgery
Orthopaedics | Trauma - Extramedullary fixation | Plate accessories | Locking screw | Depuy Synthes | VA Locking Screw Stardrive D 2.0 mm, self-tapping, length 16 mm, Stainless Steel Sterile | 02.130.316S | Standalone | DE0018974 | Patients requiring fracture fixation or orthopaedic corrective surgery
Orthopaedics | Trauma - Extramedullary fixation | Plate accessories | Locking screw | Depuy Synthes | VA Locking Screw Stardrive D 2.0 mm, self-tapping, length 18 mm, Stainless Steel | 02.130.318 | Standalone | DE0018975 | Patients requiring fracture fixation or orthopaedic corrective surgery
Orthopaedics | Trauma - Extramedullary fixation | Plate accessories | Locking screw | Depuy Synthes | VA Locking Screw Stardrive D 2.0 mm, self-tapping, length 18 mm, Stainless Steel Sterile | 02.130.318S | Standalone | DE0018974 | Patients requiring fracture fixation or orthopaedic corrective surgery
Orthopaedics | Trauma - Extramedullary fixation | Plate accessories | Locking screw | Depuy Synthes | VA Locking Screw Stardrive D 2.0 mm, self-tapping, length 20 mm, Stainless Steel | 02.130.320 | Standalone | DE0018975 | Patients requiring fracture fixation or orthopaedic corrective surgery
Orthopaedics | Trauma - Extramedullary fixation | Plate accessories | Locking screw | Depuy Synthes | VA Locking Screw Stardrive D 2.0 mm, self-tapping, length 20 mm, Stainless Steel Sterile | 02.130.320S | Standalone | DE0018974 | Patients requiring fracture fixation or orthopaedic corrective surgery
Orthopaedics | Trauma - Extramedullary fixation | Plate accessories | Locking screw | Depuy Synthes | VA Locking Screw Stardrive D 2.0 mm, self-tapping, length 22 mm, Stainless Steel | 02.130.322 | Standalone | DE0018975 | Patients requiring fracture fixation or orthopaedic corrective surgery
Orthopaedics | Trauma - Extramedullary fixation | Plate accessories | Locking screw | Depuy Synthes | VA Locking Screw Stardrive D 2.0 mm, self-tapping, length 22 mm, Stainless Steel Sterile | 02.130.322S | Standalone | DE0018974 | Patients requiring fracture fixation or orthopaedic corrective surgery
Orthopaedics | Trauma - Extramedullary fixation | Plate accessories | Locking screw | Depuy Synthes | VA Locking Screw Stardrive D 2.0 mm, self-tapping, length 24 mm, Stainless Steel | 02.130.324 | Standalone | DE0018975 | Patients requiring fracture fixation or orthopaedic corrective surgery
Orthopaedics | Trauma - Extramedullary fixation | Plate accessories | Locking screw | Depuy Synthes | VA Locking Screw Stardrive D 2.0 mm, self-tapping, length 24 mm, Stainless Steel Sterile | 02.130.324S | Standalone | DE0018974 | Patients requiring fracture fixation or orthopaedic corrective surgery
Orthopaedics | Trauma - Extramedullary fixation | Plate accessories | Locking screw | Depuy Synthes | VA Locking Screw Stardrive D 2.0 mm, self-tapping, length 26 mm, Stainless Steel | 02.130.326 | Standalone | DE0018975 | Patients requiring fracture fixation or orthopaedic corrective surgery
Orthopaedics | Trauma - Extramedullary fixation | Plate accessories | Locking screw | Depuy Synthes | VA Locking Screw Stardrive D 2.0 mm, self-tapping, length 26 mm, Stainless Steel Sterile | 02.130.326S | Standalone | DE0018974 | Patients requiring fracture fixation or orthopaedic corrective surgery
Orthopaedics | Trauma - Extramedullary fixation | Plate accessories | Locking screw | Depuy Synthes | VA Locking Screw Stardrive D 2.0 mm, self-tapping, length 28 mm, Stainless Steel | 02.130.328 | Standalone | DE0018975 | Patients requiring fracture fixation or orthopaedic corrective surgery
Orthopaedics | Trauma - Extramedullary fixation | Plate accessories | Locking screw | Depuy Synthes | VA Locking Screw Stardrive D 2.0 mm, self-tapping, length 28 mm, Stainless Steel Sterile | 02.130.328S | Standalone | DE0018974 | Patients requiring fracture fixation or orthopaedic corrective surgery
Orthopaedics | Trauma - Extramedullary fixation | Plate accessories | Locking screw | Depuy Synthes | VA Locking Screw Stardrive D 2.0 mm, self-tapping, length 30 mm, Stainless Steel | 02.130.330 | Standalone | DE0018975 | Patients requiring fracture fixation or orthopaedic corrective surgery
Orthopaedics | Trauma - Extramedullary fixation | Plate accessories | Locking screw | Depuy Synthes | VA Locking Screw Stardrive D 2.0 mm, self-tapping, length 30 mm, Stainless Steel Sterile | 02.130.330S | Standalone | DE0018974 | Patients requiring fracture fixation or orthopaedic corrective surgery
Orthopaedics | Trauma - Extramedullary fixation | Plate accessories | Locking screw | Depuy Synthes | VA Locking Screw Stardrive D 2.7 mm (head 2.4), self-tapping, length 58 mm, Stainless Steel | 02.211.058 | Standalone | DE0009695 | Patients requiring fracture fixation or orthopaedic corrective surgery
Orthopaedics | Trauma - Extramedullary fixation | Plate accessories | Non-locking screw | Depuy Synthes | Cortex Screw Stardrive D 1.5 mm, self-tapping, length 4 mm, Stainless Steel Sterile | 02.214.104S | Standalone | DE0018974 | Patients requiring fracture fixation or orthopaedic corrective surgery
Orthopaedics | Trauma - Extramedullary fixation | Plate accessories | Non-locking screw | Depuy Synthes | Cortex Screw Stardrive D 1.5 mm, self-tapping, length 5 mm, Stainless Steel Sterile | 02.214.105S | Standalone | DE0018974 | Patients requiring fracture fixation or orthopaedic corrective surgery
Orthopaedics | Trauma - Extramedullary fixation | Plate accessories | Non-locking screw | Depuy Synthes | Cortex Screw Stardrive D 1.5mm, self-tapp., L 6mm Sterile SST | 02.214.106S | Standalone | DE0018974 | Patients requiring fracture fixation or orthopaedic corrective surgery
Orthopaedics | Trauma - Extramedullary fixation | Plate accessories | Non-locking screw | Depuy Synthes | Cortex Screw Stardrive D 1.5mm, self-tapp., L 7mm Sterile SST | 02.214.107S | Standalone | DE0018974 | Patients requiring fracture fixation or orthopaedic corrective surgery
Orthopaedics | Trauma - Extramedullary fixation | Plate accessories | Non-locking screw | Depuy Synthes | Cortex Screw Stardrive D 1.5mm, self-tapp., L 8mm Sterile SST | 02.214.108S | Standalone | DE0018974 | Patients requiring fracture fixation or orthopaedic corrective surgery
Orthopaedics | Trauma - Extramedullary fixation | Plate accessories | Non-locking screw | Depuy Synthes | Cortex Screw Stardrive D 1.5mm, self-tapp., L 9mm Sterile SST | 02.214.109S | Standalone | DE0018974 | Patients requiring fracture fixation or orthopaedic corrective surgery
Orthopaedics | Trauma - Extramedullary fixation | Plate accessories | Non-locking screw | Depuy Synthes | Cortex Screw Stardrive D 1.5mm, self-tapp., L 10mm Sterile SST | 02.214.110S | Standalone | DE0018974 | Patients requiring fracture fixation or orthopaedic corrective surgery
Orthopaedics | Trauma - Extramedullary fixation | Plate accessories | Non-locking screw | Depuy Synthes | Cortex Screw Stardrive D 1.5mm, self-tapp., L 11mm Sterile SST | 02.214.111S | Standalone | DE0018974 | Patients requiring fracture fixation or orthopaedic corrective surgery
Orthopaedics | Trauma - Extramedullary fixation | Plate accessories | Non-locking screw | Depuy Synthes | Cortex Screw Stardrive D 1.5mm, self-tapp., L 12mm Sterile SST | 02.214.112S | Standalone | DE0018974 | Patients requiring fracture fixation or orthopaedic corrective surgery
Orthopaedics | Trauma - Extramedullary fixation | Plate accessories | Non-locking screw | Depuy Synthes | Cortex Screw Stardrive D 1.5mm, self-tapp., L 13mm Sterile SST | 02.214.113S | Standalone | DE0018974 | Patients requiring fracture fixation or orthopaedic corrective surgery
Orthopaedics | Trauma - Extramedullary fixation | Plate accessories | Non-locking screw | Depuy Synthes | Cortex Screw Stardrive D 1.5mm, self-tapp., L 14mm Sterile SST | 02.214.114S | Standalone | DE0018974 | Patients requiring fracture fixation or orthopaedic corrective surgery
Orthopaedics | Trauma - Extramedullary fixation | Plate accessories | Non-locking screw | Depuy Synthes | Cortex Screw Stardrive D 1.5mm, self-tapp., L 15mm Sterile SST | 02.214.115S | Standalone | DE0018974 | Patients requiring fracture fixation or orthopaedic corrective surgery
Orthopaedics | Trauma - Extramedullary fixation | Plate accessories | Non-locking screw | Depuy Synthes | Cortex Screw Stardrive D 1.5mm, self-tapp., L 16mm Sterile SST | 02.214.116S | Standalone | DE0018974 | Patients requiring fracture fixation or orthopaedic corrective surgery
Orthopaedics | Trauma - Extramedullary fixation | Plate accessories | Non-locking screw | Depuy Synthes | Cortex Screw Stardrive D 1.5mm, self-tapp., L 18mm Sterile SST | 02.214.118S | Standalone | DE0018974 | Patients requiring fracture fixation or orthopaedic corrective surgery
Orthopaedics | Trauma - Extramedullary fixation | Plate accessories | Non-locking screw | Depuy Synthes | Cortex Screw Stardrive D 1.5mm, self-tapp., L 20mm Sterile SST | 02.214.120S | Standalone | DE0018974 | Patients requiring fracture fixation or orthopaedic corrective surgery
Orthopaedics | Trauma - Extramedullary fixation | Plate accessories | Non-locking screw | Depuy Synthes | Cortex Screw Stardrive D 1.5mm, self-tapp., L 22mm Sterile SST | 02.214.122S | Standalone | DE0018974 | Patients requiring fracture fixation or orthopaedic corrective surgery
Orthopaedics | Trauma - Extramedullary fixation | Plate accessories | Non-locking screw | Depuy Synthes | Cortex Screw Stardrive D 1.5mm, self-tapp., L 24mm Sterile SST | 02.214.124S | Standalone | DE0018974 | Patients requiring fracture fixation or orthopaedic corrective surgery
Orthopaedics | Trauma - Extramedullary fixation | Plate accessories | Locking screw | Depuy Synthes | VA Periprosthetic Locking Screw Stardrive D 5.0 mm, self-tapping, length 8 mm, Stainless Steel | 02.231.008 | Standalone | DE0011112 | Patients requiring fracture fixation or orthopaedic corrective surgery
Orthopaedics | Trauma - Extramedullary fixation | Plate accessories | Locking screw | Depuy Synthes | VA Periprosthetic Locking Screw Stardrive D 5.0 mm, self-tapping, length 10 mm, Stainless Steel | 02.231.010 | Standalone | DE0011112 | Patients requiring fracture fixation or orthopaedic corrective surgery
Orthopaedics | Trauma - Extramedullary fixation | Plate accessories | Locking screw | Depuy Synthes | VA Periprosthetic Locking Screw Stardrive D 5.0 mm, self-tapping, length 12 mm, Stainless Steel | 02.231.012 | Standalone | DE0011112 | Patients requiring fracture fixation or orthopaedic corrective surgery
Orthopaedics | Trauma - Extramedullary fixation | Plate accessories | Locking screw | Depuy Synthes | VA Periprosthetic Locking Screw Stardrive D 5.0 mm, self-tapping, length 14 mm, Stainless Steel | 02.231.014 | Standalone | DE0011112 | Patients requiring fracture fixation or orthopaedic corrective surgery
Orthopaedics | Trauma - Extramedullary fixation | Plate accessories | Locking screw | Depuy Synthes | VA Periprosthetic Locking Screw Stardrive D 5.0 mm, self-tapping, length 16 mm, Stainless Steel | 02.231.016 | Standalone | DE0011112 | Patients requiring fracture fixation or orthopaedic corrective surgery
Orthopaedics | Trauma - Extramedullary fixation | Plate accessories | Locking screw | Depuy Synthes | VA Periprosthetic Locking Screw Stardrive D 5.0 mm, self-tapping, length 18 mm, Stainless Steel | 02.231.018 | Standalone | DE0011112 | Patients requiring fracture fixation or orthopaedic corrective surgery
Orthopaedics | Trauma - Extramedullary fixation | Plate accessories | Locking screw | Depuy Synthes | VA Periprosthetic Locking Screw Stardrive D 5.0 mm, self-tapping, length 20 mm, Stainless Steel | 02.231.020 | Standalone | DE0011112 | Patients requiring fracture fixation or orthopaedic corrective surgery
Orthopaedics | Trauma - Extramedullary fixation | Plate accessories | Locking screw | Depuy Synthes | VA Locking Screw Stardrive D 5.0mm, L 95mm | 02.231.295 | Standalone | DE0011112 | Patients requiring fracture fixation or orthopaedic corrective surgery
Orthopaedics | Trauma - Extramedullary fixation | Plate accessories | Locking screw | Depuy Synthes | VA Locking Screw Stardrive D 5.0mm, L 100mm | 02.231.300 | Standalone | DE0011112 | Patients requiring fracture fixation or orthopaedic corrective surgery
Orthopaedics | Trauma - Extramedullary fixation | Plate accessories | Locking screw | Depuy Synthes | VA Cannulated Locking Screw D 5.0mm, L 30mm | 02.231.630 | Standalone | DE0011112 | Patients requiring fracture fixation or orthopaedic corrective surgery
Orthopaedics | Trauma - Extramedullary fixation | Plate accessories | Locking screw | Depuy Synthes | VA Cannulated Locking Screw D 5.0mm, L 35mm | 02.231.635 | Standalone | DE0011112 | Patients requiring fracture fixation or orthopaedic corrective surgery
Orthopaedics | Trauma - Extramedullary fixation | Plate accessories | Locking screw | Depuy Synthes | VA Cannulated Locking Screw D 5.0mm, L 40mm | 02.231.640 | Standalone | DE0011112 | Patients requiring fracture fixation or orthopaedic corrective surgery
Orthopaedics | Trauma - Extramedullary fixation | Plate accessories | Locking screw | Depuy Synthes | VA Cannulated Locking Screw D 5.0mm, L 45mm | 02.231.645 | Standalone | DE0011112 | Patients requiring fracture fixation or orthopaedic corrective surgery
Orthopaedics | Trauma - Extramedullary fixation | Plate accessories | Locking screw | Depuy Synthes | VA Cannulated Locking Screw D 5.0mm, L 50mm | 02.231.650 | Standalone | DE0011112 | Patients requiring fracture fixation or orthopaedic corrective surgery
Orthopaedics | Trauma - Extramedullary fixation | Plate accessories | Locking screw | Depuy Synthes | VA Cannulated Locking Screw D 5.0mm, L 55mm | 02.231.655 | Standalone | DE0011112 | Patients requiring fracture fixation or orthopaedic corrective surgery
Orthopaedics | Trauma - Extramedullary fixation | Plate accessories | Locking screw | Depuy Synthes | VA Cannulated Locking Screw D 5.0mm, L 65mm | 02.231.665 | Standalone | DE0011112 | Patients requiring fracture fixation or orthopaedic corrective surgery
Orthopaedics | Trauma - Extramedullary fixation | Plate accessories | Locking screw | Depuy Synthes | VA Cannulated Locking Screw D 5.0mm, L 75mm | 02.231.675 | Standalone | DE0011112 | Patients requiring fracture fixation or orthopaedic corrective surgery
Orthopaedics | Trauma - Extramedullary fixation | Plate accessories | Locking screw | Depuy Synthes | VA Cannulated Locking Screw D 5.0mm, L 80mm | 02.231.680 | Standalone | DE0011112 | Patients requiring fracture fixation or orthopaedic corrective surgery
Orthopaedics | Trauma - Extramedullary fixation | Plate accessories | Locking screw | Depuy Synthes | VA Cannulated Locking Screw D 5.0mm, L 85mm | 02.231.685 | Standalone | DE0011112 | Patients requiring fracture fixation or orthopaedic corrective surgery
Orthopaedics | Trauma - Extramedullary fixation | Plate accessories | Locking screw | Depuy Synthes | VA Cannulated Locking Screw D 5.0mm, L 95mm | 02.231.695 | Standalone | DE0011112 | Patients requiring fracture fixation or orthopaedic corrective surgery
Orthopaedics | Trauma - Extramedullary fixation | Plate accessories | Locking screw | Depuy Synthes | VA Cannulated Locking Screw D 5.0mm, L 100mm | 02.231.700 | Standalone | DE0011112 | Patients requiring fracture fixation or orthopaedic corrective surgery
Orthopaedics | Trauma - Extramedullary fixation | Locking/combination plate | Locking/combination plate - Ulna | Depuy Synthes | LCP Ulna Osteotomy Plate 2.7, 8 holes | 04.111.901 | Standalone | DE0014249 | Patients requiring fracture fixation or orthopaedic corrective surgery
Orthopaedics | Trauma - Extramedullary fixation | Locking/combination plate | Locking/combination plate - General orthopaedic | Depuy Synthes | LCP Hook Plate 3.5, 3 holes, L 62mm | 04.113.103 | Standalone | DE0008377 | Patients requiring fracture fixation or orthopaedic corrective surgery
Orthopaedics | Trauma - Extramedullary fixation | Plate accessories | Locking screw | Depuy Synthes | Locking Screw Stardrive D 1.3 mm, self-tapping, length 4 mm, Titanium Alloy (TAN) Sterile | 04.130.104S | Standalone | DE0018776 | Patients requiring fracture fixation or orthopaedic corrective surgery
Orthopaedics | Trauma - Extramedullary fixation | Plate accessories | Locking screw | Depuy Synthes | Locking Screw Stardrive D 1.3 mm, self-tapping, length 5 mm, Titanium Alloy (TAN) Sterile | 04.130.105S | Standalone | DE0018776 | Patients requiring fracture fixation or orthopaedic corrective surgery
Orthopaedics | Trauma - Extramedullary fixation | Plate accessories | Locking screw | Depuy Synthes | Locking Screw Stardrive D 1.3 mm, self-tapping, length 6 mm, Titanium Alloy (TAN) Sterile | 04.130.106S | Standalone | DE0018776 | Patients requiring fracture fixation or orthopaedic corrective surgery
Orthopaedics | Trauma - Extramedullary fixation | Plate accessories | Locking screw | Depuy Synthes | Locking Screw Stardrive D 1.3 mm, self-tapping, length 7 mm, Titanium Alloy (TAN) Sterile | 04.130.107S | Standalone | DE0018776 | Patients requiring fracture fixation or orthopaedic corrective surgery
Orthopaedics | Trauma - Extramedullary fixation | Plate accessories | Locking screw | Depuy Synthes | Locking Screw Stardrive D 1.3 mm, self-tapping, length 8 mm, Titanium Alloy (TAN) Sterile | 04.130.108S | Standalone | DE0018776 | Patients requiring fracture fixation or orthopaedic corrective surgery
Orthopaedics | Trauma - Extramedullary fixation | Plate accessories | Locking screw | Depuy Synthes | Locking Screw Stardrive D 1.3 mm, self-tapping, length 9 mm, Titanium Alloy (TAN) Sterile | 04.130.109S | Standalone | DE0018776 | Patients requiring fracture fixation or orthopaedic corrective surgery
Orthopaedics | Trauma - Extramedullary fixation | Plate accessories | Locking screw | Depuy Synthes | Locking Screw Stardrive D 1.3 mm, self-tapping, length 10 mm, Titanium Alloy (TAN) Sterile | 04.130.110S | Standalone | DE0018776 | Patients requiring fracture fixation or orthopaedic corrective surgery
Orthopaedics | Trauma - Extramedullary fixation | Plate accessories | Locking screw | Depuy Synthes | Locking Screw Stardrive D 1.3 mm, self-tapping, length 11 mm, Titanium Alloy (TAN) Sterile | 04.130.111S | Standalone | DE0018776 | Patients requiring fracture fixation or orthopaedic corrective surgery
Orthopaedics | Trauma - Extramedullary fixation | Plate accessories | Locking screw | Depuy Synthes | Locking Screw Stardrive D 1.3 mm, self-tapping, length 12 mm, Titanium Alloy (TAN) Sterile | 04.130.112S | Standalone | DE0018776 | Patients requiring fracture fixation or orthopaedic corrective surgery
Orthopaedics | Trauma - Extramedullary fixation | Plate accessories | Locking screw | Depuy Synthes | Locking Screw Stardrive D 1.3 mm, self-tapping, length 13 mm, Titanium Alloy (TAN) Sterile | 04.130.113S | Standalone | DE0018776 | Patients requiring fracture fixation or orthopaedic corrective surgery
Orthopaedics | Trauma - Extramedullary fixation | Plate accessories | Locking screw | Depuy Synthes | Locking Screw Stardrive D 1.3 mm, self-tapping, length 14 mm, Titanium Alloy (TAN) Sterile | 04.130.114S | Standalone | DE0018776 | Patients requiring fracture fixation or orthopaedic corrective surgery
Orthopaedics | Trauma - Extramedullary fixation | Plate accessories | Locking screw | Depuy Synthes | Locking Screw Stardrive D 1.3 mm, self-tapping, length 15 mm, Titanium Alloy (TAN) Sterile | 04.130.115S | Standalone | DE0018776 | Patients requiring fracture fixation or orthopaedic corrective surgery
Orthopaedics | Trauma - Extramedullary fixation | Plate accessories | Locking screw | Depuy Synthes | Locking Screw Stardrive D 1.3 mm, self-tapping, length 16 mm, Titanium Alloy (TAN) Sterile | 04.130.116S | Standalone | DE0018776 | Patients requiring fracture fixation or orthopaedic corrective surgery
Orthopaedics | Trauma - Extramedullary fixation | Plate accessories | Locking screw | Depuy Synthes | Locking Screw Stardrive D 1.3 mm, self-tapping, length 18 mm, Titanium Alloy (TAN) Sterile | 04.130.118S | Standalone | DE0018776 | Patients requiring fracture fixation or orthopaedic corrective surgery
Orthopaedics | Trauma - Extramedullary fixation | Plate accessories | Locking screw | Depuy Synthes | VA Locking Screw Stardrive D 1.5 mm, self-tapping, length 4 mm, Titanium Alloy (TAN) Sterile | 04.130.204S | Standalone | DE0018776 | Patients requiring fracture fixation or orthopaedic corrective surgery
Orthopaedics | Trauma - Extramedullary fixation | Plate accessories | Locking screw | Depuy Synthes | VA Locking Screw Stardrive D 1.5 mm, self-tapping, length 6 mm, Titanium Alloy (TAN) Sterile | 04.130.206S | Standalone | DE0018776 | Patients requiring fracture fixation or orthopaedic corrective surgery
Orthopaedics | Trauma - Extramedullary fixation | Plate accessories | Locking screw | Depuy Synthes | VA Locking Screw Stardrive D 1.5 mm, self-tapping, length 7 mm, Titanium Alloy (TAN) Sterile | 04.130.207S | Standalone | DE0018776 | Patients requiring fracture fixation or orthopaedic corrective surgery
Orthopaedics | Trauma - Extramedullary fixation | Plate accessories | Locking screw | Depuy Synthes | VA Locking Screw Stardrive D 1.5 mm, self-tapping, length 8 mm, Titanium Alloy (TAN) Sterile | 04.130.208S | Standalone | DE0018776 | Patients requiring fracture fixation or orthopaedic corrective surgery
Orthopaedics | Trauma - Extramedullary fixation | Plate accessories | Locking screw | Depuy Synthes | VA Locking Screw Stardrive D 1.5 mm, self-tapping, length 9 mm, Titanium Alloy (TAN) Sterile | 04.130.209S | Standalone | DE0018776 | Patients requiring fracture fixation or orthopaedic corrective surgery
Orthopaedics | Trauma - Extramedullary fixation | Plate accessories | Locking screw | Depuy Synthes | VA Locking Screw Stardrive D 1.5 mm, self-tapping, length 10 mm, Titanium Alloy (TAN) Sterile | 04.130.210S | Standalone | DE0018776 | Patients requiring fracture fixation or orthopaedic corrective surgery
Orthopaedics | Trauma - Extramedullary fixation | Plate accessories | Locking screw | Depuy Synthes | VA Locking Screw Stardrive D 1.5 mm, self-tapping, length 11 mm, Titanium Alloy (TAN) Sterile | 04.130.211S | Standalone | DE0018776 | Patients requiring fracture fixation or orthopaedic corrective surgery
Orthopaedics | Trauma - Extramedullary fixation | Plate accessories | Locking screw | Depuy Synthes | VA Locking Screw Stardrive D 1.5 mm, self-tapping, length 12 mm, Titanium Alloy (TAN) Sterile | 04.130.212S | Standalone | DE0018776 | Patients requiring fracture fixation or orthopaedic corrective surgery
Orthopaedics | Trauma - Extramedullary fixation | Plate accessories | Locking screw | Depuy Synthes | VA Locking Screw Stardrive D 1.5 mm, self-tapping, length 13 mm, Titanium Alloy (TAN) Sterile | 04.130.213S | Standalone | DE0018776 | Patients requiring fracture fixation or orthopaedic corrective surgery
Orthopaedics | Trauma - Extramedullary fixation | Plate accessories | Locking screw | Depuy Synthes | VA Locking Screw Stardrive D 1.5 mm, self-tapping, length 14 mm, Titanium Alloy (TAN) Sterile | 04.130.214S | Standalone | DE0018776 | Patients requiring fracture fixation or orthopaedic corrective surgery
Orthopaedics | Trauma - Extramedullary fixation | Plate accessories | Locking screw | Depuy Synthes | VA Locking Screw Stardrive D 1.5 mm, self-tapping, length 15 mm, Titanium Alloy (TAN) Sterile | 04.130.215S | Standalone | DE0018776 | Patients requiring fracture fixation or orthopaedic corrective surgery
Orthopaedics | Trauma - Extramedullary fixation | Plate accessories | Locking screw | Depuy Synthes | VA Locking Screw Stardrive D 1.5 mm, self-tapping, length 16 mm, Titanium Alloy (TAN) Sterile | 04.130.216S | Standalone | DE0018776 | Patients requiring fracture fixation or orthopaedic corrective surgery
Orthopaedics | Trauma - Extramedullary fixation | Plate accessories | Locking screw | Depuy Synthes | VA Locking Screw Stardrive D 1.5 mm, self-tapping, length 18 mm, Titanium Alloy (TAN) Sterile | 04.130.218S | Standalone | DE0018776 | Patients requiring fracture fixation or orthopaedic corrective surgery
Orthopaedics | Trauma - Extramedullary fixation | Plate accessories | Locking screw | Depuy Synthes | VA Locking Screw Stardrive D 1.5 mm, self-tapping, length 20 mm, Titanium Alloy (TAN) Sterile | 04.130.220S | Standalone | DE0018776 | Patients requiring fracture fixation or orthopaedic corrective surgery
Orthopaedics | Trauma - Extramedullary fixation | Plate accessories | Locking screw | Depuy Synthes | VA Locking Screw Stardrive D 1.5 mm, self-tapping, length 22 mm, Titanium Alloy (TAN) Sterile | 04.130.222S | Standalone | DE0018776 | Patients requiring fracture fixation or orthopaedic corrective surgery
Orthopaedics | Trauma - Extramedullary fixation | Plate accessories | Locking screw | Depuy Synthes | VA Locking Screw Stardrive D 1.5 mm, self-tapping, length 24 mm, Titanium Alloy (TAN) Sterile | 04.130.224S | Standalone | DE0018776 | Patients requiring fracture fixation or orthopaedic corrective surgery
Orthopaedics | Trauma - Extramedullary fixation | Plate accessories | Locking screw | Depuy Synthes | VA Locking Screw Stardrive D 2.0 mm, self-tapping, length 6 mm, Titanium Alloy (TAN) | 04.130.306 | Standalone | DE0018775 | Patients requiring fracture fixation or orthopaedic corrective surgery
Orthopaedics | Trauma - Extramedullary fixation | Plate accessories | Locking screw | Depuy Synthes | VA Locking Screw Stardrive D 2.0 mm, self-tapping, length 6 mm, Titanium Alloy (TAN) Sterile | 04.130.306S | Standalone | DE0018776 | Patients requiring fracture fixation or orthopaedic corrective surgery
Orthopaedics | Trauma - Extramedullary fixation | Plate accessories | Locking screw | Depuy Synthes | VA Locking Screw Stardrive D 2.0 mm, self-tapping, length 7 mm, Titanium Alloy (TAN) | 04.130.307 | Standalone | DE0018775 | Patients requiring fracture fixation or orthopaedic corrective surgery
Orthopaedics | Trauma - Extramedullary fixation | Plate accessories | Locking screw | Depuy Synthes | VA Locking Screw Stardrive D 2.0 mm, self-tapping, length 7 mm, Titanium Alloy (TAN) Sterile | 04.130.307S | Standalone | DE0018776 | Patients requiring fracture fixation or orthopaedic corrective surgery
Orthopaedics | Trauma - Extramedullary fixation | Plate accessories | Locking screw | Depuy Synthes | VA Locking Screw Stardrive D 2.0 mm, self-tapping, length 8 mm, Titanium Alloy (TAN) | 04.130.308 | Standalone | DE0018775 | Patients requiring fracture fixation or orthopaedic corrective surgery
Orthopaedics | Trauma - Extramedullary fixation | Plate accessories | Locking screw | Depuy Synthes | VA Locking Screw Stardrive D 2.0 mm, self-tapping, length 8 mm, Titanium Alloy (TAN) Sterile | 04.130.308S | Standalone | DE0018776 | Patients requiring fracture fixation or orthopaedic corrective surgery
Orthopaedics | Trauma - Extramedullary fixation | Plate accessories | Locking screw | Depuy Synthes | VA Locking Screw Stardrive D 2.0 mm, self-tapping, length 9 mm, Titanium Alloy (TAN) | 04.130.309 | Standalone | DE0018775 | Patients requiring fracture fixation or orthopaedic corrective surgery
Orthopaedics | Trauma - Extramedullary fixation | Plate accessories | Locking screw | Depuy Synthes | VA Locking Screw Stardrive D 2.0 mm, self-tapping, length 9 mm, Titanium Alloy (TAN) Sterile | 04.130.309S | Standalone | DE0018776 | Patients requiring fracture fixation or orthopaedic corrective surgery
Orthopaedics | Trauma - Extramedullary fixation | Plate accessories | Locking screw | Depuy Synthes | VA Locking Screw Stardrive D 2.0 mm, self-tapping, length 10 mm, Titanium Alloy (TAN) | 04.130.310 | Standalone | DE0018775 | Patients requiring fracture fixation or orthopaedic corrective surgery
Orthopaedics | Trauma - Extramedullary fixation | Plate accessories | Locking screw | Depuy Synthes | VA Locking Screw Stardrive D 2.0 mm, self-tapping, length 10 mm, Titanium Alloy (TAN) Sterile | 04.130.310S | Standalone | DE0018776 | Patients requiring fracture fixation or orthopaedic corrective surgery
Orthopaedics | Trauma - Extramedullary fixation | Plate accessories | Locking screw | Depuy Synthes | VA Locking Screw Stardrive D 2.0 mm, self-tapping, length 11 mm, Titanium Alloy (TAN) | 04.130.311 | Standalone | DE0018775 | Patients requiring fracture fixation or orthopaedic corrective surgery
Orthopaedics | Trauma - Extramedullary fixation | Plate accessories | Locking screw | Depuy Synthes | VA Locking Screw Stardrive D 2.0 mm, self-tapping, length 11 mm, Titanium Alloy (TAN) Sterile | 04.130.311S | Standalone | DE0018776 | Patients requiring fracture fixation or orthopaedic corrective surgery
Orthopaedics | Trauma - Extramedullary fixation | Plate accessories | Locking screw | Depuy Synthes | VA Locking Screw Stardrive D 2.0 mm, self-tapping, length 12 mm, Titanium Alloy (TAN) | 04.130.312 | Standalone | DE0018775 | Patients requiring fracture fixation or orthopaedic corrective surgery
Orthopaedics | Trauma - Extramedullary fixation | Plate accessories | Locking screw | Depuy Synthes | VA Locking Screw Stardrive D 2.0 mm, self-tapping, length 12 mm, Titanium Alloy (TAN) Sterile | 04.130.312S | Standalone | DE0018776 | Patients requiring fracture fixation or orthopaedic corrective surgery
Orthopaedics | Trauma - Extramedullary fixation | Plate accessories | Locking screw | Depuy Synthes | VA Locking Screw Stardrive D 2.0 mm, self-tapping, length 13 mm, Titanium Alloy (TAN) | 04.130.313 | Standalone | DE0018775 | Patients requiring fracture fixation or orthopaedic corrective surgery
Orthopaedics | Trauma - Extramedullary fixation | Plate accessories | Locking screw | Depuy Synthes | VA Locking Screw Stardrive D 2.0 mm, self-tapping, length 13 mm, Titanium Alloy (TAN) Sterile | 04.130.313S | Standalone | DE0018776 | Patients requiring fracture fixation or orthopaedic corrective surgery
Orthopaedics | Trauma - Extramedullary fixation | Plate accessories | Locking screw | Depuy Synthes | VA Locking Screw Stardrive D 2.0 mm, self-tapping, length 14 mm, Titanium Alloy (TAN) | 04.130.314 | Standalone | DE0018775 | Patients requiring fracture fixation or orthopaedic corrective surgery
Orthopaedics | Trauma - Extramedullary fixation | Plate accessories | Locking screw | Depuy Synthes | VA Locking Screw Stardrive D 2.0 mm, self-tapping, length 14 mm, Titanium Alloy (TAN) Sterile | 04.130.314S | Standalone | DE0018776 | Patients requiring fracture fixation or orthopaedic corrective surgery
Orthopaedics | Trauma - Extramedullary fixation | Plate accessories | Locking screw | Depuy Synthes | VA Locking Screw Stardrive D 2.0 mm, self-tapping, length 15 mm, Titanium Alloy (TAN) | 04.130.315 | Standalone | DE0018775 | Patients requiring fracture fixation or orthopaedic corrective surgery
Orthopaedics | Trauma - Extramedullary fixation | Plate accessories | Locking screw | Depuy Synthes | VA Locking Screw Stardrive D 2.0 mm, self-tapping, length 15 mm, Titanium Alloy (TAN) Sterile | 04.130.315S | Standalone | DE0018776 | Patients requiring fracture fixation or orthopaedic corrective surgery
Orthopaedics | Trauma - Extramedullary fixation | Plate accessories | Locking screw | Depuy Synthes | VA Locking Screw Stardrive D 2.0 mm, self-tapping, length 16 mm, Titanium Alloy (TAN) | 04.130.316 | Standalone | DE0018775 | Patients requiring fracture fixation or orthopaedic corrective surgery
Orthopaedics | Trauma - Extramedullary fixation | Plate accessories | Locking screw | Depuy Synthes | VA Locking Screw Stardrive D 2.0 mm, self-tapping, length 16 mm, Titanium Alloy (TAN) Sterile | 04.130.316S | Standalone | DE0018776 | Patients requiring fracture fixation or orthopaedic corrective surgery
Orthopaedics | Trauma - Extramedullary fixation | Plate accessories | Locking screw | Depuy Synthes | VA Locking Screw Stardrive D 2.0 mm, self-tapping, length 18 mm, Titanium Alloy (TAN) | 04.130.318 | Standalone | DE0018775 | Patients requiring fracture fixation or orthopaedic corrective surgery
Orthopaedics | Trauma - Extramedullary fixation | Plate accessories | Locking screw | Depuy Synthes | VA Locking Screw Stardrive D 2.0 mm, self-tapping, length 18 mm, Titanium Alloy (TAN) Sterile | 04.130.318S | Standalone | DE0018776 | Patients requiring fracture fixation or orthopaedic corrective surgery
Orthopaedics | Trauma - Extramedullary fixation | Plate accessories | Locking screw | Depuy Synthes | VA Locking Screw Stardrive D 2.0 mm, self-tapping, length 20 mm, Titanium Alloy (TAN) | 04.130.320 | Standalone | DE0018775 | Patients requiring fracture fixation or orthopaedic corrective surgery
Orthopaedics | Trauma - Extramedullary fixation | Plate accessories | Locking screw | Depuy Synthes | VA Locking Screw Stardrive D 2.0 mm, self-tapping, length 20 mm, Titanium Alloy (TAN) Sterile | 04.130.320S | Standalone | DE0018776 | Patients requiring fracture fixation or orthopaedic corrective surgery
Orthopaedics | Trauma - Extramedullary fixation | Plate accessories | Locking screw | Depuy Synthes | VA Locking Screw Stardrive D 2.0 mm, self-tapping, length 22 mm, Titanium Alloy (TAN) | 04.130.322 | Standalone | DE0018775 | Patients requiring fracture fixation or orthopaedic corrective surgery
Orthopaedics | Trauma - Extramedullary fixation | Plate accessories | Locking screw | Depuy Synthes | VA Locking Screw Stardrive D 2.0 mm, self-tapping, length 22 mm, Titanium Alloy (TAN) Sterile | 04.130.322S | Standalone | DE0018776 | Patients requiring fracture fixation or orthopaedic corrective surgery
Orthopaedics | Trauma - Extramedullary fixation | Plate accessories | Locking screw | Depuy Synthes | VA Locking Screw Stardrive D 2.0 mm, self-tapping, length 24 mm, Titanium Alloy (TAN) | 04.130.324 | Standalone | DE0018775 | Patients requiring fracture fixation or orthopaedic corrective surgery
Orthopaedics | Trauma - Extramedullary fixation | Plate accessories | Locking screw | Depuy Synthes | VA Locking Screw Stardrive D 2.0 mm, self-tapping, length 24 mm, Titanium Alloy (TAN) Sterile | 04.130.324S | Standalone | DE0018776 | Patients requiring fracture fixation or orthopaedic corrective surgery
Orthopaedics | Trauma - Extramedullary fixation | Plate accessories | Locking screw | Depuy Synthes | VA Locking Screw Stardrive, D 2.0 mm, self-tapping, length 26 mm, Titanium Alloy (TAN) | 04.130.326 | Standalone | DE0018775 | Patients requiring fracture fixation or orthopaedic corrective surgery
Orthopaedics | Trauma - Extramedullary fixation | Plate accessories | Locking screw | Depuy Synthes | VA Locking Screw Stardrive, D 2.0 mm, self-tapping, length 26 mm, Titanium Alloy (TAN) Sterile | 04.130.326S | Standalone | DE0018776 | Patients requiring fracture fixation or orthopaedic corrective surgery
Orthopaedics | Trauma - Extramedullary fixation | Plate accessories | Locking screw | Depuy Synthes | VA Locking Screw Stardrive, D 2.0 mm, self-tapping, length 28 mm, Titanium Alloy (TAN) | 04.130.328 | Standalone | DE0018775 | Patients requiring fracture fixation or orthopaedic corrective surgery
Orthopaedics | Trauma - Extramedullary fixation | Plate accessories | Locking screw | Depuy Synthes | VA Locking Screw Stardrive, D 2.0 mm, self-tapping, length 28 mm, Titanium Alloy (TAN) Sterile | 04.130.328S | Standalone | DE0018776 | Patients requiring fracture fixation or orthopaedic corrective surgery
Orthopaedics | Trauma - Extramedullary fixation | Plate accessories | Locking screw | Depuy Synthes | VA Locking Screw Stardrive, D 2.0 mm, self-tapping, length 30 mm, Titanium Alloy (TAN) | 04.130.330 | Standalone | DE0018775 | Patients requiring fracture fixation or orthopaedic corrective surgery
Orthopaedics | Trauma - Extramedullary fixation | Plate accessories | Locking screw | Depuy Synthes | VA Locking Screw Stardrive, D 2.0 mm, self-tapping, length 30 mm, Titanium Alloy (TAN) Sterile | 04.130.330S | Standalone | DE0018776 | Patients requiring fracture fixation or orthopaedic corrective surgery
Orthopaedics | Trauma - Extramedullary fixation | Plate accessories | Locking screw | Depuy Synthes | VA Locking Screw Stardrive D 2.4 mm, self-tapping, length 8 mm, Titanium Alloy (TAN), sterile | 04.210.108TS | Standalone | DE0013334 | Patients requiring fracture fixation or orthopaedic corrective surgery
Orthopaedics | Trauma - Extramedullary fixation | Plate accessories | Locking screw | Depuy Synthes | VA Locking Screw Stardrive D 2.4 mm, self-tapping, length 10 mm, Titanium Alloy (TAN), sterile | 04.210.110TS | Standalone | DE0013334 | Patients requiring fracture fixation or orthopaedic corrective surgery
Orthopaedics | Trauma - Extramedullary fixation | Plate accessories | Locking screw | Depuy Synthes | VA Locking Screw Stardrive D 2.4 mm, self-tapping, length 12 mm, Titanium Alloy (TAN), sterile | 04.210.112TS | Standalone | DE0013334 | Patients requiring fracture fixation or orthopaedic corrective surgery
Orthopaedics | Trauma - Extramedullary fixation | Plate accessories | Locking screw | Depuy Synthes | VA Locking Screw Stardrive D 2.4 mm, self-tapping, length 14 mm, Titanium Alloy (TAN), sterile | 04.210.114TS | Standalone | DE0013334 | Patients requiring fracture fixation or orthopaedic corrective surgery
Orthopaedics | Trauma - Extramedullary fixation | Plate accessories | Locking screw | Depuy Synthes | VA Locking Screw Stardrive D 2.4 mm, self-tapping, length 16 mm, Titanium Alloy (TAN), sterile | 04.210.116TS | Standalone | DE0013334 | Patients requiring fracture fixation or orthopaedic corrective surgery
Orthopaedics | Trauma - Extramedullary fixation | Plate accessories | Locking screw | Depuy Synthes | VA Locking Screw Stardrive D 2.4 mm, self-tapping, length 18 mm, Titanium Alloy (TAN), sterile | 04.210.118TS | Standalone | DE0013334 | Patients requiring fracture fixation or orthopaedic corrective surgery
Orthopaedics | Trauma - Extramedullary fixation | Plate accessories | Locking screw | Depuy Synthes | VA Locking Screw Stardrive D 2.4 mm, self-tapping, length 20 mm, Titanium Alloy (TAN), sterile | 04.210.120TS | Standalone | DE0013334 | Patients requiring fracture fixation or orthopaedic corrective surgery
Orthopaedics | Trauma - Extramedullary fixation | Plate accessories | Locking screw | Depuy Synthes | VA Locking Screw Stardrive D 2.4 mm, self-tapping, length 22 mm, Titanium Alloy (TAN), sterile | 04.210.122TS | Standalone | DE0013334 | Patients requiring fracture fixation or orthopaedic corrective surgery
Orthopaedics | Trauma - Extramedullary fixation | Plate accessories | Locking screw | Depuy Synthes | VA Locking Screw Stardrive D 2.4 mm, self-tapping, length 24 mm, Titanium Alloy (TAN), sterile | 04.210.124TS | Standalone | DE0013334 | Patients requiring fracture fixation or orthopaedic corrective surgery
Orthopaedics | Trauma - Extramedullary fixation | Plate accessories | Locking screw | Depuy Synthes | VA Locking Screw Stardrive D 2.4 mm, self-tapping, length 26 mm, Titanium Alloy (TAN) | 04.210.126TS | Standalone | DE0013334 | Patients requiring fracture fixation or orthopaedic corrective surgery
Orthopaedics | Trauma - Extramedullary fixation | Plate accessories | Locking screw | Depuy Synthes | VA Locking Screw Stardrive D 2.4 mm, self-tapping, length 28 mm, Titanium Alloy (TAN), sterile | 04.210.128TS | Standalone | DE0013334 | Patients requiring fracture fixation or orthopaedic corrective surgery
Orthopaedics | Trauma - Extramedullary fixation | Plate accessories | Locking screw | Depuy Synthes | VA Locking Screw Stardrive D 2.4 mm, self-tapping, length 30 mm, Titanium Alloy (TAN), sterile | 04.210.130TS | Standalone | DE0013334 | Patients requiring fracture fixation or orthopaedic corrective surgery
Orthopaedics | Trauma - Extramedullary fixation | Plate accessories | Locking screw | Depuy Synthes | VA Locking Screw Stardrive D 2.7 mm (head 2.4), self-tapping, length 10 mm, Titanium Alloy (TAN) Sterile | 04.211.010S | Standalone | DE0013334 | Patients requiring fracture fixation or orthopaedic corrective surgery
Orthopaedics | Trauma - Extramedullary fixation | Plate accessories | Locking screw | Depuy Synthes | VA Locking Screw Stardrive D 2.7 mm (head 2.4), self-tapping, length 12 mm, Titanium Alloy (TAN) Sterile | 04.211.012S | Standalone | DE0013334 | Patients requiring fracture fixation or orthopaedic corrective surgery
Orthopaedics | Trauma - Extramedullary fixation | Plate accessories | Locking screw | Depuy Synthes | VA Locking Screw Stardrive D 2.7 mm (head 2.4), self-tapping, length 14 mm, Titanium Alloy (TAN) Sterile | 04.211.014S | Standalone | DE0013334 | Patients requiring fracture fixation or orthopaedic corrective surgery
Orthopaedics | Trauma - Extramedullary fixation | Plate accessories | Locking screw | Depuy Synthes | VA Locking Screw Stardrive D 2.7 mm (head 2.4), self-tapping, length 16 mm, Titanium Alloy (TAN) Sterile | 04.211.016S | Standalone | DE0013334 | Patients requiring fracture fixation or orthopaedic corrective surgery
Orthopaedics | Trauma - Extramedullary fixation | Plate accessories | Locking screw | Depuy Synthes | VA Locking Screw Stardrive D 2.7 mm (head 2.4), self-tapping, length 18 mm, Titanium Alloy (TAN) Sterile | 04.211.018S | Standalone | DE0013334 | Patients requiring fracture fixation or orthopaedic corrective surgery
Orthopaedics | Trauma - Extramedullary fixation | Plate accessories | Locking screw | Depuy Synthes | VA Locking Screw Stardrive D 2.7 mm (head 2.4), self-tapping, length 20 mm, Titanium Alloy (TAN) Sterile | 04.211.020S | Standalone | DE0013334 | Patients requiring fracture fixation or orthopaedic corrective surgery
Orthopaedics | Trauma - Extramedullary fixation | Plate accessories | Locking screw | Depuy Synthes | VA Locking Screw Stardrive D 2.7 mm (head 2.4), self-tapping, length 22 mm, Titanium Alloy (TAN) Sterile | 04.211.022S | Standalone | DE0013334 | Patients requiring fracture fixation or orthopaedic corrective surgery
Orthopaedics | Trauma - Extramedullary fixation | Plate accessories | Locking screw | Depuy Synthes | VA Lock. Screw D 2.7mm | 04.211.024S | Standalone | DE0013334 | Patients requiring fracture fixation or orthopaedic corrective surgery
Orthopaedics | Trauma - Extramedullary fixation | Plate accessories | Locking screw | Depuy Synthes | VA Locking Screw Stardrive D 2.7 mm (head 2.4), self-tapping, length 26 mm, Titanium Alloy (TAN), sterile | 04.211.026S | Standalone | DE0013334 | Patients requiring fracture fixation or orthopaedic corrective surgery
Orthopaedics | Trauma - Extramedullary fixation | Plate accessories | Locking screw | Depuy Synthes | VA Locking Screw Stardrive D 2.7 mm (head 2.4), self-tapping, length 28 mm, Titanium Alloy (TAN), sterile | 04.211.028S | Standalone | DE0013334 | Patients requiring fracture fixation or orthopaedic corrective surgery
Orthopaedics | Trauma - Extramedullary fixation | Plate accessories | Locking screw | Depuy Synthes | VA Locking Screw Stardrive D 2.7 mm (head 2.4), self-tapping, length 30 mm, Titanium Alloy (TAN), sterile | 04.211.030S | Standalone | DE0013334 | Patients requiring fracture fixation or orthopaedic corrective surgery
Orthopaedics | Trauma - Extramedullary fixation | Plate accessories | Locking screw | Depuy Synthes | VA Locking Screw Stardrive D 2.7 mm (head 2.4), self-tapping, length 52 mm, Titanium Alloy (TAN) | 04.211.052 | Standalone | DE0009153 | Patients requiring fracture fixation or orthopaedic corrective surgery
Orthopaedics | Trauma - Extramedullary fixation | Plate accessories | Locking screw | Depuy Synthes | VA Locking Screw Stardrive D 2.7 mm (head 2.4), self-tapping, length 56 mm, Titanium Alloy (TAN) | 04.211.056 | Standalone | DE0009153 | Patients requiring fracture fixation or orthopaedic corrective surgery
Orthopaedics | Trauma - Extramedullary fixation | Plate accessories | Locking screw | Depuy Synthes | VA Locking Screw Stardrive D 2.7 mm (head 2.4), self-tapping, length 58 mm, Titanium Alloy (TAN) | 04.211.058 | Standalone | DE0009153 | Patients requiring fracture fixation or orthopaedic corrective surgery
Orthopaedics | Trauma - Extramedullary fixation | Plate accessories | Locking screw | Depuy Synthes | Locking Screw Stardrive D 3.5 mm, self-tapping, length 54 mm, Titanium Alloy (TAN), sterile | 04.212.054TS | Standalone | DE0009136 | Patients requiring fracture fixation or orthopaedic corrective surgery
Orthopaedics | Trauma - Extramedullary fixation | Plate accessories | Locking screw | Depuy Synthes | Locking Screw Stardrive D 3.5 mm, self-tapping, length 56 mm, Titanium Alloy (TAN), sterile | 04.212.056TS | Standalone | DE0009136 | Patients requiring fracture fixation or orthopaedic corrective surgery
Orthopaedics | Trauma - Extramedullary fixation | Plate accessories | Locking screw | Depuy Synthes | Locking Screw Stardrive D 3.5 mm, self-tapping, length 58 mm, Titanium Alloy (TAN), sterile | 04.212.058TS | Standalone | DE0009136 | Patients requiring fracture fixation or orthopaedic corrective surgery
Orthopaedics | Trauma - Extramedullary fixation | Plate accessories | Locking screw | Depuy Synthes | Locking Scr. Stardrive D 1.5mm, self-tapp., L 6mm | 04.214.006 | Standalone | DE0005967 | Patients requiring fracture fixation or orthopaedic corrective surgery
Orthopaedics | Trauma - Extramedullary fixation | Plate accessories | Locking screw | Depuy Synthes | Locking Scr. Stardrive D 1.5mm, self-tapp., L 7mm | 04.214.007 | Standalone | DE0005967 | Patients requiring fracture fixation or orthopaedic corrective surgery
Orthopaedics | Trauma - Extramedullary fixation | Plate accessories | Locking screw | Depuy Synthes | Locking Scr. Stardrive D 1.5mm, self-tapp., L 8mm | 04.214.008 | Standalone | DE0005967 | Patients requiring fracture fixation or orthopaedic corrective surgery
Orthopaedics | Trauma - Extramedullary fixation | Plate accessories | Locking screw | Depuy Synthes | Locking Scr. Stardrive D 1.5mm, self-tapp., L 9mm | 04.214.009 | Standalone | DE0005967 | Patients requiring fracture fixation or orthopaedic corrective surgery
Orthopaedics | Trauma - Extramedullary fixation | Plate accessories | Locking screw | Depuy Synthes | Locking Scr. Stardrive D 1.5mm, self-tapp., L 10mm | 04.214.010 | Standalone | DE0005967 | Patients requiring fracture fixation or orthopaedic corrective surgery
Orthopaedics | Trauma - Extramedullary fixation | Plate accessories | Locking screw | Depuy Synthes | Locking Scr. Stardrive D 1.5mm, self-tapp., L 11mm | 04.214.011 | Standalone | DE0005967 | Patients requiring fracture fixation or orthopaedic corrective surgery
Orthopaedics | Trauma - Extramedullary fixation | Plate accessories | Locking screw | Depuy Synthes | Locking Scr. Stardrive D 1.5mm, self-tapp., L 12mm | 04.214.012 | Standalone | DE0005967 | Patients requiring fracture fixation or orthopaedic corrective surgery
Orthopaedics | Trauma - Extramedullary fixation | Plate accessories | Locking screw | Depuy Synthes | Locking Scr. Stardrive D 1.5mm, self-tapp., L 13mm | 04.214.013 | Standalone | DE0005967 | Patients requiring fracture fixation or orthopaedic corrective surgery
Orthopaedics | Trauma - Extramedullary fixation | Plate accessories | Locking screw | Depuy Synthes | Locking Scr. Stardrive D 1.5mm, self-tapp., L 14mm | 04.214.014 | Standalone | DE0005967 | Patients requiring fracture fixation or orthopaedic corrective surgery
Orthopaedics | Trauma - Extramedullary fixation | Plate accessories | Locking screw | Depuy Synthes | Locking Scr. Stardrive D 1.5mm, self-tapp., L 456.25Dm | 04.214.015 | Standalone | DE0005967 | Patients requiring fracture fixation or orthopaedic corrective surgery
Orthopaedics | Trauma - Extramedullary fixation | Plate accessories | Locking screw | Depuy Synthes | Locking Scr. Stardrive D 1.5mm, self-tapp., L 16mm | 04.214.016 | Standalone | DE0005967 | Patients requiring fracture fixation or orthopaedic corrective surgery
Orthopaedics | Trauma - Extramedullary fixation | Plate accessories | Locking screw | Depuy Synthes | Locking Scr. Stardrive D 1.5mm, self-tapp., L 547.501Dm | 04.214.018 | Standalone | DE0005967 | Patients requiring fracture fixation or orthopaedic corrective surgery
Orthopaedics | Trauma - Extramedullary fixation | Plate accessories | Locking screw | Depuy Synthes | Locking Scr. Stardrive D 1.5mm, self-tapp., L 20mm | 04.214.020 | Standalone | DE0005967 | Patients requiring fracture fixation or orthopaedic corrective surgery
Orthopaedics | Trauma - Extramedullary fixation | Plate accessories | Locking screw | Depuy Synthes | Locking Scr. Stardrive D 1.5mm, self-tapp., L 669.167Dm | 04.214.022 | Standalone | DE0005967 | Patients requiring fracture fixation or orthopaedic corrective surgery
Orthopaedics | Trauma - Extramedullary fixation | Plate accessories | Locking screw | Depuy Synthes | Locking Scr. Stardrive D 1.5mm, self-tapp., L 24mm | 04.214.024 | Standalone | DE0005967 | Patients requiring fracture fixation or orthopaedic corrective surgery
Orthopaedics | Trauma - Extramedullary fixation | Plate accessories | Non-locking screw | Depuy Synthes | Cortex Screw Stardrive D 1.5 mm, self-tapping, length 4 mm, Titanium Alloy (TAN) sterile | 04.214.104S | Standalone | DE0018776 | Patients requiring fracture fixation or orthopaedic corrective surgery
Orthopaedics | Trauma - Extramedullary fixation | Plate accessories | Non-locking screw | Depuy Synthes | Cortex Screw Stardrive D 1.5 mm, self-tapping, length 5 mm, Titanium Alloy (TAN) Sterile | 04.214.105S | Standalone | DE0018776 | Patients requiring fracture fixation or orthopaedic corrective surgery
Orthopaedics | Trauma - Extramedullary fixation | Plate accessories | Non-locking screw | Depuy Synthes | Cortex Screw Stardrive D 1.5mm, self-tapp., L 6mm TAN | 04.214.106 | Standalone | DE0005967 | Patients requiring fracture fixation or orthopaedic corrective surgery
Orthopaedics | Trauma - Extramedullary fixation | Plate accessories | Non-locking screw | Depuy Synthes | Cortex Screw Stardrive D 1.5mm, self-tapp., L 6mm Sterile | 04.214.106S | Standalone | DE0005967 | Patients requiring fracture fixation or orthopaedic corrective surgery
Orthopaedics | Trauma - Extramedullary fixation | Plate accessories | Non-locking screw | Depuy Synthes | Cortex Screw Stardrive D 1.5mm, self-tapp., L 7mm TAN | 04.214.107 | Standalone | DE0005967 | Patients requiring fracture fixation or orthopaedic corrective surgery
Orthopaedics | Trauma - Extramedullary fixation | Plate accessories | Non-locking screw | Depuy Synthes | Cortex Screw Stardrive D 1.5mm, self-tapp., L 7mm Sterile | 04.214.107S | Standalone | DE0005967 | Patients requiring fracture fixation or orthopaedic corrective surgery
Orthopaedics | Trauma - Extramedullary fixation | Plate accessories | Non-locking screw | Depuy Synthes | Cortex Screw Stardrive D 1.5mm, self-tapp., L 8mm TAN | 04.214.108 | Standalone | DE0005967 | Patients requiring fracture fixation or orthopaedic corrective surgery
Orthopaedics | Trauma - Extramedullary fixation | Plate accessories | Non-locking screw | Depuy Synthes | Cortex Screw Stardrive D 1.5mm, self-tapp., L 8mm Sterile | 04.214.108S | Standalone | DE0005967 | Patients requiring fracture fixation or orthopaedic corrective surgery
Orthopaedics | Trauma - Extramedullary fixation | Plate accessories | Non-locking screw | Depuy Synthes | Cortex Screw Stardrive D 1.5mm, self-tapp., L 9mm TAN | 04.214.109 | Standalone | DE0005967 | Patients requiring fracture fixation or orthopaedic corrective surgery
Orthopaedics | Trauma - Extramedullary fixation | Plate accessories | Non-locking screw | Depuy Synthes | Cortex Screw Stardrive D 1.5mm, self-tapp., L 9mm Sterile | 04.214.109S | Standalone | DE0005967 | Patients requiring fracture fixation or orthopaedic corrective surgery
Orthopaedics | Trauma - Extramedullary fixation | Plate accessories | Non-locking screw | Depuy Synthes | Cortex Screw Stardrive D 1.5mm, self-tapp., L 10mm TAN | 04.214.110 | Standalone | DE0005967 | Patients requiring fracture fixation or orthopaedic corrective surgery
Orthopaedics | Trauma - Extramedullary fixation | Plate accessories | Non-locking screw | Depuy Synthes | Cortex Screw Stardrive D 1.5mm, self-tapp., L 10mm Sterile | 04.214.110S | Standalone | DE0005967 | Patients requiring fracture fixation or orthopaedic corrective surgery
Orthopaedics | Trauma - Extramedullary fixation | Plate accessories | Non-locking screw | Depuy Synthes | Cortex Screw Stardrive D 1.5mm, self-tapp., L 11mm TAN | 04.214.111 | Standalone | DE0005967 | Patients requiring fracture fixation or orthopaedic corrective surgery
Orthopaedics | Trauma - Extramedullary fixation | Plate accessories | Non-locking screw | Depuy Synthes | Cortex Screw Stardrive D 1.5mm, self-tapp., L 11mm Sterile | 04.214.111S | Standalone | DE0005967 | Patients requiring fracture fixation or orthopaedic corrective surgery
Orthopaedics | Trauma - Extramedullary fixation | Plate accessories | Non-locking screw | Depuy Synthes | Cortex Screw Stardrive D 1.5mm, self-tapp., L 12mm TAN | 04.214.112 | Standalone | DE0005967 | Patients requiring fracture fixation or orthopaedic corrective surgery
Orthopaedics | Trauma - Extramedullary fixation | Plate accessories | Non-locking screw | Depuy Synthes | Cortex Screw Stardrive D 1.5mm, self-tapp., L 12mm Sterile | 04.214.112S | Standalone | DE0005967 | Patients requiring fracture fixation or orthopaedic corrective surgery
Orthopaedics | Trauma - Extramedullary fixation | Plate accessories | Non-locking screw | Depuy Synthes | Cortex Screw Stardrive D 1.5mm, self-tapp., L 13mm TAN | 04.214.113 | Standalone | DE0005967 | Patients requiring fracture fixation or orthopaedic corrective surgery
Orthopaedics | Trauma - Extramedullary fixation | Plate accessories | Non-locking screw | Depuy Synthes | Cortex Screw Stardrive D 1.5mm, self-tapp., L 13mm Sterle | 04.214.113S | Standalone | DE0005967 | Patients requiring fracture fixation or orthopaedic corrective surgery
Orthopaedics | Trauma - Extramedullary fixation | Plate accessories | Non-locking screw | Depuy Synthes | Cortex Screw Stardrive D 1.5mm, self-tapp., L 14mm TAN | 04.214.114 | Standalone | DE0005967 | Patients requiring fracture fixation or orthopaedic corrective surgery
Orthopaedics | Trauma - Extramedullary fixation | Plate accessories | Non-locking screw | Depuy Synthes | Cortex Screw Stardrive D 1.5mm, self-tapp., L 14mm Sterile | 04.214.114S | Standalone | DE0005967 | Patients requiring fracture fixation or orthopaedic corrective surgery
Orthopaedics | Trauma - Extramedullary fixation | Plate accessories | Non-locking screw | Depuy Synthes | Cortex Screw Stardrive D 1.5mm, self-tapp., L15mm TAN | 04.214.115 | Standalone | DE0005967 | Patients requiring fracture fixation or orthopaedic corrective surgery
Orthopaedics | Trauma - Extramedullary fixation | Plate accessories | Non-locking screw | Depuy Synthes | Cortex Screw Stardrive D 1.5mm, self-tapp., L15mm Sterile | 04.214.115S | Standalone | DE0005967 | Patients requiring fracture fixation or orthopaedic corrective surgery
Orthopaedics | Trauma - Extramedullary fixation | Plate accessories | Non-locking screw | Depuy Synthes | Cortex Screw Stardrive D 1.5mm, self-tapp., L 16mm TAN | 04.214.116 | Standalone | DE0005967 | Patients requiring fracture fixation or orthopaedic corrective surgery
Orthopaedics | Trauma - Extramedullary fixation | Plate accessories | Non-locking screw | Depuy Synthes | Cortex Screw Stardrive D 1.5mm, self-tapp., L 16mm Sterile | 04.214.116S | Standalone | DE0005967 | Patients requiring fracture fixation or orthopaedic corrective surgery
Orthopaedics | Trauma - Extramedullary fixation | Plate accessories | Non-locking screw | Depuy Synthes | Cortex Screw Stardrive D 1.5mm, self-tapp., L18mm | 04.214.118 | Standalone | DE0005967 | Patients requiring fracture fixation or orthopaedic corrective surgery
Orthopaedics | Trauma - Extramedullary fixation | Plate accessories | Non-locking screw | Depuy Synthes | Cortex Screw Stardrive D 1.5mm, self-tapp., L18mm Sterile | 04.214.118S | Standalone | DE0005967 | Patients requiring fracture fixation or orthopaedic corrective surgery
Orthopaedics | Trauma - Extramedullary fixation | Plate accessories | Non-locking screw | Depuy Synthes | Cortex Screw Stardrive D 1.5mm, self-tapp., L 20mm TAN | 04.214.120 | Standalone | DE0005967 | Patients requiring fracture fixation or orthopaedic corrective surgery
Orthopaedics | Trauma - Extramedullary fixation | Plate accessories | Non-locking screw | Depuy Synthes | Cortex Screw Stardrive D 1.5mm, self-tapp., L 20mm Sterile | 04.214.120S | Standalone | DE0005967 | Patients requiring fracture fixation or orthopaedic corrective surgery
Orthopaedics | Trauma - Extramedullary fixation | Plate accessories | Non-locking screw | Depuy Synthes | Cortex Screw Stardrive D 1.5mm, self-tapp., L22m | 04.214.122 | Standalone | DE0005967 | Patients requiring fracture fixation or orthopaedic corrective surgery
Orthopaedics | Trauma - Extramedullary fixation | Plate accessories | Non-locking screw | Depuy Synthes | Cortex Screw Stardrive D 1.5mm, self-tapp., L22m Sterile | 04.214.122S | Standalone | DE0005967 | Patients requiring fracture fixation or orthopaedic corrective surgery
Orthopaedics | Trauma - Extramedullary fixation | Plate accessories | Non-locking screw | Depuy Synthes | Cortex Screw Stardrive D 1.5mm, self-tapp., L 24mm TAN | 04.214.124 | Standalone | DE0005967 | Patients requiring fracture fixation or orthopaedic corrective surgery
Orthopaedics | Trauma - Extramedullary fixation | Plate accessories | Non-locking screw | Depuy Synthes | Cortex Screw Stardrive D 1.5mm, self-tapp., L 24mm Sterile | 04.214.124S | Standalone | DE0005967 | Patients requiring fracture fixation or orthopaedic corrective surgery
Orthopaedics | Trauma - Extramedullary fixation | Fixation screw | Headless compression screw | Depuy Synthes | HCS D1.5 self-drill L9/4 TAN | 04.230.109 | Standalone | DE0005899 | Patients requiring fracture fixation or orthopaedic corrective surgery
Orthopaedics | Trauma - Extramedullary fixation | Fixation screw | Headless compression screw | Depuy Synthes | HCS D1.5 self-drill L10/4 TAN | 04.230.110 | Standalone | DE0005899 | Patients requiring fracture fixation or orthopaedic corrective surgery
Orthopaedics | Trauma - Extramedullary fixation | Fixation screw | Headless compression screw | Depuy Synthes | HCS D1.5 self-drill L11/4 TAN | 04.230.111 | Standalone | DE0005899 | Patients requiring fracture fixation or orthopaedic corrective surgery
Orthopaedics | Trauma - Extramedullary fixation | Fixation screw | Headless compression screw | Depuy Synthes | HCS D1.5 self-drill L12/4 TAN | 04.230.112 | Standalone | DE0005899 | Patients requiring fracture fixation or orthopaedic corrective surgery
Orthopaedics | Trauma - Extramedullary fixation | Fixation screw | Headless compression screw | Depuy Synthes | HCS D1.5 self-drill L13/4 TAN | 04.230.113 | Standalone | DE0005899 | Patients requiring fracture fixation or orthopaedic corrective surgery
Orthopaedics | Trauma - Extramedullary fixation | Fixation screw | Headless compression screw | Depuy Synthes | HCS D1.5 self-drill L14/4 TAN | 04.230.114 | Standalone | DE0005899 | Patients requiring fracture fixation or orthopaedic corrective surgery
Orthopaedics | Trauma - Extramedullary fixation | Fixation screw | Headless compression screw | Depuy Synthes | HCS D1.5 self-drill L15/4 TAN | 04.230.115 | Standalone | DE0005899 | Patients requiring fracture fixation or orthopaedic corrective surgery
Orthopaedics | Trauma - Extramedullary fixation | Fixation screw | Headless compression screw | Depuy Synthes | HCS D1.5 self-drill L16/5 TAN | 04.230.116 | Standalone | DE0005899 | Patients requiring fracture fixation or orthopaedic corrective surgery
Orthopaedics | Trauma - Extramedullary fixation | Fixation screw | Headless compression screw | Depuy Synthes | HCS D1.5 self-drill L17/5 TAN | 04.230.117 | Standalone | DE0005899 | Patients requiring fracture fixation or orthopaedic corrective surgery
Orthopaedics | Trauma - Extramedullary fixation | Fixation screw | Headless compression screw | Depuy Synthes | HCS D1.5 self-drill L18/5 TAN | 04.230.118 | Standalone | DE0005899 | Patients requiring fracture fixation or orthopaedic corrective surgery
Orthopaedics | Trauma - Extramedullary fixation | Fixation screw | Headless compression screw | Depuy Synthes | HCS D1.5 self-drill L19/5 TAN | 04.230.119 | Standalone | DE0005899 | Patients requiring fracture fixation or orthopaedic corrective surgery
Orthopaedics | Trauma - Extramedullary fixation | Fixation screw | Headless compression screw | Depuy Synthes | HCS D1.5 self-drill L20/6 TAN | 04.230.120 | Standalone | DE0005899 | Patients requiring fracture fixation or orthopaedic corrective surgery
Orthopaedics | Trauma - Extramedullary fixation | Fixation screw | Headless compression screw | Depuy Synthes | 2.0MM TI CANN COMPRESSION HEADLESS SCREW- ST- 10MM (Sterile) | 04.333.010TS | Standalone | DE0506738 | Patients requiring fracture fixation or orthopaedic corrective surgery
Orthopaedics | Trauma - Extramedullary fixation | Fixation screw | Headless compression screw | Depuy Synthes | 2.0MM TI CANN COMPRESSION HEADLESS SCREW- ST- 12MM (Sterile) | 04.333.012TS | Standalone | DE0506738 | Patients requiring fracture fixation or orthopaedic corrective surgery
Orthopaedics | Trauma - Extramedullary fixation | Fixation screw | Headless compression screw | Depuy Synthes | 2.0MM TI CANN COMPRESSION HEADLESS SCREW- ST- 14MM (Sterile) | 04.333.014TS | Standalone | DE0506738 | Patients requiring fracture fixation or orthopaedic corrective surgery
Orthopaedics | Trauma - Extramedullary fixation | Fixation screw | Headless compression screw | Depuy Synthes | 2.0MM TI CANN COMPRESSION HEADLESS SCREW- ST- 16MM (Sterile) | 04.333.016TS | Standalone | DE0506738 | Patients requiring fracture fixation or orthopaedic corrective surgery
Orthopaedics | Trauma - Extramedullary fixation | Fixation screw | Headless compression screw | Depuy Synthes | 2.0MM TI CANN COMPRESSION HEADLESS SCREW- ST- 18MM (Sterile) | 04.333.018TS | Standalone | DE0506738 | Patients requiring fracture fixation or orthopaedic corrective surgery
Orthopaedics | Trauma - Extramedullary fixation | Fixation screw | Headless compression screw | Depuy Synthes | 2.0MM TI CANN COMPRESSION HEADLESS SCREW- ST- 20MM TS | 04.333.020TS | Standalone | DE0506738 | Patients requiring fracture fixation or orthopaedic corrective surgery
Orthopaedics | Trauma - Extramedullary fixation | Fixation screw | Headless compression screw | Depuy Synthes | 2.0MM TI CANN COMPRESSION HEADLESS SCREW- ST- 22MM TS | 04.333.022TS | Standalone | DE0506738 | Patients requiring fracture fixation or orthopaedic corrective surgery
Orthopaedics | Trauma - Extramedullary fixation | Fixation screw | Headless compression screw | Depuy Synthes | 2.0MM TI CANN COMPRESSION HEADLESS SCREW- ST- 24MM TS | 04.333.024TS | Standalone | DE0506738 | Patients requiring fracture fixation or orthopaedic corrective surgery
Orthopaedics | Trauma - Extramedullary fixation | Fixation screw | Headless compression screw | Depuy Synthes | 2.0MM TI CANN COMPRESSION HEADLESS SCREW- ST- 26MM TS | 04.333.026TS | Standalone | DE0506738 | Patients requiring fracture fixation or orthopaedic corrective surgery
Orthopaedics | Trauma - Extramedullary fixation | Fixation screw | Headless compression screw | Depuy Synthes | 2.0MM TI CANN COMPRESSION HEADLESS SCREW- ST- 28MM TS | 04.333.028TS | Standalone | DE0506738 | Patients requiring fracture fixation or orthopaedic corrective surgery
Orthopaedics | Trauma - Extramedullary fixation | Fixation screw | Headless compression screw | Depuy Synthes | 2.0MM TI CANN COMPRESSION HEADLESS SCREW- ST- 30MM TS | 04.333.030TS | Standalone | DE0506738 | Patients requiring fracture fixation or orthopaedic corrective surgery
Orthopaedics | Trauma - Extramedullary fixation | Fixation screw | Headless compression screw | Depuy Synthes | 2.5MM TI CANN COMPRESSION HEADLESS SCREW- ST- 10MM TS | 04.333.110TS | Standalone | DE0506738 | Patients requiring fracture fixation or orthopaedic corrective surgery
Orthopaedics | Trauma - Extramedullary fixation | Fixation screw | Headless compression screw | Depuy Synthes | 2.5MM TI CANN COMPRESSION HEADLESS SCREW- ST- 12MM TS | 04.333.112TS | Standalone | DE0506738 | Patients requiring fracture fixation or orthopaedic corrective surgery
Orthopaedics | Trauma - Extramedullary fixation | Fixation screw | Headless compression screw | Depuy Synthes | 2.5MM TI CANN COMPRESSION HEADLESS SCREW- ST- 14MM TS | 04.333.114TS | Standalone | DE0506738 | Patients requiring fracture fixation or orthopaedic corrective surgery
Orthopaedics | Trauma - Extramedullary fixation | Fixation screw | Headless compression screw | Depuy Synthes | 2.5MM TI CANN COMPRESSION HEADLESS SCREW- ST- 16MM TS | 04.333.116TS | Standalone | DE0506738 | Patients requiring fracture fixation or orthopaedic corrective surgery
Orthopaedics | Trauma - Extramedullary fixation | Fixation screw | Headless compression screw | Depuy Synthes | 2.5MM TI CANN COMPRESSION HEADLESS SCREW- ST- 18MM TS | 04.333.118TS | Standalone | DE0506738 | Patients requiring fracture fixation or orthopaedic corrective surgery
Orthopaedics | Trauma - Extramedullary fixation | Fixation screw | Headless compression screw | Depuy Synthes | 2.5MM TI CANN COMPRESSION HEADLESS SCREW- ST- 20MM TS | 04.333.120TS | Standalone | DE0506738 | Patients requiring fracture fixation or orthopaedic corrective surgery
Orthopaedics | Trauma - Extramedullary fixation | Fixation screw | Headless compression screw | Depuy Synthes | 2.5MM TI CANN COMPRESSION HEADLESS SCREW- ST- 22MM TS | 04.333.122TS | Standalone | DE0506738 | Patients requiring fracture fixation or orthopaedic corrective surgery
Orthopaedics | Trauma - Extramedullary fixation | Fixation screw | Headless compression screw | Depuy Synthes | 2.5MM TI CANN COMPRESSION HEADLESS SCREW- ST- 24MM TS | 04.333.124TS | Standalone | DE0506738 | Patients requiring fracture fixation or orthopaedic corrective surgery
Orthopaedics | Trauma - Extramedullary fixation | Fixation screw | Headless compression screw | Depuy Synthes | 2.5MM TI CANN COMPRESSION HEADLESS SCREW- ST- 26MM TS | 04.333.126TS | Standalone | DE0506738 | Patients requiring fracture fixation or orthopaedic corrective surgery
Orthopaedics | Trauma - Extramedullary fixation | Fixation screw | Headless compression screw | Depuy Synthes | 2.5MM TI CANN COMPRESSION HEADLESS SCREW- ST- 28MM TS | 04.333.128TS | Standalone | DE0506738 | Patients requiring fracture fixation or orthopaedic corrective surgery
Orthopaedics | Trauma - Extramedullary fixation | Fixation screw | Headless compression screw | Depuy Synthes | 2.5MM TI CANN COMPRESSION HEADLESS SCREW- ST- 30MM TS | 04.333.130TS | Standalone | DE0506738 | Patients requiring fracture fixation or orthopaedic corrective surgery
Orthopaedics | Trauma - Extramedullary fixation | Fixation screw | Headless compression screw | Depuy Synthes | 2.5MM TI CANN COMPRESSION HEADLESS SCREW- ST- 32MM TS | 04.333.132TS | Standalone | DE0506738 | Patients requiring fracture fixation or orthopaedic corrective surgery
Orthopaedics | Trauma - Extramedullary fixation | Fixation screw | Headless compression screw | Depuy Synthes | 2.5MM TI CANN COMPRESSION HEADLESS SCREW- ST- 34MM TS | 04.333.134TS | Standalone | DE0506738 | Patients requiring fracture fixation or orthopaedic corrective surgery
Orthopaedics | Trauma - Extramedullary fixation | Fixation screw | Headless compression screw | Depuy Synthes | 2.5MM TI CANN COMPRESSION HEADLESS SCREW- ST- 36MM TS | 04.333.136TS | Standalone | DE0506738 | Patients requiring fracture fixation or orthopaedic corrective surgery
Orthopaedics | Trauma - Extramedullary fixation | Fixation screw | Headless compression screw | Depuy Synthes | 2.5MM TI CANN COMPRESSION HEADLESS SCREW- ST- 38MM TS | 04.333.138TS | Standalone | DE0506738 | Patients requiring fracture fixation or orthopaedic corrective surgery
Orthopaedics | Trauma - Extramedullary fixation | Fixation screw | Headless compression screw | Depuy Synthes | 2.5MM TI CANN COMPRESSION HEADLESS SCREW- ST- 40MM TS | 04.333.140TS | Standalone | DE0506738 | Patients requiring fracture fixation or orthopaedic corrective surgery
Orthopaedics | Trauma - Extramedullary fixation | Fixation screw | Headless compression screw | Depuy Synthes | 3.0MM TI CANN COMPRESSION HEADLESS SCREW- ST- 10MM TS | 04.333.210TS | Standalone | DE0506738 | Patients requiring fracture fixation or orthopaedic corrective surgery
Orthopaedics | Trauma - Extramedullary fixation | Fixation screw | Headless compression screw | Depuy Synthes | 3.0MM TI CANN COMPRESSION HEADLESS SCREW- ST- 12MM TS | 04.333.212TS | Standalone | DE0506738 | Patients requiring fracture fixation or orthopaedic corrective surgery
Orthopaedics | Trauma - Extramedullary fixation | Fixation screw | Headless compression screw | Depuy Synthes | 3.0MM TI CANN COMPRESSION HEADLESS SCREW- ST- 14MM TS | 04.333.214TS | Standalone | DE0506738 | Patients requiring fracture fixation or orthopaedic corrective surgery
Orthopaedics | Trauma - Extramedullary fixation | Fixation screw | Headless compression screw | Depuy Synthes | 3.0MM TI CANN COMPRESSION HEADLESS SCREW- ST- 16MM TS | 04.333.216TS | Standalone | DE0506738 | Patients requiring fracture fixation or orthopaedic corrective surgery
Orthopaedics | Trauma - Extramedullary fixation | Fixation screw | Headless compression screw | Depuy Synthes | 3.0MM TI CANN COMPRESSION HEADLESS SCREW- ST- 18MM TS | 04.333.218TS | Standalone | DE0506738 | Patients requiring fracture fixation or orthopaedic corrective surgery
Orthopaedics | Trauma - Extramedullary fixation | Fixation screw | Headless compression screw | Depuy Synthes | 3.0MM TI CANN COMPRESSION HEADLESS SCREW- ST- 20MM TS | 04.333.220TS | Standalone | DE0506738 | Patients requiring fracture fixation or orthopaedic corrective surgery
Orthopaedics | Trauma - Extramedullary fixation | Fixation screw | Headless compression screw | Depuy Synthes | 3.0MM TI CANN COMPRESSION HEADLESS SCREW- ST- 22MM TS | 04.333.222TS | Standalone | DE0506738 | Patients requiring fracture fixation or orthopaedic corrective surgery
Orthopaedics | Trauma - Extramedullary fixation | Fixation screw | Headless compression screw | Depuy Synthes | 3.0MM TI CANN COMPRESSION HEADLESS SCREW- ST- 24MM TS | 04.333.224TS | Standalone | DE0506738 | Patients requiring fracture fixation or orthopaedic corrective surgery
Orthopaedics | Trauma - Extramedullary fixation | Fixation screw | Headless compression screw | Depuy Synthes | 3.0MM TI CANN COMPRESSION HEADLESS SCREW- ST- 26MM TS | 04.333.226TS | Standalone | DE0506738 | Patients requiring fracture fixation or orthopaedic corrective surgery
Orthopaedics | Trauma - Extramedullary fixation | Fixation screw | Headless compression screw | Depuy Synthes | 3.0MM TI CANN COMPRESSION HEADLESS SCREW- ST- 28MM TS | 04.333.228TS | Standalone | DE0506738 | Patients requiring fracture fixation or orthopaedic corrective surgery
Orthopaedics | Trauma - Extramedullary fixation | Fixation screw | Headless compression screw | Depuy Synthes | 3.0MM TI CANN COMPRESSION HEADLESS SCREW- ST- 30MM TS | 04.333.230TS | Standalone | DE0506738 | Patients requiring fracture fixation or orthopaedic corrective surgery
Orthopaedics | Trauma - Extramedullary fixation | Fixation screw | Headless compression screw | Depuy Synthes | 3.0MM TI CANN COMPRESSION HEADLESS SCREW- ST- 32MM TS | 04.333.232TS | Standalone | DE0506738 | Patients requiring fracture fixation or orthopaedic corrective surgery
Orthopaedics | Trauma - Extramedullary fixation | Fixation screw | Headless compression screw | Depuy Synthes | 3.0MM TI CANN COMPRESSION HEADLESS SCREW- ST- 34MM TS | 04.333.234TS | Standalone | DE0506738 | Patients requiring fracture fixation or orthopaedic corrective surgery
Orthopaedics | Trauma - Extramedullary fixation | Fixation screw | Headless compression screw | Depuy Synthes | 3.0MM TI CANN COMPRESSION HEADLESS SCREW- ST- 36MM TS | 04.333.236TS | Standalone | DE0506738 | Patients requiring fracture fixation or orthopaedic corrective surgery
Orthopaedics | Trauma - Extramedullary fixation | Fixation screw | Headless compression screw | Depuy Synthes | 3.0MM TI CANN COMPRESSION HEADLESS SCREW- ST- 38MM TS | 04.333.238TS | Standalone | DE0506738 | Patients requiring fracture fixation or orthopaedic corrective surgery
Orthopaedics | Trauma - Extramedullary fixation | Fixation screw | Headless compression screw | Depuy Synthes | 3.0MM TI CANN COMPRESSION HEADLESS SCREW- ST- 40MM TS | 04.333.240TS | Standalone | DE0506738 | Patients requiring fracture fixation or orthopaedic corrective surgery
Orthopaedics | Trauma - Extramedullary fixation | Fixation screw | Headless compression screw | Depuy Synthes | 4.5MM TI CANN COMPRESSION HEADLESS SCREW- ST- 100MM | 04.333.500 | Standalone | DE0506738 | Patients requiring fracture fixation or orthopaedic corrective surgery
Orthopaedics | Trauma - Extramedullary fixation | Fixation screw | Headless compression screw | Depuy Synthes | 4.5MM TI CANN COMPRESSION HEADLESS SCREW- ST- 105MM | 04.333.501 | Standalone | DE0506738 | Patients requiring fracture fixation or orthopaedic corrective surgery
Orthopaedics | Trauma - Extramedullary fixation | Fixation screw | Headless compression screw | Depuy Synthes | 4.5MM TI CANN COMPRESSION HEADLESS SCREW- ST- 110MM | 04.333.502 | Standalone | DE0506738 | Patients requiring fracture fixation or orthopaedic corrective surgery
Orthopaedics | Trauma - Extramedullary fixation | Fixation screw | Headless compression screw | Depuy Synthes | 4.5MM TI CANN COMPRESSION HEADLESS SCREW- ST- 20MM | 04.333.520 | Standalone | DE0506738 | Patients requiring fracture fixation or orthopaedic corrective surgery
Orthopaedics | Trauma - Extramedullary fixation | Fixation screw | Headless compression screw | Depuy Synthes | 4.5MM TI CANN COMPRESSION HEADLESS SCREW- ST- 22MM | 04.333.522 | Standalone | DE0506738 | Patients requiring fracture fixation or orthopaedic corrective surgery
Orthopaedics | Trauma - Extramedullary fixation | Fixation screw | Headless compression screw | Depuy Synthes | 4.5MM TI CANN COMPRESSION HEADLESS SCREW- ST- 24MM | 04.333.524 | Standalone | DE0506738 | Patients requiring fracture fixation or orthopaedic corrective surgery
Orthopaedics | Trauma - Extramedullary fixation | Fixation screw | Headless compression screw | Depuy Synthes | 4.5MM TI CANN COMPRESSION HEADLESS SCREW- ST- 26MM | 04.333.526 | Standalone | DE0506738 | Patients requiring fracture fixation or orthopaedic corrective surgery
Orthopaedics | Trauma - Extramedullary fixation | Fixation screw | Headless compression screw | Depuy Synthes | 4.5MM TI CANN COMPRESSION HEADLESS SCREW- ST- 28MM | 04.333.528 | Standalone | DE0506738 | Patients requiring fracture fixation or orthopaedic corrective surgery
Orthopaedics | Trauma - Extramedullary fixation | Fixation screw | Headless compression screw | Depuy Synthes | 4.5MM TI CANN COMPRESSION HEADLESS SCREW- ST- 30MM | 04.333.530 | Standalone | DE0506738 | Patients requiring fracture fixation or orthopaedic corrective surgery
Orthopaedics | Trauma - Extramedullary fixation | Fixation screw | Headless compression screw | Depuy Synthes | 4.5MM TI CANN COMPRESSION HEADLESS SCREW- ST- 32MM | 04.333.532 | Standalone | DE0506738 | Patients requiring fracture fixation or orthopaedic corrective surgery
Orthopaedics | Trauma - Extramedullary fixation | Fixation screw | Headless compression screw | Depuy Synthes | 4.5MM TI CANN COMPRESSION HEADLESS SCREW- ST- 34MM | 04.333.534 | Standalone | DE0506738 | Patients requiring fracture fixation or orthopaedic corrective surgery
Orthopaedics | Trauma - Extramedullary fixation | Fixation screw | Headless compression screw | Depuy Synthes | 4.5MM TI CANN COMPRESSION HEADLESS SCREW- ST- 36MM | 04.333.536 | Standalone | DE0506738 | Patients requiring fracture fixation or orthopaedic corrective surgery
Orthopaedics | Trauma - Extramedullary fixation | Fixation screw | Headless compression screw | Depuy Synthes | 4.5MM TI CANN COMPRESSION HEADLESS SCREW- ST- 38MM | 04.333.538 | Standalone | DE0506738 | Patients requiring fracture fixation or orthopaedic corrective surgery
Orthopaedics | Trauma - Extramedullary fixation | Fixation screw | Headless compression screw | Depuy Synthes | 4.5MM TI CANN COMPRESSION HEADLESS SCREW- ST- 40MM | 04.333.540 | Standalone | DE0506738 | Patients requiring fracture fixation or orthopaedic corrective surgery
Orthopaedics | Trauma - Extramedullary fixation | Fixation screw | Headless compression screw | Depuy Synthes | 4.5MM TI CANN COMPRESSION HEADLESS SCREW- ST- 42MM | 04.333.542 | Standalone | DE0506738 | Patients requiring fracture fixation or orthopaedic corrective surgery
Orthopaedics | Trauma - Extramedullary fixation | Fixation screw | Headless compression screw | Depuy Synthes | 4.5MM TI CANN COMPRESSION HEADLESS SCREW- ST- 44MM | 04.333.544 | Standalone | DE0506738 | Patients requiring fracture fixation or orthopaedic corrective surgery
Orthopaedics | Trauma - Extramedullary fixation | Fixation screw | Headless compression screw | Depuy Synthes | 4.5MM TI CANN COMPRESSION HEADLESS SCREW- ST- 46MM | 04.333.546 | Standalone | DE0506738 | Patients requiring fracture fixation or orthopaedic corrective surgery
Orthopaedics | Trauma - Extramedullary fixation | Fixation screw | Headless compression screw | Depuy Synthes | 4.5MM TI CANN COMPRESSION HEADLESS SCREW- ST- 48MM | 04.333.548 | Standalone | DE0506738 | Patients requiring fracture fixation or orthopaedic corrective surgery
Orthopaedics | Trauma - Extramedullary fixation | Fixation screw | Headless compression screw | Depuy Synthes | 4.5MM TI CANN COMPRESSION HEADLESS SCREW- ST- 50MM | 04.333.550 | Standalone | DE0506738 | Patients requiring fracture fixation or orthopaedic corrective surgery
Orthopaedics | Trauma - Extramedullary fixation | Fixation screw | Headless compression screw | Depuy Synthes | 4.5MM TI CANN COMPRESSION HEADLESS SCREW- ST- 55MM | 04.333.555 | Standalone | DE0506738 | Patients requiring fracture fixation or orthopaedic corrective surgery
Orthopaedics | Trauma - Extramedullary fixation | Fixation screw | Headless compression screw | Depuy Synthes | 4.5MM TI CANN COMPRESSION HEADLESS SCREW- ST- 60MM | 04.333.560 | Standalone | DE0506738 | Patients requiring fracture fixation or orthopaedic corrective surgery
Orthopaedics | Trauma - Extramedullary fixation | Fixation screw | Headless compression screw | Depuy Synthes | 4.5MM TI CANN COMPRESSION HEADLESS SCREW- ST- 65MM | 04.333.565 | Standalone | DE0506738 | Patients requiring fracture fixation or orthopaedic corrective surgery
Orthopaedics | Trauma - Extramedullary fixation | Fixation screw | Headless compression screw | Depuy Synthes | 4.5MM TI CANN COMPRESSION HEADLESS SCREW- ST- 70MM | 04.333.570 | Standalone | DE0506738 | Patients requiring fracture fixation or orthopaedic corrective surgery
Orthopaedics | Trauma - Extramedullary fixation | Fixation screw | Headless compression screw | Depuy Synthes | 4.5MM TI CANN COMPRESSION HEADLESS SCREW- ST- 75MM | 04.333.575 | Standalone | DE0506738 | Patients requiring fracture fixation or orthopaedic corrective surgery
Orthopaedics | Trauma - Extramedullary fixation | Fixation screw | Headless compression screw | Depuy Synthes | 4.5MM TI CANN COMPRESSION HEADLESS SCREW- ST- 80MM | 04.333.580 | Standalone | DE0506738 | Patients requiring fracture fixation or orthopaedic corrective surgery
Orthopaedics | Trauma - Extramedullary fixation | Fixation screw | Headless compression screw | Depuy Synthes | 4.5MM TI CANN COMPRESSION HEADLESS SCREW- ST- 85MM | 04.333.585 | Standalone | DE0506738 | Patients requiring fracture fixation or orthopaedic corrective surgery
Orthopaedics | Trauma - Extramedullary fixation | Fixation screw | Headless compression screw | Depuy Synthes | 4.5MM TI CANN COMPRESSION HEADLESS SCREW- ST- 90MM | 04.333.590 | Standalone | DE0506738 | Patients requiring fracture fixation or orthopaedic corrective surgery
Orthopaedics | Trauma - Extramedullary fixation | Fixation screw | Headless compression screw | Depuy Synthes | 4.5MM TI CANN COMPRESSION HEADLESS SCREW- ST- 95MM | 04.333.595 | Standalone | DE0506738 | Patients requiring fracture fixation or orthopaedic corrective surgery
Orthopaedics | Trauma - Extramedullary fixation | Fixation screw | Headless compression screw | Depuy Synthes | 5.5MM TI CANN COMPRESSION HEADLESS SCREW- ST- 100MM | 04.333.600 | Standalone | DE0506738 | Patients requiring fracture fixation or orthopaedic corrective surgery
Orthopaedics | Trauma - Extramedullary fixation | Fixation screw | Headless compression screw | Depuy Synthes | 5.5MM TI CANN COMPRESSION HEADLESS SCREW- ST- 105MM | 04.333.601 | Standalone | DE0506738 | Patients requiring fracture fixation or orthopaedic corrective surgery
Orthopaedics | Trauma - Extramedullary fixation | Fixation screw | Headless compression screw | Depuy Synthes | 5.5MM TI CANN COMPRESSION HEADLESS SCREW- ST- 110MM | 04.333.602 | Standalone | DE0506738 | Patients requiring fracture fixation or orthopaedic corrective surgery
Orthopaedics | Trauma - Extramedullary fixation | Fixation screw | Headless compression screw | Depuy Synthes | 5.5MM TI CANN COMPRESSION HEADLESS SCREW- ST- 20MM | 04.333.620 | Standalone | DE0506738 | Patients requiring fracture fixation or orthopaedic corrective surgery
Orthopaedics | Trauma - Extramedullary fixation | Fixation screw | Headless compression screw | Depuy Synthes | 5.5MM TI CANN COMPRESSION HEADLESS SCREW- ST- 22MM | 04.333.622 | Standalone | DE0506738 | Patients requiring fracture fixation or orthopaedic corrective surgery
Orthopaedics | Trauma - Extramedullary fixation | Fixation screw | Headless compression screw | Depuy Synthes | 5.5MM TI CANN COMPRESSION HEADLESS SCREW- ST- 24MM | 04.333.624 | Standalone | DE0506738 | Patients requiring fracture fixation or orthopaedic corrective surgery
Orthopaedics | Trauma - Extramedullary fixation | Fixation screw | Headless compression screw | Depuy Synthes | 5.5MM TI CANN COMPRESSION HEADLESS SCREW- ST- 26MM | 04.333.626 | Standalone | DE0506738 | Patients requiring fracture fixation or orthopaedic corrective surgery
Orthopaedics | Trauma - Extramedullary fixation | Fixation screw | Headless compression screw | Depuy Synthes | 5.5MM TI CANN COMPRESSION HEADLESS SCREW- ST- 28MM | 04.333.628 | Standalone | DE0506738 | Patients requiring fracture fixation or orthopaedic corrective surgery
Orthopaedics | Trauma - Extramedullary fixation | Fixation screw | Headless compression screw | Depuy Synthes | 5.5MM TI CANN COMPRESSION HEADLESS SCREW- ST- 30MM | 04.333.630 | Standalone | DE0506738 | Patients requiring fracture fixation or orthopaedic corrective surgery
Orthopaedics | Trauma - Extramedullary fixation | Fixation screw | Headless compression screw | Depuy Synthes | 5.5MM TI CANN COMPRESSION HEADLESS SCREW- ST- 32MM | 04.333.632 | Standalone | DE0506738 | Patients requiring fracture fixation or orthopaedic corrective surgery
Orthopaedics | Trauma - Extramedullary fixation | Fixation screw | Headless compression screw | Depuy Synthes | 5.5MM TI CANN COMPRESSION HEADLESS SCREW- ST- 34MM | 04.333.634 | Standalone | DE0506738 | Patients requiring fracture fixation or orthopaedic corrective surgery
Orthopaedics | Trauma - Extramedullary fixation | Fixation screw | Headless compression screw | Depuy Synthes | 5.5MM TI CANN COMPRESSION HEADLESS SCREW- ST- 36MM | 04.333.636 | Standalone | DE0506738 | Patients requiring fracture fixation or orthopaedic corrective surgery
Orthopaedics | Trauma - Extramedullary fixation | Fixation screw | Headless compression screw | Depuy Synthes | 5.5MM TI CANN COMPRESSION HEADLESS SCREW- ST- 38MM | 04.333.638 | Standalone | DE0506738 | Patients requiring fracture fixation or orthopaedic corrective surgery
Orthopaedics | Trauma - Extramedullary fixation | Fixation screw | Headless compression screw | Depuy Synthes | 5.5MM TI CANN COMPRESSION HEADLESS SCREW- ST- 40MM | 04.333.640 | Standalone | DE0506738 | Patients requiring fracture fixation or orthopaedic corrective surgery
Orthopaedics | Trauma - Extramedullary fixation | Fixation screw | Headless compression screw | Depuy Synthes | 5.5MM TI CANN COMPRESSION HEADLESS SCREW- ST- 42MM | 04.333.642 | Standalone | DE0506738 | Patients requiring fracture fixation or orthopaedic corrective surgery
Orthopaedics | Trauma - Extramedullary fixation | Fixation screw | Headless compression screw | Depuy Synthes | 5.5MM TI CANN COMPRESSION HEADLESS SCREW- ST- 44MM | 04.333.644 | Standalone | DE0506738 | Patients requiring fracture fixation or orthopaedic corrective surgery
Orthopaedics | Trauma - Extramedullary fixation | Fixation screw | Headless compression screw | Depuy Synthes | 5.5MM TI CANN COMPRESSION HEADLESS SCREW- ST- 46MM | 04.333.646 | Standalone | DE0506738 | Patients requiring fracture fixation or orthopaedic corrective surgery
Orthopaedics | Trauma - Extramedullary fixation | Fixation screw | Headless compression screw | Depuy Synthes | 5.5MM TI CANN COMPRESSION HEADLESS SCREW- ST- 48MM | 04.333.648 | Standalone | DE0506738 | Patients requiring fracture fixation or orthopaedic corrective surgery
Orthopaedics | Trauma - Extramedullary fixation | Fixation screw | Headless compression screw | Depuy Synthes | 5.5MM TI CANN COMPRESSION HEADLESS SCREW- ST- 50MM | 04.333.650 | Standalone | DE0506738 | Patients requiring fracture fixation or orthopaedic corrective surgery
Orthopaedics | Trauma - Extramedullary fixation | Fixation screw | Headless compression screw | Depuy Synthes | 5.5MM TI CANN COMPRESSION HEADLESS SCREW- ST- 55MM | 04.333.655 | Standalone | DE0506738 | Patients requiring fracture fixation or orthopaedic corrective surgery
Orthopaedics | Trauma - Extramedullary fixation | Fixation screw | Headless compression screw | Depuy Synthes | 5.5MM TI CANN COMPRESSION HEADLESS SCREW- ST- 60MM | 04.333.660 | Standalone | DE0506738 | Patients requiring fracture fixation or orthopaedic corrective surgery
Orthopaedics | Trauma - Extramedullary fixation | Fixation screw | Headless compression screw | Depuy Synthes | 5.5MM TI CANN COMPRESSION HEADLESS SCREW- ST- 65MM | 04.333.665 | Standalone | DE0506738 | Patients requiring fracture fixation or orthopaedic corrective surgery
Orthopaedics | Trauma - Extramedullary fixation | Fixation screw | Headless compression screw | Depuy Synthes | 5.5MM TI CANN COMPRESSION HEADLESS SCREW- ST- 70MM | 04.333.670 | Standalone | DE0506738 | Patients requiring fracture fixation or orthopaedic corrective surgery
Orthopaedics | Trauma - Extramedullary fixation | Fixation screw | Headless compression screw | Depuy Synthes | 5.5MM TI CANN COMPRESSION HEADLESS SCREW- ST- 75MM | 04.333.675 | Standalone | DE0506738 | Patients requiring fracture fixation or orthopaedic corrective surgery
Orthopaedics | Trauma - Extramedullary fixation | Fixation screw | Headless compression screw | Depuy Synthes | 5.5MM TI CANN COMPRESSION HEADLESS SCREW- ST- 80MM | 04.333.680 | Standalone | DE0506738 | Patients requiring fracture fixation or orthopaedic corrective surgery
Orthopaedics | Trauma - Extramedullary fixation | Fixation screw | Headless compression screw | Depuy Synthes | 5.5MM TI CANN COMPRESSION HEADLESS SCREW- ST- 85MM | 04.333.685 | Standalone | DE0506738 | Patients requiring fracture fixation or orthopaedic corrective surgery
Orthopaedics | Trauma - Extramedullary fixation | Fixation screw | Headless compression screw | Depuy Synthes | 5.5MM TI CANN COMPRESSION HEADLESS SCREW- ST- 90MM | 04.333.690 | Standalone | DE0506738 | Patients requiring fracture fixation or orthopaedic corrective surgery
Orthopaedics | Trauma - Extramedullary fixation | Fixation screw | Headless compression screw | Depuy Synthes | 5.5MM TI CANN COMPRESSION HEADLESS SCREW- ST- 95MM | 04.333.695 | Standalone | DE0506738 | Patients requiring fracture fixation or orthopaedic corrective surgery
Orthopaedics | Trauma - Extramedullary fixation | Fixation screw | Headless compression screw | Depuy Synthes | 2.0MM TI CANN COMPRESSION HEADLESS SCREW- LT- 20MM (Sterile) | 04.334.020TS | Standalone | DE0506738 | Patients requiring fracture fixation or orthopaedic corrective surgery
Orthopaedics | Trauma - Extramedullary fixation | Fixation screw | Headless compression screw | Depuy Synthes | 2.0MM TI CANN COMPRESSION HEADLESS SCREW- LT- 22MM (Sterile) | 04.334.022TS | Standalone | DE0506738 | Patients requiring fracture fixation or orthopaedic corrective surgery
Orthopaedics | Trauma - Extramedullary fixation | Fixation screw | Headless compression screw | Depuy Synthes | 2.0MM TI CANN COMPRESSION HEADLESS SCREW- LT- 24MM (Sterile) | 04.334.024TS | Standalone | DE0506738 | Patients requiring fracture fixation or orthopaedic corrective surgery
Orthopaedics | Trauma - Extramedullary fixation | Fixation screw | Headless compression screw | Depuy Synthes | 2.0MM TI CANN COMPRESSION HEADLESS SCREW- LT- 26M (Sterile) | 04.334.026TS | Standalone | DE0506738 | Patients requiring fracture fixation or orthopaedic corrective surgery
Orthopaedics | Trauma - Extramedullary fixation | Fixation screw | Headless compression screw | Depuy Synthes | 2.0MM TI CANN COMPRESSION HEADLESS SCREW- LT- 28MM (Sterile) | 04.334.028TS | Standalone | DE0506738 | Patients requiring fracture fixation or orthopaedic corrective surgery
Orthopaedics | Trauma - Extramedullary fixation | Fixation screw | Headless compression screw | Depuy Synthes | 2.0MM TI CANN COMPRESSION HEADLESS SCREW- LT- 30MM (Sterile) | 04.334.030TS | Standalone | DE0506738 | Patients requiring fracture fixation or orthopaedic corrective surgery
Orthopaedics | Trauma - Extramedullary fixation | Fixation screw | Headless compression screw | Depuy Synthes | 2.5MM TI CANN COMPRESSION HEADLESS SCREW- LT- 20MM TS | 04.334.120TS | Standalone | DE0506738 | Patients requiring fracture fixation or orthopaedic corrective surgery
Orthopaedics | Trauma - Extramedullary fixation | Fixation screw | Headless compression screw | Depuy Synthes | 2.5MM TI CANN COMPRESSION HEADLESS SCREW- LT- 22MM TS | 04.334.122TS | Standalone | DE0506738 | Patients requiring fracture fixation or orthopaedic corrective surgery
Orthopaedics | Trauma - Extramedullary fixation | Fixation screw | Headless compression screw | Depuy Synthes | 2.5MM TI CANN COMPRESSION HEADLESS SCREW- LT- 24MM TS | 04.334.124TS | Standalone | DE0506738 | Patients requiring fracture fixation or orthopaedic corrective surgery
Orthopaedics | Trauma - Extramedullary fixation | Fixation screw | Headless compression screw | Depuy Synthes | 2.5MM TI CANN COMPRESSION HEADLESS SCREW- LT- 26MM TS | 04.334.126TS | Standalone | DE0506738 | Patients requiring fracture fixation or orthopaedic corrective surgery
Orthopaedics | Trauma - Extramedullary fixation | Fixation screw | Headless compression screw | Depuy Synthes | 2.5MM TI CANN COMPRESSION HEADLESS SCREW- LT- 28MM TS | 04.334.128TS | Standalone | DE0506738 | Patients requiring fracture fixation or orthopaedic corrective surgery
Orthopaedics | Trauma - Extramedullary fixation | Fixation screw | Headless compression screw | Depuy Synthes | 2.5MM TI CANN COMPRESSION HEADLESS SCREW- LT- 30MM TS | 04.334.130TS | Standalone | DE0506738 | Patients requiring fracture fixation or orthopaedic corrective surgery
Orthopaedics | Trauma - Extramedullary fixation | Fixation screw | Headless compression screw | Depuy Synthes | 2.5MM TI CANN COMPRESSION HEADLESS SCREW- LT- 32MM TS | 04.334.132TS | Standalone | DE0506738 | Patients requiring fracture fixation or orthopaedic corrective surgery
Orthopaedics | Trauma - Extramedullary fixation | Fixation screw | Headless compression screw | Depuy Synthes | 2.5MM TI CANN COMPRESSION HEADLESS SCREW- LT- 34MM TS | 04.334.134TS | Standalone | DE0506738 | Patients requiring fracture fixation or orthopaedic corrective surgery
Orthopaedics | Trauma - Extramedullary fixation | Fixation screw | Headless compression screw | Depuy Synthes | 2.5MM TI CANN COMPRESSION HEADLESS SCREW- LT- 36MM TS | 04.334.136TS | Standalone | DE0506738 | Patients requiring fracture fixation or orthopaedic corrective surgery
Orthopaedics | Trauma - Extramedullary fixation | Fixation screw | Headless compression screw | Depuy Synthes | 2.5MM TI CANN COMPRESSION HEADLESS SCREW- LT- 38MM TS | 04.334.138TS | Standalone | DE0506738 | Patients requiring fracture fixation or orthopaedic corrective surgery
Orthopaedics | Trauma - Extramedullary fixation | Fixation screw | Headless compression screw | Depuy Synthes | 2.5MM TI CANN COMPRESSION HEADLESS SCREW- LT- 40MM TS | 04.334.140TS | Standalone | DE0506738 | Patients requiring fracture fixation or orthopaedic corrective surgery
Orthopaedics | Trauma - Extramedullary fixation | Fixation screw | Headless compression screw | Depuy Synthes | 3.0MM TI CANN COMPRESSION HEADLESS SCREW- LT- 20MM TS | 04.334.220TS | Standalone | DE0506738 | Patients requiring fracture fixation or orthopaedic corrective surgery
Orthopaedics | Trauma - Extramedullary fixation | Fixation screw | Headless compression screw | Depuy Synthes | 3.0MM TI CANN COMPRESSION HEADLESS SCREW- LT- 22MM TS | 04.334.222TS | Standalone | DE0506738 | Patients requiring fracture fixation or orthopaedic corrective surgery
Orthopaedics | Trauma - Extramedullary fixation | Fixation screw | Headless compression screw | Depuy Synthes | 3.0MM TI CANN COMPRESSION HEADLESS SCREW- LT- 24MM TS | 04.334.224TS | Standalone | DE0506738 | Patients requiring fracture fixation or orthopaedic corrective surgery
Orthopaedics | Trauma - Extramedullary fixation | Fixation screw | Headless compression screw | Depuy Synthes | 3.0MM TI CANN COMPRESSION HEADLESS SCREW- LT- 26MM TS | 04.334.226TS | Standalone | DE0506738 | Patients requiring fracture fixation or orthopaedic corrective surgery
Orthopaedics | Trauma - Extramedullary fixation | Fixation screw | Headless compression screw | Depuy Synthes | 3.0MM TI CANN COMPRESSION HEADLESS SCREW- LT- 28MM TS | 04.334.228TS | Standalone | DE0506738 | Patients requiring fracture fixation or orthopaedic corrective surgery
Orthopaedics | Trauma - Extramedullary fixation | Fixation screw | Headless compression screw | Depuy Synthes | 3.0MM TI CANN COMPRESSION HEADLESS SCREW- LT- 30MM TS | 04.334.230TS | Standalone | DE0506738 | Patients requiring fracture fixation or orthopaedic corrective surgery
Orthopaedics | Trauma - Extramedullary fixation | Fixation screw | Headless compression screw | Depuy Synthes | 3.0MM TI CANN COMPRESSION HEADLESS SCREW- LT- 32MM TS | 04.334.232TS | Standalone | DE0506738 | Patients requiring fracture fixation or orthopaedic corrective surgery
Orthopaedics | Trauma - Extramedullary fixation | Fixation screw | Headless compression screw | Depuy Synthes | 3.0MM TI CANN COMPRESSION HEADLESS SCREW- LT- 34MM TS | 04.334.234TS | Standalone | DE0506738 | Patients requiring fracture fixation or orthopaedic corrective surgery
Orthopaedics | Trauma - Extramedullary fixation | Fixation screw | Headless compression screw | Depuy Synthes | 3.0MM TI CANN COMPRESSION HEADLESS SCREW- LT- 36MM TS | 04.334.236TS | Standalone | DE0506738 | Patients requiring fracture fixation or orthopaedic corrective surgery
Orthopaedics | Trauma - Extramedullary fixation | Fixation screw | Headless compression screw | Depuy Synthes | 3.0MM TI CANN COMPRESSION HEADLESS SCREW- LT- 38MM TS | 04.334.238TS | Standalone | DE0506738 | Patients requiring fracture fixation or orthopaedic corrective surgery
Orthopaedics | Trauma - Extramedullary fixation | Fixation screw | Headless compression screw | Depuy Synthes | 3.0MM TI CANN COMPRESSION HEADLESS SCREW- LT- 40MM TS | 04.334.240TS | Standalone | DE0506738 | Patients requiring fracture fixation or orthopaedic corrective surgery
Orthopaedics | Trauma - Extramedullary fixation | Fixation screw | Headless compression screw | Depuy Synthes | 4.5MM TI CANN COMPRESSION HEADLESS SCREW- LT- 100MM | 04.334.500 | Standalone | DE0506738 | Patients requiring fracture fixation or orthopaedic corrective surgery
Orthopaedics | Trauma - Extramedullary fixation | Fixation screw | Headless compression screw | Depuy Synthes | 4.5MM TI CANN COMPRESSION HEADLESS SCREW- LT- 105MM | 04.334.501 | Standalone | DE0506738 | Patients requiring fracture fixation or orthopaedic corrective surgery
Orthopaedics | Trauma - Extramedullary fixation | Fixation screw | Headless compression screw | Depuy Synthes | 4.5MM TI CANN COMPRESSION HEADLESS SCREW- LT- 110MM | 04.334.502 | Standalone | DE0506738 | Patients requiring fracture fixation or orthopaedic corrective surgery
Orthopaedics | Trauma - Extramedullary fixation | Fixation screw | Headless compression screw | Depuy Synthes | 4.5MM TI CANN COMPRESSION HEADLESS SCREW- LT- 30MM | 04.334.530 | Standalone | DE0506738 | Patients requiring fracture fixation or orthopaedic corrective surgery
Orthopaedics | Trauma - Extramedullary fixation | Fixation screw | Headless compression screw | Depuy Synthes | 4.5MM TI CANN COMPRESSION HEADLESS SCREW- LT- 32MM | 04.334.532 | Standalone | DE0506738 | Patients requiring fracture fixation or orthopaedic corrective surgery
Orthopaedics | Trauma - Extramedullary fixation | Fixation screw | Headless compression screw | Depuy Synthes | 4.5MM TI CANN COMPRESSION HEADLESS SCREW- LT- 34MM | 04.334.534 | Standalone | DE0506738 | Patients requiring fracture fixation or orthopaedic corrective surgery
Orthopaedics | Trauma - Extramedullary fixation | Fixation screw | Headless compression screw | Depuy Synthes | 4.5MM TI CANN COMPRESSION HEADLESS SCREW- LT- 36MM | 04.334.536 | Standalone | DE0506738 | Patients requiring fracture fixation or orthopaedic corrective surgery
Orthopaedics | Trauma - Extramedullary fixation | Fixation screw | Headless compression screw | Depuy Synthes | 4.5MM TI CANN COMPRESSION HEADLESS SCREW- LT- 38MM | 04.334.538 | Standalone | DE0506738 | Patients requiring fracture fixation or orthopaedic corrective surgery
Orthopaedics | Trauma - Extramedullary fixation | Fixation screw | Headless compression screw | Depuy Synthes | 4.5MM TI CANN COMPRESSION HEADLESS SCREW- LT- 40MM | 04.334.540 | Standalone | DE0506738 | Patients requiring fracture fixation or orthopaedic corrective surgery
Orthopaedics | Trauma - Extramedullary fixation | Fixation screw | Headless compression screw | Depuy Synthes | 4.5MM TI CANN COMPRESSION HEADLESS SCREW- LT- 42MM | 04.334.542 | Standalone | DE0506738 | Patients requiring fracture fixation or orthopaedic corrective surgery
Orthopaedics | Trauma - Extramedullary fixation | Fixation screw | Headless compression screw | Depuy Synthes | 4.5MM TI CANN COMPRESSION HEADLESS SCREW- LT- 44MM | 04.334.544 | Standalone | DE0506738 | Patients requiring fracture fixation or orthopaedic corrective surgery
Orthopaedics | Trauma - Extramedullary fixation | Fixation screw | Headless compression screw | Depuy Synthes | 4.5MM TI CANN COMPRESSION HEADLESS SCREW- LT- 46MM | 04.334.546 | Standalone | DE0506738 | Patients requiring fracture fixation or orthopaedic corrective surgery
Orthopaedics | Trauma - Extramedullary fixation | Fixation screw | Headless compression screw | Depuy Synthes | 4.5MM TI CANN COMPRESSION HEADLESS SCREW- LT- 48MM | 04.334.548 | Standalone | DE0506738 | Patients requiring fracture fixation or orthopaedic corrective surgery
Orthopaedics | Trauma - Extramedullary fixation | Fixation screw | Headless compression screw | Depuy Synthes | 4.5MM TI CANN COMPRESSION HEADLESS SCREW- LT- 50MM | 04.334.550 | Standalone | DE0506738 | Patients requiring fracture fixation or orthopaedic corrective surgery
Orthopaedics | Trauma - Extramedullary fixation | Fixation screw | Headless compression screw | Depuy Synthes | 4.5MM TI CANN COMPRESSION HEADLESS SCREW- LT- 55MM | 04.334.555 | Standalone | DE0506738 | Patients requiring fracture fixation or orthopaedic corrective surgery
Orthopaedics | Trauma - Extramedullary fixation | Fixation screw | Headless compression screw | Depuy Synthes | 4.5MM TI CANN COMPRESSION HEADLESS SCREW- LT- 60MM | 04.334.560 | Standalone | DE0506738 | Patients requiring fracture fixation or orthopaedic corrective surgery
Orthopaedics | Trauma - Extramedullary fixation | Fixation screw | Headless compression screw | Depuy Synthes | 4.5MM TI CANN COMPRESSION HEADLESS SCREW- LT- 65MM | 04.334.565 | Standalone | DE0506738 | Patients requiring fracture fixation or orthopaedic corrective surgery
Orthopaedics | Trauma - Extramedullary fixation | Fixation screw | Headless compression screw | Depuy Synthes | 4.5MM TI CANN COMPRESSION HEADLESS SCREW- LT- 70MM | 04.334.570 | Standalone | DE0506738 | Patients requiring fracture fixation or orthopaedic corrective surgery
Orthopaedics | Trauma - Extramedullary fixation | Fixation screw | Headless compression screw | Depuy Synthes | 4.5MM TI CANN COMPRESSION HEADLESS SCREW- LT- 75MM | 04.334.575 | Standalone | DE0506738 | Patients requiring fracture fixation or orthopaedic corrective surgery
Orthopaedics | Trauma - Extramedullary fixation | Fixation screw | Headless compression screw | Depuy Synthes | 4.5MM TI CANN COMPRESSION HEADLESS SCREW- LT- 80MM | 04.334.580 | Standalone | DE0506738 | Patients requiring fracture fixation or orthopaedic corrective surgery
Orthopaedics | Trauma - Extramedullary fixation | Fixation screw | Headless compression screw | Depuy Synthes | 4.5MM TI CANN COMPRESSION HEADLESS SCREW- LT- 85MM | 04.334.585 | Standalone | DE0506738 | Patients requiring fracture fixation or orthopaedic corrective surgery
Orthopaedics | Trauma - Extramedullary fixation | Fixation screw | Headless compression screw | Depuy Synthes | 4.5MM TI CANN COMPRESSION HEADLESS SCREW- LT- 90MM | 04.334.590 | Standalone | DE0506738 | Patients requiring fracture fixation or orthopaedic corrective surgery
Orthopaedics | Trauma - Extramedullary fixation | Fixation screw | Headless compression screw | Depuy Synthes | 4.5MM TI CANN COMPRESSION HEADLESS SCREW- LT- 95MM | 04.334.595 | Standalone | DE0506738 | Patients requiring fracture fixation or orthopaedic corrective surgery
Orthopaedics | Trauma - Extramedullary fixation | Fixation screw | Headless compression screw | Depuy Synthes | 5.5MM TI CANN COMPRESSION HEADLESS SCREW- LT- 100MM | 04.334.600 | Standalone | DE0506738 | Patients requiring fracture fixation or orthopaedic corrective surgery
Orthopaedics | Trauma - Extramedullary fixation | Fixation screw | Headless compression screw | Depuy Synthes | 5.5MM TI CANN COMPRESSION HEADLESS SCREW- LT- 105MM | 04.334.601 | Standalone | DE0506738 | Patients requiring fracture fixation or orthopaedic corrective surgery
Orthopaedics | Trauma - Extramedullary fixation | Fixation screw | Headless compression screw | Depuy Synthes | 5.5MM TI CANN COMPRESSION HEADLESS SCREW- LT- 110MM | 04.334.602 | Standalone | DE0506738 | Patients requiring fracture fixation or orthopaedic corrective surgery
Orthopaedics | Trauma - Extramedullary fixation | Fixation screw | Headless compression screw | Depuy Synthes | 5.5MM TI CANN COMPRESSION HEADLESS SCREW- LT- 30MM | 04.334.630 | Standalone | DE0506738 | Patients requiring fracture fixation or orthopaedic corrective surgery
Orthopaedics | Trauma - Extramedullary fixation | Fixation screw | Headless compression screw | Depuy Synthes | 5.5MM TI CANN COMPRESSION HEADLESS SCREW- LT- 32MM | 04.334.632 | Standalone | DE0506738 | Patients requiring fracture fixation or orthopaedic corrective surgery
Orthopaedics | Trauma - Extramedullary fixation | Fixation screw | Headless compression screw | Depuy Synthes | 5.5MM TI CANN COMPRESSION HEADLESS SCREW- LT- 34MM | 04.334.634 | Standalone | DE0506738 | Patients requiring fracture fixation or orthopaedic corrective surgery
Orthopaedics | Trauma - Extramedullary fixation | Fixation screw | Headless compression screw | Depuy Synthes | 5.5MM TI CANN COMPRESSION HEADLESS SCREW- LT- 36MM | 04.334.636 | Standalone | DE0506738 | Patients requiring fracture fixation or orthopaedic corrective surgery
Orthopaedics | Trauma - Extramedullary fixation | Fixation screw | Headless compression screw | Depuy Synthes | 5.5MM TI CANN COMPRESSION HEADLESS SCREW- LT- 38MM | 04.334.638 | Standalone | DE0506738 | Patients requiring fracture fixation or orthopaedic corrective surgery
Orthopaedics | Trauma - Extramedullary fixation | Fixation screw | Headless compression screw | Depuy Synthes | 5.5MM TI CANN COMPRESSION HEADLESS SCREW- LT- 40MM | 04.334.640 | Standalone | DE0506738 | Patients requiring fracture fixation or orthopaedic corrective surgery
Orthopaedics | Trauma - Extramedullary fixation | Fixation screw | Headless compression screw | Depuy Synthes | 5.5MM TI CANN COMPRESSION HEADLESS SCREW- LT- 42MM | 04.334.642 | Standalone | DE0506738 | Patients requiring fracture fixation or orthopaedic corrective surgery
Orthopaedics | Trauma - Extramedullary fixation | Fixation screw | Headless compression screw | Depuy Synthes | 5.5MM TI CANN COMPRESSION HEADLESS SCREW- LT- 44MM | 04.334.644 | Standalone | DE0506738 | Patients requiring fracture fixation or orthopaedic corrective surgery
Orthopaedics | Trauma - Extramedullary fixation | Fixation screw | Headless compression screw | Depuy Synthes | 5.5MM TI CANN COMPRESSION HEADLESS SCREW- LT- 46MM | 04.334.646 | Standalone | DE0506738 | Patients requiring fracture fixation or orthopaedic corrective surgery
Orthopaedics | Trauma - Extramedullary fixation | Fixation screw | Headless compression screw | Depuy Synthes | 5.5MM TI CANN COMPRESSION HEADLESS SCREW- LT- 48MM | 04.334.648 | Standalone | DE0506738 | Patients requiring fracture fixation or orthopaedic corrective surgery
Orthopaedics | Trauma - Extramedullary fixation | Fixation screw | Headless compression screw | Depuy Synthes | 5.5MM TI CANN COMPRESSION HEADLESS SCREW- LT- 50MM | 04.334.650 | Standalone | DE0506738 | Patients requiring fracture fixation or orthopaedic corrective surgery
Orthopaedics | Trauma - Extramedullary fixation | Fixation screw | Headless compression screw | Depuy Synthes | 5.5MM TI CANN COMPRESSION HEADLESS SCREW- LT- 55MM | 04.334.655 | Standalone | DE0506738 | Patients requiring fracture fixation or orthopaedic corrective surgery
Orthopaedics | Trauma - Extramedullary fixation | Fixation screw | Headless compression screw | Depuy Synthes | 5.5MM TI CANN COMPRESSION HEADLESS SCREW- LT- 60MM | 04.334.660 | Standalone | DE0506738 | Patients requiring fracture fixation or orthopaedic corrective surgery
Orthopaedics | Trauma - Extramedullary fixation | Fixation screw | Headless compression screw | Depuy Synthes | 5.5MM TI CANN COMPRESSION HEADLESS SCREW- LT- 65MM | 04.334.665 | Standalone | DE0506738 | Patients requiring fracture fixation or orthopaedic corrective surgery
Orthopaedics | Trauma - Extramedullary fixation | Fixation screw | Headless compression screw | Depuy Synthes | 5.5MM TI CANN COMPRESSION HEADLESS SCREW- LT- 70MM | 04.334.670 | Standalone | DE0506738 | Patients requiring fracture fixation or orthopaedic corrective surgery
Orthopaedics | Trauma - Extramedullary fixation | Fixation screw | Headless compression screw | Depuy Synthes | 5.5MM TI CANN COMPRESSION HEADLESS SCREW- LT- 75MM | 04.334.675 | Standalone | DE0506738 | Patients requiring fracture fixation or orthopaedic corrective surgery
Orthopaedics | Trauma - Extramedullary fixation | Fixation screw | Headless compression screw | Depuy Synthes | 5.5MM TI CANN COMPRESSION HEADLESS SCREW- LT- 80MM | 04.334.680 | Standalone | DE0506738 | Patients requiring fracture fixation or orthopaedic corrective surgery
Orthopaedics | Trauma - Extramedullary fixation | Fixation screw | Headless compression screw | Depuy Synthes | 5.5MM TI CANN COMPRESSION HEADLESS SCREW- LT- 85MM | 04.334.685 | Standalone | DE0506738 | Patients requiring fracture fixation or orthopaedic corrective surgery
Orthopaedics | Trauma - Extramedullary fixation | Fixation screw | Headless compression screw | Depuy Synthes | 5.5MM TI CANN COMPRESSION HEADLESS SCREW- LT- 90MM | 04.334.690 | Standalone | DE0506738 | Patients requiring fracture fixation or orthopaedic corrective surgery
Orthopaedics | Trauma - Extramedullary fixation | Fixation screw | Headless compression screw | Depuy Synthes | 5.5MM TI CANN COMPRESSION HEADLESS SCREW- LT- 95MM | 04.334.695 | Standalone | DE0506738 | Patients requiring fracture fixation or orthopaedic corrective surgery
Orthopaedics | Trauma - Extramedullary fixation | Plate accessories | Locking screw | Depuy Synthes | LOCK SCREW D2.9 SELF-TAP L6 TAN | 04.501.016.01 | Standalone | DE0016984 | Patients requiring fracture fixation or orthopaedic corrective surgery
Orthopaedics | Trauma - Extramedullary fixation | Plate accessories | Locking screw | Depuy Synthes | MatrixRIB LOCK Screw D 2.9mm, self-tapping, L6mm | 04.501.016.01S | Standalone | DE0016984 | Patients requiring fracture fixation or orthopaedic corrective surgery
Orthopaedics | Trauma - Extramedullary fixation | Plate accessories | Locking screw | Depuy Synthes | MatrixRIB LOCK Screw D 2.9mm, self-tapping, L8mm | 04.501.018.01S | Standalone | DE0016984 | Patients requiring fracture fixation or orthopaedic corrective surgery
Orthopaedics | Trauma - Extramedullary fixation | Plate accessories | Locking screw | Depuy Synthes | LOCK SCREW D2.9 SELF-TAP L10 TAN | 04.501.020.01 | Standalone | DE0016984 | Patients requiring fracture fixation or orthopaedic corrective surgery
Orthopaedics | Trauma - Extramedullary fixation | Plate accessories | Locking screw | Depuy Synthes | MatrixRIB LOCK Screw D 2.9mm, self-tapping, L10mm | 04.501.020.01S | Standalone | DE0016984 | Patients requiring fracture fixation or orthopaedic corrective surgery
Orthopaedics | Trauma - Extramedullary fixation | Plate accessories | Locking screw | Depuy Synthes | LOCK SCREW D2.9 SELF-TAP L12 TAN | 04.501.022.01 | Standalone | DE0016984 | Patients requiring fracture fixation or orthopaedic corrective surgery
Orthopaedics | Trauma - Extramedullary fixation | Plate accessories | Locking screw | Depuy Synthes | MatrixRIB LOCK Screw D 2.9mm, self-tapping, L12mm | 04.501.022.01S | Standalone | DE0016984 | Patients requiring fracture fixation or orthopaedic corrective surgery
Orthopaedics | Trauma - Extramedullary fixation | Plate accessories | Locking screw | Depuy Synthes | LOCK SCREW D2.9 SELF-TAP L14 TAN | 04.501.024.01 | Standalone | DE0016984 | Patients requiring fracture fixation or orthopaedic corrective surgery
Orthopaedics | Trauma - Extramedullary fixation | Plate accessories | Locking screw | Depuy Synthes | MatrixRIB LOCK Screw D 2.9mm, self-tapping, L14mm | 04.501.024.01S | Standalone | DE0016984 | Patients requiring fracture fixation or orthopaedic corrective surgery
Orthopaedics | Trauma - Extramedullary fixation | Plate accessories | Locking screw | Depuy Synthes | LOCK SCREW D2.9 SELF-TAP L16 TAN | 04.501.026.01 | Standalone | DE0016984 | Patients requiring fracture fixation or orthopaedic corrective surgery
Orthopaedics | Trauma - Extramedullary fixation | Plate accessories | Locking screw | Depuy Synthes | MatrixRIB LOCK Screw D 2.9mm, self-tapping, L16mm | 04.501.026.01S | Standalone | DE0016984 | Patients requiring fracture fixation or orthopaedic corrective surgery
Orthopaedics | Trauma - Extramedullary fixation | Plate accessories | Locking screw | Depuy Synthes | LOCK SCREW DIA2.9 SELF-TAP L18 TAN | 04.501.028.01 | Standalone | DE0016984 | Patients requiring fracture fixation or orthopaedic corrective surgery
Orthopaedics | Trauma - Extramedullary fixation | Plate accessories | Locking screw | Depuy Synthes | MatrixRIB LOCK Screw D 2.9mm, self-tapping, L18mm | 04.501.028.01S | Standalone | DE0016984 | Patients requiring fracture fixation or orthopaedic corrective surgery
Orthopaedics | Trauma - Extramedullary fixation | Plate accessories | Locking screw | Depuy Synthes | LOCK SCREW DIA2.9 SELF-TAP L20 | 04.501.030.01 | Standalone | DE0016984 | Patients requiring fracture fixation or orthopaedic corrective surgery
Orthopaedics | Trauma - Extramedullary fixation | Plate accessories | Locking screw | Depuy Synthes | MatrixRIB LOCK Screw D 2.9mm, self-tapping, L20mm | 04.501.030.01S | Standalone | DE0016984 | Patients requiring fracture fixation or orthopaedic corrective surgery
Orthopaedics | Trauma - Extramedullary fixation | Plate accessories | Locking screw | Depuy Synthes | STERNAL UNILOCK-SCR D3 SELF-DRILL L10 TA | 04.501.110 | Standalone | DE0005944 | Patients requiring fracture fixation or orthopaedic corrective surgery
Orthopaedics | Trauma - Extramedullary fixation | Plate accessories | Locking screw | Depuy Synthes | STERNAL UNILOCK-SCR D3 SELF-DRILL L12 TA | 04.501.112 | Standalone | DE0005944 | Patients requiring fracture fixation or orthopaedic corrective surgery
Orthopaedics | Trauma - Extramedullary fixation | Plate accessories | Locking screw | Depuy Synthes | STERNAL UNILOCK-SCR D3 SELF-DRILL L14 TA | 04.501.114 | Standalone | DE0005944 | Patients requiring fracture fixation or orthopaedic corrective surgery
Orthopaedics | Trauma - Extramedullary fixation | Plate accessories | Locking screw | Depuy Synthes | STERNAL UNILOCK-SCR D3 SELF-DRILL L16 TA | 04.501.116 | Standalone | DE0005944 | Patients requiring fracture fixation or orthopaedic corrective surgery
Orthopaedics | Trauma - Extramedullary fixation | Plate accessories | Locking screw | Depuy Synthes | STERNAL UNILOCK-SCR D3 SELF-DRILL L18 TA | 04.501.118 | Standalone | DE0005944 | Patients requiring fracture fixation or orthopaedic corrective surgery
Orthopaedics | Trauma - Extramedullary fixation | Plate accessories | Locking screw | Depuy Synthes | STERNAL UNILOCK-SCR D3 SELF-DRILL L20 TA | 04.501.120 | Standalone | DE0005944 | Patients requiring fracture fixation or orthopaedic corrective surgery
Orthopaedics | Trauma - Extramedullary fixation | Plate accessories | Locking screw | Depuy Synthes | MatrixRIB LOCK Screw D2.7mm, self-drilling, L8mm | 04.501.208.01 | Standalone | DE0016984 | Patients requiring fracture fixation or orthopaedic corrective surgery
Orthopaedics | Trauma - Extramedullary fixation | Plate accessories | Locking screw | Depuy Synthes | MatrixRIB LOCK Screw D2.7mm, self-drilling, L9mm | 04.501.209.01 | Standalone | DE0016984 | Patients requiring fracture fixation or orthopaedic corrective surgery
Orthopaedics | Trauma - Extramedullary fixation | Plate accessories | Locking screw | Depuy Synthes | MatrixRIB LOCK Screw D2.7mm, self-drilling, L10mm | 04.501.210.01 | Standalone | DE0016984 | Patients requiring fracture fixation or orthopaedic corrective surgery
Orthopaedics | Trauma - Extramedullary fixation | Plate accessories | Locking screw | Depuy Synthes | MatrixRIB LOCK Screw D2.7mm, self-drilling, L11mm | 04.501.211.01 | Standalone | DE0016984 | Patients requiring fracture fixation or orthopaedic corrective surgery
Orthopaedics | Trauma - Extramedullary fixation | Plate accessories | Locking screw | Depuy Synthes | MatrixRIB LOCK Screw D2.7mm, self-drilling, L12mm | 04.501.212.01 | Standalone | DE0016984 | Patients requiring fracture fixation or orthopaedic corrective surgery
Orthopaedics | Trauma - Extramedullary fixation | Plate accessories | Locking screw | Depuy Synthes | MatrixRIB LOCK Screw D2.7mm, self-drilling, L13mm | 04.501.213.01 | Standalone | DE0016984 | Patients requiring fracture fixation or orthopaedic corrective surgery
Orthopaedics | Trauma - Extramedullary fixation | Plate accessories | Locking screw | Depuy Synthes | MatrixRIB LOCK Screw D2.7mm, self-drilling, L14mm | 04.501.214.01 | Standalone | DE0016984 | Patients requiring fracture fixation or orthopaedic corrective surgery
Orthopaedics | Trauma - Extramedullary fixation | Plate accessories | Locking screw | Depuy Synthes | MatrixRIB LOCK Screw D2.7mm, self-drilling, L15mm | 04.501.215.01 | Standalone | DE0016984 | Patients requiring fracture fixation or orthopaedic corrective surgery
Orthopaedics | Trauma - Extramedullary fixation | Plate accessories | Locking screw | Depuy Synthes | MatrixRIB LOCK Screw D2.7mm, self-drilling, L16mm | 04.501.216.01 | Standalone | DE0016984 | Patients requiring fracture fixation or orthopaedic corrective surgery
Orthopaedics | Trauma - Extramedullary fixation | Plate accessories | Locking screw | Depuy Synthes | MatrixRIB LOCK Screw D2.7mm, self-drilling, L16mm Sterile | 04.501.216.01S | Standalone | DE0016984 | Patients requiring fracture fixation or orthopaedic corrective surgery
Orthopaedics | Trauma - Extramedullary fixation | Plate accessories | Locking screw | Depuy Synthes | MatrixRIB LOCK Screw D2.7mm, self-drilling, L17mm | 04.501.217.01 | Standalone | DE0016984 | Patients requiring fracture fixation or orthopaedic corrective surgery
Orthopaedics | Trauma - Extramedullary fixation | Plate accessories | Locking screw | Depuy Synthes | MatrixRIB LOCK Screw D2.7mm, self-drilling, L18mm | 04.501.218.01 | Standalone | DE0016984 | Patients requiring fracture fixation or orthopaedic corrective surgery
Orthopaedics | Trauma - Extramedullary fixation | Plate accessories | Locking screw | Depuy Synthes | MatrixRIB LOCK Screw D2.7mm, self-drilling, L19mm | 04.501.219.01 | Standalone | DE0016984 | Patients requiring fracture fixation or orthopaedic corrective surgery
Orthopaedics | Trauma - Extramedullary fixation | Plate accessories | Locking screw | Depuy Synthes | MatrixRIB LOCK Screw D2.7mm, self-drilling, L20mm | 04.501.220.01 | Standalone | DE0016984 | Patients requiring fracture fixation or orthopaedic corrective surgery
Orthopaedics | Trauma - Extramedullary fixation | Plate accessories | Non-locking screw | Depuy Synthes | Cortex Screw D 1.0mm, self-tapping, L 6mm | 200.526S | Standalone | DE0018974 | Patients requiring fracture fixation or orthopaedic corrective surgery
Orthopaedics | Trauma - Extramedullary fixation | Plate accessories | Non-locking screw | Depuy Synthes | Cortex Screw D 1.0mm, self-tapping, L 7mm | 200.527S | Standalone | DE0018974 | Patients requiring fracture fixation or orthopaedic corrective surgery
Orthopaedics | Trauma - Extramedullary fixation | Plate accessories | Non-locking screw | Depuy Synthes | Cortex Screw D 1.0mm, self-tapping, L 8mm | 200.528S | Standalone | DE0018974 | Patients requiring fracture fixation or orthopaedic corrective surgery
Orthopaedics | Trauma - Extramedullary fixation | Plate accessories | Non-locking screw | Depuy Synthes | Cortex Screw D 1.0mm, self-tapping, L 9mm | 200.529S | Standalone | DE0018974 | Patients requiring fracture fixation or orthopaedic corrective surgery
Orthopaedics | Trauma - Extramedullary fixation | Plate accessories | Non-locking screw | Depuy Synthes | Cortex Screw D 1.0mm, self-tapping, L 10mm | 200.530S | Standalone | DE0018974 | Patients requiring fracture fixation or orthopaedic corrective surgery
Orthopaedics | Trauma - Extramedullary fixation | Plate accessories | Non-locking screw | Depuy Synthes | Cortex Screw D 1.0mm, self-tapping, L 11mm | 200.531S | Standalone | DE0018974 | Patients requiring fracture fixation or orthopaedic corrective surgery
Orthopaedics | Trauma - Extramedullary fixation | Plate accessories | Non-locking screw | Depuy Synthes | Cortex Screw D 1.0mm, self-tapping, L 12mm | 200.532S | Standalone | DE0018974 | Patients requiring fracture fixation or orthopaedic corrective surgery
Orthopaedics | Trauma - Extramedullary fixation | Plate accessories | Non-locking screw | Depuy Synthes | Cortex Screw D 1.0mm, self-tapping, L 13mm | 200.533S | Standalone | DE0018974 | Patients requiring fracture fixation or orthopaedic corrective surgery
Orthopaedics | Trauma - Extramedullary fixation | Plate accessories | Non-locking screw | Depuy Synthes | Cortex Screw D 1.0mm, self-tapping, L 14mm | 200.534S | Standalone | DE0018974 | Patients requiring fracture fixation or orthopaedic corrective surgery
Orthopaedics | Trauma - Extramedullary fixation | Plate accessories | Non-locking screw | Depuy Synthes | Cortex Screw D 1.0 mm, self-tapping, length 6 mm, Titanium Alloy (TAN), sterile | 400.526S | Standalone | DE0005967 | Patients requiring fracture fixation or orthopaedic corrective surgery
Orthopaedics | Trauma - Extramedullary fixation | Plate accessories | Non-locking screw | Depuy Synthes | Cortex Screw D 1.0 mm, self-tapping, length 7 mm, Titanium Alloy (TAN), sterile | 400.527S | Standalone | DE0005967 | Patients requiring fracture fixation or orthopaedic corrective surgery
Orthopaedics | Trauma - Extramedullary fixation | Plate accessories | Non-locking screw | Depuy Synthes | Cortex Screw D 1.0 mm, self-tapping, length 8 mm, Titanium Alloy (TAN), sterile | 400.528S | Standalone | DE0005967 | Patients requiring fracture fixation or orthopaedic corrective surgery
Orthopaedics | Trauma - Extramedullary fixation | Plate accessories | Non-locking screw | Depuy Synthes | Cortex Screw D 1.0 mm, self-tapping, length 9 mm, Titanium Alloy (TAN), sterile | 400.529S | Standalone | DE0005967 | Patients requiring fracture fixation or orthopaedic corrective surgery
Orthopaedics | Trauma - Extramedullary fixation | Plate accessories | Non-locking screw | Depuy Synthes | Cortex Screw D 1.0 mm, self-tapping, length 10 mm, Titanium Alloy (TAN), sterile | 400.530S | Standalone | DE0005967 | Patients requiring fracture fixation or orthopaedic corrective surgery
Orthopaedics | Trauma - Extramedullary fixation | Plate accessories | Non-locking screw | Depuy Synthes | Cortex Screw D 1.0 mm, self-tapping, length 11 mm, Titanium Alloy (TAN), sterile | 400.531S | Standalone | DE0005967 | Patients requiring fracture fixation or orthopaedic corrective surgery
Orthopaedics | Trauma - Extramedullary fixation | Plate accessories | Non-locking screw | Depuy Synthes | Cortex Screw D 1.0 mm, self-tapping, length 12 mm, Titanium Alloy (TAN), sterile | 400.532S | Standalone | DE0005967 | Patients requiring fracture fixation or orthopaedic corrective surgery
Orthopaedics | Trauma - Extramedullary fixation | Plate accessories | Non-locking screw | Depuy Synthes | Cortex Screw D 1.0 mm, self-tapping, length 13 mm, Titanium Alloy (TAN), sterile | 400.533S | Standalone | DE0005967 | Patients requiring fracture fixation or orthopaedic corrective surgery
Orthopaedics | Trauma - Extramedullary fixation | Plate accessories | Non-locking screw | Depuy Synthes | Cortex Screw D 1.0 mm, self-tapping, length 14 mm, Titanium Alloy (TAN), sterile | 400.534S | Standalone | DE0005967 | Patients requiring fracture fixation or orthopaedic corrective surgery
Orthopaedics | Trauma - Extramedullary fixation | Plate accessories | Locking screw | Depuy Synthes | Locking Screw Stardrive D 2.7 mm (head LCP 2.4), self-tapping, length 6 mm, Titanium Alloy (TAN), sterile | 402.206TS | Standalone | DE0009153 | Patients requiring fracture fixation or orthopaedic corrective surgery
Orthopaedics | Trauma - Extramedullary fixation | Plate accessories | Locking screw | Depuy Synthes | Locking Screw Stardrive D 2.7 mm (head LCP 2.4), self-tapping, length 7 mm, Titanium Alloy (TAN), sterile | 402.207TS | Standalone | DE0009153 | Patients requiring fracture fixation or orthopaedic corrective surgery
Orthopaedics | Trauma - Extramedullary fixation | Plate accessories | Locking screw | Depuy Synthes | Locking Screw Stardrive D 2.7 mm (head LCP 2.4), self-tapping, length 8 mm, Titanium Alloy (TAN), sterile | 402.208TS | Standalone | DE0009153 | Patients requiring fracture fixation or orthopaedic corrective surgery
Orthopaedics | Trauma - Extramedullary fixation | Plate accessories | Locking screw | Depuy Synthes | Locking Screw Stardrive D 2.7 mm (head LCP 2.4), self-tapping, length 9 mm, Titanium Alloy (TAN), sterile | 402.209TS | Standalone | DE0009153 | Patients requiring fracture fixation or orthopaedic corrective surgery
Orthopaedics | Trauma - Extramedullary fixation | Plate accessories | Locking screw | Depuy Synthes | Locking Screw Stardrive D 2.7 mm (head LCP 2.4), self-tapping, length 10 mm, Titanium Alloy (TAN), sterile | 402.210TS | Standalone | DE0009153 | Patients requiring fracture fixation or orthopaedic corrective surgery
Orthopaedics | Trauma - Extramedullary fixation | Plate accessories | Locking screw | Depuy Synthes | Locking Screw Stardrive D 2.7 mm (head LCP 2.4), self-tapping, length 11 mm, Titanium Alloy (TAN), sterile | 402.211TS | Standalone | DE0009153 | Patients requiring fracture fixation or orthopaedic corrective surgery
Orthopaedics | Trauma - Extramedullary fixation | Plate accessories | Locking screw | Depuy Synthes | Locking Screw Stardrive D 2.7 mm (head LCP 2.4), self-tapping, length 12 mm, Titanium Alloy (TAN), sterile | 402.212TS | Standalone | DE0009153 | Patients requiring fracture fixation or orthopaedic corrective surgery
Orthopaedics | Trauma - Extramedullary fixation | Plate accessories | Locking screw | Depuy Synthes | Locking Screw Stardrive D 2.7 mm (head LCP 2.4), self-tapping, length 13 mm, Titanium Alloy (TAN), sterile | 402.213TS | Standalone | DE0009153 | Patients requiring fracture fixation or orthopaedic corrective surgery
Orthopaedics | Trauma - Extramedullary fixation | Plate accessories | Locking screw | Depuy Synthes | Locking Screw Stardrive D 2.7 mm (head LCP 2.4), self-tapping, length 14 mm, Titanium Alloy (TAN), sterile | 402.214TS | Standalone | DE0009153 | Patients requiring fracture fixation or orthopaedic corrective surgery
Orthopaedics | Trauma - Extramedullary fixation | Plate accessories | Locking screw | Depuy Synthes | Locking Screw Stardrive D 2.7 mm (head LCP 2.4), self-tapping, length 16 mm, Titanium Alloy (TAN), sterile | 402.216TS | Standalone | DE0009153 | Patients requiring fracture fixation or orthopaedic corrective surgery
Orthopaedics | Trauma - Extramedullary fixation | Plate accessories | Locking screw | Depuy Synthes | Locking Screw Stardrive D 2.7 mm (head LCP 2.4), self-tapping, length 18 mm, Titanium Alloy (TAN), sterile | 402.218TS | Standalone | DE0009153 | Patients requiring fracture fixation or orthopaedic corrective surgery
Orthopaedics | Trauma - Extramedullary fixation | Plate accessories | Locking screw | Depuy Synthes | Locking Screw Stardrive D 2.7 mm (head LCP 2.4), self-tapping, length 20 mm, Titanium Alloy (TAN), sterile | 402.220TS | Standalone | DE0009153 | Patients requiring fracture fixation or orthopaedic corrective surgery
Orthopaedics | Trauma - Extramedullary fixation | Plate accessories | Locking screw | Depuy Synthes | Locking Screw Stardrive D 2.7 mm (head LCP 2.4), self-tapping, length 22 mm, Titanium Alloy (TAN), sterile | 402.222TS | Standalone | DE0009153 | Patients requiring fracture fixation or orthopaedic corrective surgery
Orthopaedics | Trauma - Extramedullary fixation | Plate accessories | Locking screw | Depuy Synthes | Locking Screw Stardrive D 2.7 mm (head LCP 2.4), self-tapping, length 24 mm, Titanium Alloy (TAN), sterile | 402.224TS | Standalone | DE0009153 | Patients requiring fracture fixation or orthopaedic corrective surgery
Orthopaedics | Trauma - Extramedullary fixation | Plate accessories | Locking screw | Depuy Synthes | Locking Screw Stardrive D 2.7 mm (head LCP 2.4), self-tapping, length 26 mm, Titanium Alloy (TAN), sterile | 402.226TS | Standalone | DE0009153 | Patients requiring fracture fixation or orthopaedic corrective surgery
Orthopaedics | Trauma - Extramedullary fixation | Plate accessories | Locking screw | Depuy Synthes | Locking Screw Stardrive D 2.7 mm (head LCP 2.4), self-tapping, length 28 mm, Titanium Alloy (TAN), sterile | 402.228TS | Standalone | DE0009153 | Patients requiring fracture fixation or orthopaedic corrective surgery
Orthopaedics | Trauma - Extramedullary fixation | Plate accessories | Locking screw | Depuy Synthes | Locking Screw Stardrive D 2.7 mm (head LCP 2.4), self-tapping, length 30 mm, Titanium Alloy (TAN), sterile | 402.230TS | Standalone | DE0009153 | Patients requiring fracture fixation or orthopaedic corrective surgery
Orthopaedics | Trauma - Extramedullary fixation | Plate accessories | Locking screw | Depuy Synthes | Locking Screw Stardrive D 2.7 mm (head LCP 2.4), self-tapping, length 32 mm, Titanium Alloy (TAN), sterile | 402.232TS | Standalone | DE0009153 | Patients requiring fracture fixation or orthopaedic corrective surgery
Orthopaedics | Trauma - Extramedullary fixation | Plate accessories | Locking screw | Depuy Synthes | Locking Screw Stardrive D 2.7 mm (head LCP 2.4), self-tapping, length 34 mm, Titanium Alloy (TAN), sterile | 402.234TS | Standalone | DE0009153 | Patients requiring fracture fixation or orthopaedic corrective surgery
Orthopaedics | Trauma - Extramedullary fixation | Plate accessories | Locking screw | Depuy Synthes | Locking Screw Stardrive D 2.7 mm (head LCP 2.4), self-tapping, length 36 mm, Titanium Alloy (TAN), sterile | 402.236TS | Standalone | DE0009153 | Patients requiring fracture fixation or orthopaedic corrective surgery
Orthopaedics | Trauma - Extramedullary fixation | Plate accessories | Locking screw | Depuy Synthes | Locking Screw Stardrive D 2.7 mm (head LCP 2.4), self-tapping, length 38 mm, Titanium Alloy (TAN), sterile | 402.238TS | Standalone | DE0009153 | Patients requiring fracture fixation or orthopaedic corrective surgery
Orthopaedics | Trauma - Extramedullary fixation | Plate accessories | Locking screw | Depuy Synthes | Locking Screw Stardrive D 2.7 mm (head LCP 2.4), self-tapping, length 40 mm, Titanium Alloy (TAN), sterile | 402.240TS | Standalone | DE0009153 | Patients requiring fracture fixation or orthopaedic corrective surgery
Orthopaedics | Trauma - Extramedullary fixation | Plate accessories | Locking screw | Depuy Synthes | Locking Screw Stardrive D 2.7 mm (head LCP 2.4), self-tapping, length 42 mm, Titanium Alloy (TAN), sterile | 402.242TS | Standalone | DE0009153 | Patients requiring fracture fixation or orthopaedic corrective surgery
Orthopaedics | Trauma - Extramedullary fixation | Plate accessories | Locking screw | Depuy Synthes | Locking Screw Stardrive D 2.7 mm (head LCP 2.4), self-tapping, length 44 mm, Titanium Alloy (TAN), sterile | 402.244TS | Standalone | DE0009153 | Patients requiring fracture fixation or orthopaedic corrective surgery
Orthopaedics | Trauma - Extramedullary fixation | Plate accessories | Locking screw | Depuy Synthes | Locking Screw Stardrive D 2.7 mm (head LCP 2.4), self-tapping, length 46 mm, Titanium Alloy (TAN), sterile | 402.246TS | Standalone | DE0009153 | Patients requiring fracture fixation or orthopaedic corrective surgery
Orthopaedics | Trauma - Extramedullary fixation | Plate accessories | Locking screw | Depuy Synthes | Locking Screw Stardrive D 2.7 mm (head LCP 2.4), self-tapping, length 48 mm, Titanium Alloy (TAN), sterile | 402.248TS | Standalone | DE0009153 | Patients requiring fracture fixation or orthopaedic corrective surgery
Orthopaedics | Trauma - Extramedullary fixation | Plate accessories | Locking screw | Depuy Synthes | Locking Screw Stardrive D 2.7 mm (head LCP 2.4), self-tapping, length 50 mm, Titanium Alloy (TAN), sterile | 402.250TS | Standalone | DE0009153 | Patients requiring fracture fixation or orthopaedic corrective surgery
Orthopaedics | Trauma - Extramedullary fixation | Plate accessories | Locking screw | Depuy Synthes | Locking Screw Stardrive D 2.7 mm (head LCP 2.4), self-tapping, length 55 mm, Titanium Alloy (TAN), sterile | 402.255TS | Standalone | DE0009153 | Patients requiring fracture fixation or orthopaedic corrective surgery
Orthopaedics | Trauma - Extramedullary fixation | Plate accessories | Locking screw | Depuy Synthes | Locking Screw Stardrive D 2.7 mm (head LCP 2.4), self-tapping, length 60 mm, Titanium Alloy (TAN), sterile | 402.260TS | Standalone | DE0009153 | Patients requiring fracture fixation or orthopaedic corrective surgery
Orthopaedics | Trauma - Extramedullary fixation | Plate accessories | Locking screw | Depuy Synthes | Locking Screw Stardrive D 3.5 mm, self-tapping, length 26 mm, Titanium Alloy (TAN), sterile | 412.109TS | Standalone | DE0009136 | Patients requiring fracture fixation or orthopaedic corrective surgery
Orthopaedics | Trauma - Extramedullary fixation | Plate accessories | Locking screw | Depuy Synthes | Locking Screw Stardrive D 3.5 mm, self-tapping, length 28 mm, Titanium Alloy (TAN), sterile | 412.110TS | Standalone | DE0009136 | Patients requiring fracture fixation or orthopaedic corrective surgery
Orthopaedics | Trauma - Extramedullary fixation | Plate accessories | Locking screw | Depuy Synthes | Locking Screw Stardrive D 3.5 mm, self-tapping, length 30 mm, Titanium Alloy (TAN), sterile | 412.111TS | Standalone | DE0009136 | Patients requiring fracture fixation or orthopaedic corrective surgery
Orthopaedics | Trauma - Extramedullary fixation | Plate accessories | Locking screw | Depuy Synthes | Locking Screw Stardrive D 3.5 mm, self-tapping, length 32 mm, Titanium Alloy (TAN), sterile | 412.112TS | Standalone | DE0009136 | Patients requiring fracture fixation or orthopaedic corrective surgery
Orthopaedics | Trauma - Extramedullary fixation | Plate accessories | Locking screw | Depuy Synthes | Locking Screw Stardrive D 3.5 mm, self-tapping, length 34 mm, Titanium Alloy (TAN), sterile | 412.113TS | Standalone | DE0009136 | Patients requiring fracture fixation or orthopaedic corrective surgery
Orthopaedics | Trauma - Extramedullary fixation | Plate accessories | Locking screw | Depuy Synthes | Locking Screw Stardrive D 3.5 mm, self-tapping, length 36 mm, Titanium Alloy (TAN), sterile | 412.115TS | Standalone | DE0009136 | Patients requiring fracture fixation or orthopaedic corrective surgery
Orthopaedics | Trauma - Extramedullary fixation | Plate accessories | Locking screw | Depuy Synthes | Locking Screw Stardrive D 3.5 mm, self-tapping, length 38 mm, Titanium Alloy (TAN), sterile | 412.116TS | Standalone | DE0009136 | Patients requiring fracture fixation or orthopaedic corrective surgery
Orthopaedics | Trauma - Extramedullary fixation | Plate accessories | Locking screw | Depuy Synthes | Locking Screw Stardrive D 3.5 mm, self-tapping, length 40 mm, Titanium Alloy (TAN), sterile | 412.117TS | Standalone | DE0009136 | Patients requiring fracture fixation or orthopaedic corrective surgery
Orthopaedics | Trauma - Extramedullary fixation | Plate accessories | Locking screw | Depuy Synthes | Locking Screw Stardrive D 3.5 mm, self-tapping, length 42 mm, Titanium Alloy (TAN), sterile | 412.118TS | Standalone | DE0009136 | Patients requiring fracture fixation or orthopaedic corrective surgery
Orthopaedics | Trauma - Extramedullary fixation | Plate accessories | Locking screw | Depuy Synthes | Locking Screw Stardrive D 3.5 mm, self-tapping, length 48 mm, Titanium Alloy (TAN), sterile | 412.120TS | Standalone | DE0009136 | Patients requiring fracture fixation or orthopaedic corrective surgery
Orthopaedics | Trauma - Extramedullary fixation | Plate accessories | Locking screw | Depuy Synthes | Locking Screw Stardrive D 3.5 mm, self-tapping, length 50 mm, Titanium Alloy (TAN), sterile | 412.121TS | Standalone | DE0009136 | Patients requiring fracture fixation or orthopaedic corrective surgery
Orthopaedics | Trauma - Extramedullary fixation | Plate accessories | Locking screw | Depuy Synthes | Locking Screw Stardrive D 3.5 mm, self-tapping, length 52 mm, Titanium Alloy (TAN), sterile | 412.122TS | Standalone | DE0009136 | Patients requiring fracture fixation or orthopaedic corrective surgery
Orthopaedics | Trauma - Extramedullary fixation | Plate accessories | Locking screw | Depuy Synthes | Locking Screw Stardrive D 3.5 mm, self-tapping, length 60 mm, Titanium Alloy (TAN), sterile | 412.124TS | Standalone | DE0009136 | Patients requiring fracture fixation or orthopaedic corrective surgery
Orthopaedics | Trauma - Extramedullary fixation | Plate accessories | Locking screw | Depuy Synthes | Locking Screw Stardrive D 3.5 mm, self-tapping, length 44 mm, Titanium Alloy (TAN), sterile | 412.134TS | Standalone | DE0009136 | Patients requiring fracture fixation or orthopaedic corrective surgery
Orthopaedics | Trauma - Extramedullary fixation | Plate accessories | Locking screw | Depuy Synthes | Locking Screw Stardrive D 3.5 mm, self-tapping, length 46 mm, Titanium Alloy (TAN), sterile | 412.136TS | Standalone | DE0009136 | Patients requiring fracture fixation or orthopaedic corrective surgery
Orthopaedics | Trauma - Extramedullary fixation | Plate accessories | Locking screw | Depuy Synthes | Lock. Screw Stardrive, D 5.0mm, L 14mm | 412.201S | Standalone | DE0502416 | Patients requiring fracture fixation or orthopaedic corrective surgery
Orthopaedics | Trauma - Extramedullary fixation | Plate accessories | Locking screw | Depuy Synthes | Lock. Screw Stardrive, D 5.0mm, L 16mm | 412.202S | Standalone | DE0502416 | Patients requiring fracture fixation or orthopaedic corrective surgery
Orthopaedics | Trauma - Extramedullary fixation | Plate accessories | Locking screw | Depuy Synthes | Lock. Screw Stardrive, D 5.0mm, L 18mm | 412.203S | Standalone | DE0502416 | Patients requiring fracture fixation or orthopaedic corrective surgery
Orthopaedics | Trauma - Extramedullary fixation | Plate accessories | Locking screw | Depuy Synthes | Lock. Screw Stardrive, D 5.0mm, L 20mm | 412.204S | Standalone | DE0502416 | Patients requiring fracture fixation or orthopaedic corrective surgery
Orthopaedics | Trauma - Extramedullary fixation | Plate accessories | Locking screw | Depuy Synthes | Lock. Screw Stardrive, D 5.0mm, L 22mm | 412.205S | Standalone | DE0502416 | Patients requiring fracture fixation or orthopaedic corrective surgery
Orthopaedics | Trauma - Extramedullary fixation | Plate accessories | Locking screw | Depuy Synthes | Lock. Screw Stardrive, D 5.0mm, L 24mm | 412.206S | Standalone | DE0502416 | Patients requiring fracture fixation or orthopaedic corrective surgery
Orthopaedics | Trauma - Extramedullary fixation | Plate accessories | Locking screw | Depuy Synthes | Lock. Screw Stardrive, D 5.0mm, L 26mm | 412.207S | Standalone | DE0502416 | Patients requiring fracture fixation or orthopaedic corrective surgery
Orthopaedics | Trauma - Extramedullary fixation | Plate accessories | Locking screw | Depuy Synthes | Lock. Screw Stardrive, D 5.0mm, L 28mm | 412.208S | Standalone | DE0502416 | Patients requiring fracture fixation or orthopaedic corrective surgery
Orthopaedics | Trauma - Extramedullary fixation | Plate accessories | Locking screw | Depuy Synthes | Lock. Screw Stardrive, D 5.0mm, L 30mm | 412.209S | Standalone | DE0502416 | Patients requiring fracture fixation or orthopaedic corrective surgery
Orthopaedics | Trauma - Extramedullary fixation | Plate accessories | Locking screw | Depuy Synthes | Lock. Screw Stardrive, D 5.0mm, L 32mm | 412.210S | Standalone | DE0502416 | Patients requiring fracture fixation or orthopaedic corrective surgery
Orthopaedics | Trauma - Extramedullary fixation | Plate accessories | Locking screw | Depuy Synthes | Lock. Screw Stardrive, D 5.0mm, L 1034.17Dm | 412.211S | Standalone | DE0502416 | Patients requiring fracture fixation or orthopaedic corrective surgery
Orthopaedics | Trauma - Extramedullary fixation | Plate accessories | Locking screw | Depuy Synthes | Lock. Screw Stardrive, D 5.0mm, L 36mm | 412.212S | Standalone | DE0502416 | Patients requiring fracture fixation or orthopaedic corrective surgery
Orthopaedics | Trauma - Extramedullary fixation | Plate accessories | Locking screw | Depuy Synthes | Lock. Screw Stardrive, D 5.0mm, L 38mm | 412.213S | Standalone | DE0502416 | Patients requiring fracture fixation or orthopaedic corrective surgery
Orthopaedics | Trauma - Extramedullary fixation | Plate accessories | Locking screw | Depuy Synthes | Lock. Screw Stardrive, D 5.0mm, L 40mm | 412.214S | Standalone | DE0502416 | Patients requiring fracture fixation or orthopaedic corrective surgery
Orthopaedics | Trauma - Extramedullary fixation | Plate accessories | Locking screw | Depuy Synthes | Lock. Screw Stardrive, D 5.0mm, L 42mm | 412.215S | Standalone | DE0502416 | Patients requiring fracture fixation or orthopaedic corrective surgery
Orthopaedics | Trauma - Extramedullary fixation | Plate accessories | Locking screw | Depuy Synthes | Lock. Screw Stardrive, D 5.0mm, L 44mm | 412.216S | Standalone | DE0502416 | Patients requiring fracture fixation or orthopaedic corrective surgery
Orthopaedics | Trauma - Extramedullary fixation | Plate accessories | Locking screw | Depuy Synthes | Lock. Screw Stardrive, D 5.0mm, L 46mm | 412.217S | Standalone | DE0502416 | Patients requiring fracture fixation or orthopaedic corrective surgery
Orthopaedics | Trauma - Extramedullary fixation | Plate accessories | Locking screw | Depuy Synthes | Lock. Screw Stardrive, D 5.0mm, L 48mm | 412.218S | Standalone | DE0502416 | Patients requiring fracture fixation or orthopaedic corrective surgery
Orthopaedics | Trauma - Extramedullary fixation | Plate accessories | Locking screw | Depuy Synthes | Lock. Screw Stardrive, D 5.0mm, L 50mm | 412.219S | Standalone | DE0502416 | Patients requiring fracture fixation or orthopaedic corrective surgery
Orthopaedics | Trauma - Extramedullary fixation | Plate accessories | Locking screw | Depuy Synthes | Lock. Screw Stardrive, D 5.0mm, L 55mm | 412.220S | Standalone | DE0502416 | Patients requiring fracture fixation or orthopaedic corrective surgery
Orthopaedics | Trauma - Extramedullary fixation | Plate accessories | Locking screw | Depuy Synthes | Lock. Screw Stardrive, D 5.0mm, L 60mm | 412.221S | Standalone | DE0502416 | Patients requiring fracture fixation or orthopaedic corrective surgery
Orthopaedics | Trauma - Extramedullary fixation | Plate accessories | Locking screw | Depuy Synthes | Lock. Screw Stardrive, D 5.0mm, L 65mm | 412.222S | Standalone | DE0502416 | Patients requiring fracture fixation or orthopaedic corrective surgery
Orthopaedics | Trauma - Extramedullary fixation | Plate accessories | Locking screw | Depuy Synthes | Lock. Screw Stardrive, D 5.0mm, L 70mm | 412.223S | Standalone | DE0502416 | Patients requiring fracture fixation or orthopaedic corrective surgery
Orthopaedics | Trauma - Extramedullary fixation | Plate accessories | Locking screw | Depuy Synthes | Lock. Screw Stardrive, D 5.0mm, L 75mm | 412.224S | Standalone | DE0502416 | Patients requiring fracture fixation or orthopaedic corrective surgery
Orthopaedics | Trauma - Extramedullary fixation | Plate accessories | Locking screw | Depuy Synthes | Lock. Screw Stardrive, D 5.0mm, L 80mm | 412.225S | Standalone | DE0502416 | Patients requiring fracture fixation or orthopaedic corrective surgery
Orthopaedics | Trauma - Extramedullary fixation | Plate accessories | Locking screw | Depuy Synthes | Lock. Screw Stardrive, D 5.0mm, L 85mm | 412.226S | Standalone | DE0502416 | Patients requiring fracture fixation or orthopaedic corrective surgery
Orthopaedics | Trauma - Extramedullary fixation | Plate accessories | Locking screw | Depuy Synthes | Lock. Screw Stardrive, D 5.0mm, L 90mm | 412.227S | Standalone | DE0502416 | Patients requiring fracture fixation or orthopaedic corrective surgery
Orthopaedics | Trauma - Extramedullary fixation | Plate accessories | Locking screw | Depuy Synthes | Locking Screw Stardrive D 2.4 mm, self-tapping, length 6 mm, Titanium Alloy (TAN), sterile | 412.806TS | Standalone | DE0009153 | Patients requiring fracture fixation or orthopaedic corrective surgery
Orthopaedics | Trauma - Extramedullary fixation | Plate accessories | Locking screw | Depuy Synthes | Locking Screw Stardrive D 2.4 mm, self-tapping, length 7 mm, Titanium Alloy (TAN), sterile | 412.807TS | Standalone | DE0009153 | Patients requiring fracture fixation or orthopaedic corrective surgery
Orthopaedics | Trauma - Extramedullary fixation | Plate accessories | Locking screw | Depuy Synthes | Locking Screw Stardrive D 2.4 mm, self-tapping, length 8 mm, Titanium Alloy (TAN), sterile | 412.808TS | Standalone | DE0009153 | Patients requiring fracture fixation or orthopaedic corrective surgery
Orthopaedics | Trauma - Extramedullary fixation | Plate accessories | Locking screw | Depuy Synthes | Locking Screw Stardrive D 2.4 mm, self-tapping, length 9 mm, Titanium Alloy (TAN), sterile | 412.809TS | Standalone | DE0009153 | Patients requiring fracture fixation or orthopaedic corrective surgery
Orthopaedics | Trauma - Extramedullary fixation | Plate accessories | Locking screw | Depuy Synthes | Locking Screw Stardrive D 2.4 mm, self-tapping, length 10 mm, Titanium Alloy (TAN), sterile | 412.810TS | Standalone | DE0009153 | Patients requiring fracture fixation or orthopaedic corrective surgery
Orthopaedics | Trauma - Extramedullary fixation | Plate accessories | Locking screw | Depuy Synthes | Locking Screw Stardrive D 2.4 mm, self-tapping, length 11 mm, Titanium Alloy (TAN), sterile | 412.811TS | Standalone | DE0009153 | Patients requiring fracture fixation or orthopaedic corrective surgery
Orthopaedics | Trauma - Extramedullary fixation | Plate accessories | Locking screw | Depuy Synthes | Locking Screw Stardrive D 2.4 mm, self-tapping, length 12 mm, Titanium Alloy (TAN), sterile | 412.812TS | Standalone | DE0009153 | Patients requiring fracture fixation or orthopaedic corrective surgery
Orthopaedics | Trauma - Extramedullary fixation | Plate accessories | Locking screw | Depuy Synthes | Locking Screw Stardrive D 2.4 mm, self-tapping, length 13 mm, Titanium Alloy (TAN), sterile | 412.813TS | Standalone | DE0009153 | Patients requiring fracture fixation or orthopaedic corrective surgery
Orthopaedics | Trauma - Extramedullary fixation | Plate accessories | Locking screw | Depuy Synthes | Locking Screw Stardrive D 2.4 mm, self-tapping, length 14 mm, Titanium Alloy (TAN), sterile | 412.814TS | Standalone | DE0009153 | Patients requiring fracture fixation or orthopaedic corrective surgery
Orthopaedics | Trauma - Extramedullary fixation | Plate accessories | Locking screw | Depuy Synthes | Locking Screw Stardrive D 2.4 mm, self-tapping, length 16 mm, Titanium Alloy (TAN), sterile | 412.816TS | Standalone | DE0009153 | Patients requiring fracture fixation or orthopaedic corrective surgery
Orthopaedics | Trauma - Extramedullary fixation | Plate accessories | Locking screw | Depuy Synthes | Locking Screw Stardrive D 2.4 mm, self-tapping, length 18 mm, Titanium Alloy (TAN), sterile | 412.818TS | Standalone | DE0009153 | Patients requiring fracture fixation or orthopaedic corrective surgery
Orthopaedics | Trauma - Extramedullary fixation | Plate accessories | Locking screw | Depuy Synthes | Locking Screw Stardrive D 2.4 mm, self-tapping, length 20 mm, Titanium Alloy (TAN), sterile | 412.820TS | Standalone | DE0009153 | Patients requiring fracture fixation or orthopaedic corrective surgery
Orthopaedics | Trauma - Extramedullary fixation | Plate accessories | Locking screw | Depuy Synthes | Locking Screw Stardrive D 2.4 mm, self-tapping, length 22 mm, Titanium Alloy (TAN), sterile | 412.822TS | Standalone | DE0009153 | Patients requiring fracture fixation or orthopaedic corrective surgery
Orthopaedics | Trauma - Extramedullary fixation | Plate accessories | Locking screw | Depuy Synthes | Locking Screw Stardrive D 2.4 mm, self-tapping, length 24 mm, Titanium Alloy (TAN), sterile | 412.824TS | Standalone | DE0009153 | Patients requiring fracture fixation or orthopaedic corrective surgery
Orthopaedics | Trauma - Extramedullary fixation | Plate accessories | Locking screw | Depuy Synthes | Locking Screw Stardrive D 2.4 mm, self-tapping, length 26 mm, Titanium Alloy (TAN), sterile | 412.826TS | Standalone | DE0009153 | Patients requiring fracture fixation or orthopaedic corrective surgery
Orthopaedics | Trauma - Extramedullary fixation | Plate accessories | Locking screw | Depuy Synthes | Locking Screw Stardrive D 2.4 mm, self-tapping, length 28 mm, Titanium Alloy (TAN), sterile | 412.828TS | Standalone | DE0009153 | Patients requiring fracture fixation or orthopaedic corrective surgery
Orthopaedics | Trauma - Extramedullary fixation | Plate accessories | Locking screw | Depuy Synthes | Locking Screw Stardrive D 2.4 mm, self-tapping, length 30 mm, Titanium Alloy (TAN), sterile | 412.830TS | Standalone | DE0009153 | Patients requiring fracture fixation or orthopaedic corrective surgery
Orthopaedics | Trauma - Extramedullary fixation | Plate accessories | Locking screw | Depuy Synthes | Locking Screw D 3.5mm, L 26mm Sterile | 413.026S | Standalone | DE0005971 | Patients requiring fracture fixation or orthopaedic corrective surgery
Orthopaedics | Trauma - Extramedullary fixation | Plate accessories | Locking screw | Depuy Synthes | Locking Screw D 3.5mm, L 28mm Sterile | 413.028S | Standalone | DE0005971 | Patients requiring fracture fixation or orthopaedic corrective surgery
Orthopaedics | Trauma - Extramedullary fixation | Plate accessories | Locking screw | Depuy Synthes | Locking Screw D 3.5mm, L 30mm | 413.030S | Standalone | DE0009136 | Patients requiring fracture fixation or orthopaedic corrective surgery
Orthopaedics | Trauma - Extramedullary fixation | Plate accessories | Locking screw | Depuy Synthes | Locking Screw D 3.5mm, L 32mm Sterile | 413.032S | Standalone | DE0009136 | Patients requiring fracture fixation or orthopaedic corrective surgery
Orthopaedics | Trauma - Extramedullary fixation | Plate accessories | Locking screw | Depuy Synthes | Locking Screw D 3.5mm, L 34mm | 413.034S | Standalone | DE0009136 | Patients requiring fracture fixation or orthopaedic corrective surgery
Orthopaedics | Trauma - Extramedullary fixation | Plate accessories | Locking screw | Depuy Synthes | Locking Screw D 3.5mm, L 35mm Sterile | 413.035S | Standalone | DE0009136 | Patients requiring fracture fixation or orthopaedic corrective surgery
Orthopaedics | Trauma - Extramedullary fixation | Plate accessories | Locking screw | Depuy Synthes | Locking Screw D 3.5mm, L 36mm Sterile | 413.036S | Standalone | DE0009136 | Patients requiring fracture fixation or orthopaedic corrective surgery
Orthopaedics | Trauma - Extramedullary fixation | Plate accessories | Locking screw | Depuy Synthes | Locking Screw D 3.5mm, L 38mm Sterile | 413.038S | Standalone | DE0009136 | Patients requiring fracture fixation or orthopaedic corrective surgery
Orthopaedics | Trauma - Extramedullary fixation | Plate accessories | Locking screw | Depuy Synthes | Locking Screw D 3.5mm, L 40mm Sterile | 413.040S | Standalone | DE0009136 | Patients requiring fracture fixation or orthopaedic corrective surgery
Orthopaedics | Trauma - Extramedullary fixation | Plate accessories | Locking screw | Depuy Synthes | Locking Screw D 3.5mm, L 42mm Sterile | 413.042S | Standalone | DE0009136 | Patients requiring fracture fixation or orthopaedic corrective surgery
Orthopaedics | Trauma - Extramedullary fixation | Plate accessories | Locking screw | Depuy Synthes | Locking Screw D 3.5mm, L 44mm Sterile | 413.044S | Standalone | DE0009136 | Patients requiring fracture fixation or orthopaedic corrective surgery
Orthopaedics | Trauma - Extramedullary fixation | Plate accessories | Locking screw | Depuy Synthes | Locking Screw D 3.5mm, L 45mm Sterile | 413.045S | Standalone | DE0009136 | Patients requiring fracture fixation or orthopaedic corrective surgery
Orthopaedics | Trauma - Extramedullary fixation | Plate accessories | Locking screw | Depuy Synthes | Locking Screw D 3.5mm, L 46mm sterile | 413.046S | Standalone | DE0009136 | Patients requiring fracture fixation or orthopaedic corrective surgery
Orthopaedics | Trauma - Extramedullary fixation | Plate accessories | Locking screw | Depuy Synthes | Locking Screw D 3.5mm, L 48mm Sterile | 413.048S | Standalone | DE0009136 | Patients requiring fracture fixation or orthopaedic corrective surgery
Orthopaedics | Trauma - Extramedullary fixation | Plate accessories | Locking screw | Depuy Synthes | Locking Screw D 3.5mm, L 50mm Sterile | 413.050S | Standalone | DE0009136 | Patients requiring fracture fixation or orthopaedic corrective surgery
Orthopaedics | Trauma - Extramedullary fixation | Plate accessories | Locking screw | Depuy Synthes | Locking Screw D 3.5mm, L 52mm Sterile | 413.052S | Standalone | DE0009136 | Patients requiring fracture fixation or orthopaedic corrective surgery
Orthopaedics | Trauma - Extramedullary fixation | Plate accessories | Locking screw | Depuy Synthes | Locking Screw D 3.5mm, self-tapping, L 54mm | 413.054S | Standalone | DE0009136 | Patients requiring fracture fixation or orthopaedic corrective surgery
Orthopaedics | Trauma - Extramedullary fixation | Plate accessories | Locking screw | Depuy Synthes | Locking Screw D 3.5mm, L 55mm sterile | 413.055S | Standalone | DE0009136 | Patients requiring fracture fixation or orthopaedic corrective surgery
Orthopaedics | Trauma - Extramedullary fixation | Plate accessories | Locking screw | Depuy Synthes | Locking Screw D 3.5mm, self-tapping, L 56mm | 413.056S | Standalone | DE0009136 | Patients requiring fracture fixation or orthopaedic corrective surgery
Orthopaedics | Trauma - Extramedullary fixation | Plate accessories | Locking screw | Depuy Synthes | Locking Screw D 3.5mm, L 58mm Sterile | 413.058S | Standalone | DE0009136 | Patients requiring fracture fixation or orthopaedic corrective surgery
Orthopaedics | Trauma - Extramedullary fixation | Plate accessories | Locking screw | Depuy Synthes | Locking Screw D 3.5mm, L 60mm | 413.060S | Standalone | DE0009136 | Patients requiring fracture fixation or orthopaedic corrective surgery
Orthopaedics | Trauma - Extramedullary fixation | Locking/combination plate | Locking/combination plate - Tibia | Depuy Synthes | TomoFix Tibia Head Plate, Anatomical Medial Proximal Right 4 holes | 440.837S | Standalone | DE0007006 | Patients requiring fracture fixation or orthopaedic corrective surgery
Orthopaedics | Trauma - Extramedullary fixation | Locking/combination plate | Locking/combination plate - Tibia | Depuy Synthes | TomoFix Tibia Head Plate, Anatomical Medial Proximal Right 4 holes, Sterile | 440.838S | Standalone | DE0007006 | Patients requiring fracture fixation or orthopaedic corrective surgery
Orthopaedics | Trauma - Extramedullary fixation | Locking/combination plate | Locking/combination plate - Tibia | Depuy Synthes | TomoFix Tibial Head Plate, lateral, proximal, right, 3 holes, Titanium Alloy (TAN), sterile | 440.843S | Standalone | DE0007006 | Patients requiring fracture fixation or orthopaedic corrective surgery
Orthopaedics | Trauma - Extramedullary fixation | Locking/combination plate | Locking/combination plate - Tibia | Depuy Synthes | TomoFix Tibial Head Plate, lateral, proximal, left, 3 holes, Titanium Alloy (TAN), sterile | 440.853S | Standalone | DE0007006 | Patients requiring fracture fixation or orthopaedic corrective surgery
Orthopaedics | Other - Fixation | Staple | Memory staple | Depuy Synthes | BME ELITE Implant-Kit 15x15 mm, 2 Legs | EL-1515S2 | Standalone | DE0508767 | Patients requiring fracture fixation or orthopaedic corrective surgery
Orthopaedics | Other - Fixation | Staple | Memory staple | Depuy Synthes | BME ELITE Implant-Kit 18x15 2 Legs | EL-1815S2 | Standalone | DE0508767 | Patients requiring fracture fixation or orthopaedic corrective surgery
Orthopaedics | Other - Fixation | Staple | Memory staple | Depuy Synthes | BME ELITE Implant-Kit 18x15 mm, 2 Legs | EL-1818S2 | Standalone | DE0508767 | Patients requiring fracture fixation or orthopaedic corrective surgery
Orthopaedics | Other - Fixation | Staple | Memory staple | Depuy Synthes | BME ELITE Y Implant-Kit 20x15x7 mm, 3 Legs | EL-201507Y3 | Standalone | DE0508767 | Patients requiring fracture fixation or orthopaedic corrective surgery
Orthopaedics | Other - Fixation | Staple | Memory staple | Depuy Synthes | BME ELITE Implant-Kit 20x15 mm, 2 Legs | EL-2015S2 | Standalone | DE0508767 | Patients requiring fracture fixation or orthopaedic corrective surgery
Orthopaedics | Other - Fixation | Staple | Memory staple | Depuy Synthes | BME ELITE Y Implant-Kit 20x20x7 mm, 3 Legs | EL-202007Y3 | Standalone | DE0508767 | Patients requiring fracture fixation or orthopaedic corrective surgery
Orthopaedics | Other - Fixation | Staple | Memory staple | Depuy Synthes | BME ELITE Implant-Kit 20x20 mm, 2 Legs | EL-2020S2 | Standalone | DE0508767 | Patients requiring fracture fixation or orthopaedic corrective surgery
Orthopaedics | Other - Fixation | Staple | Memory staple | Depuy Synthes | BME ELITE Y Implant-Kit 25x15x7 mm, 4 Legs | EL-251507Y4 | Standalone | DE0508767 | Patients requiring fracture fixation or orthopaedic corrective surgery
Orthopaedics | Other - Fixation | Staple | Memory staple | Depuy Synthes | BME ELITE Y Implant-Kit 25x20x7 mm, 4 Legs | EL-252007Y4 | Standalone | DE0508767 | Patients requiring fracture fixation or orthopaedic corrective surgery
Orthopaedics | Other - Fixation | Staple | Memory staple | Depuy Synthes | BME ELITE Implant-Kit 25x20 mm, 2 Legs | EL-2520S2 | Standalone | DE0508767 | Patients requiring fracture fixation or orthopaedic corrective surgery
Orthopaedics | Other - Fixation | Staple | Memory staple | Depuy Synthes | BME ELITE Implant-Kit 25x20 mm, 4 Legs | EL-2520S4 | Standalone | DE0508767 | Patients requiring fracture fixation or orthopaedic corrective surgery
Orthopaedics | Other - Fixation | Staple | Memory staple | Depuy Synthes | BME ELITE Y Implant-Kit 30x15x7 mm, 4 Legs | EL-301507Y4 | Standalone | DE0508767 | Patients requiring fracture fixation or orthopaedic corrective surgery
Orthopaedics | Other - Fixation | Staple | Memory staple | Depuy Synthes | BME ELITE Y Implant-Kit 30x20x7 mm, 4 Legs | EL-302007Y4 | Standalone | DE0508767 | Patients requiring fracture fixation or orthopaedic corrective surgery
Orthopaedics | Other - Fixation | Staple | Memory staple | Depuy Synthes | BME ELITE Implant-Kit 30x20 mm, 4 Legs | EL-3020S4 | Standalone | DE0508767 | Patients requiring fracture fixation or orthopaedic corrective surgery
Orthopaedics | Other - Fixation | Staple | Memory staple | Depuy Synthes | BME SPEED Implant-Kit 9x7 mm | SE-0907 | Standalone | DE0508767 | Patients requiring fracture fixation or orthopaedic corrective surgery
Orthopaedics | Other - Fixation | Staple | Memory staple | Depuy Synthes | BME SPEED Implant-Kit 9x10 mm | SE-0910 | Standalone | DE0508767 | Patients requiring fracture fixation or orthopaedic corrective surgery
Orthopaedics | Other - Fixation | Staple | Memory staple | Depuy Synthes | SPEEDARC Implant-Kit 9x12*10 mm | SE-091210A | Standalone | DE0508766 | Patients requiring fracture fixation or orthopaedic corrective surgery
Orthopaedics | Other - Fixation | Staple | Memory staple | Depuy Synthes | BME SPEED Implant-Kit 11x10 mm | SE-1110 | Standalone | DE0508767 | Patients requiring fracture fixation or orthopaedic corrective surgery
Orthopaedics | Other - Fixation | Staple | Memory staple | Depuy Synthes | SPEEDARC Implant-Kit 11x12x10 mm | SE-111210A | Standalone | DE0508766 | Patients requiring fracture fixation or orthopaedic corrective surgery
Orthopaedics | Other - Fixation | Staple | Memory staple | Depuy Synthes | SPEEDARC Implant-Kit 11x15x12 mm | SE-111512A | Standalone | DE0508766 | Patients requiring fracture fixation or orthopaedic corrective surgery
Orthopaedics | Other - Fixation | Staple | Memory staple | Depuy Synthes | BME SPEED Implant-Kit 11x15x13 mm | SE-111513 | Standalone | DE0508767 | Patients requiring fracture fixation or orthopaedic corrective surgery
Orthopaedics | Other - Fixation | Staple | Memory staple | Depuy Synthes | BME SPEED Implant-Kit 13x8 mm | SE-1308 | Standalone | DE0508767 | Patients requiring fracture fixation or orthopaedic corrective surgery
Orthopaedics | Other - Fixation | Staple | Memory staple | Depuy Synthes | BME SPEED Implant-Kit 13x10 mm | SE-1310 | Standalone | DE0508767 | Patients requiring fracture fixation or orthopaedic corrective surgery
Orthopaedics | Other - Fixation | Staple | Memory staple | Depuy Synthes | BME SPEED Implant-Kit 13x15x13 mm | SE-131513 | Standalone | DE0508767 | Patients requiring fracture fixation or orthopaedic corrective surgery
Orthopaedics | Other - Fixation | Staple | Memory staple | Depuy Synthes | BME SPEED Implant-Kit 15x12 mm | SE-1512 | Standalone | DE0508767 | Patients requiring fracture fixation or orthopaedic corrective surgery
Orthopaedics | Other - Fixation | Staple | Memory staple | Depuy Synthes | SPEEDSHIFT Implant-Kit 15x20 mm, Offset 6 mm | SE-1520-06 | Standalone | DE0508764 | Patients requiring fracture fixation or orthopaedic corrective surgery
Orthopaedics | Other - Fixation | Staple | Memory staple | Depuy Synthes | SPEEDSHIFT Implant-Kit 15x20 mm, Offset 8 mm | SE-1520-08 | Standalone | DE0508764 | Patients requiring fracture fixation or orthopaedic corrective surgery
Orthopaedics | Other - Fixation | Staple | Memory staple | Depuy Synthes | SPEEDSHIFT Implant-Kit 15x20 mm, Offset 10 mm | SE-1520-10 | Standalone | DE0508764 | Patients requiring fracture fixation or orthopaedic corrective surgery
Orthopaedics | Other - Fixation | Staple | Memory staple | Depuy Synthes | SPEEDSHIFT Implant-Kit 20x20 mm, Offset 6 mm | SE-2020-06 | Standalone | DE0508764 | Patients requiring fracture fixation or orthopaedic corrective surgery
Orthopaedics | Other - Fixation | Staple | Memory staple | Depuy Synthes | SPEEDSHIFT Implant-Kit 20x20 mm, Offset 8 mm | SE-2020-08 | Standalone | DE0508764 | Patients requiring fracture fixation or orthopaedic corrective surgery
Orthopaedics | Other - Fixation | Staple | Memory staple | Depuy Synthes | SPEEDSHIFT Implant-Kit 20x20 mm, Offset 10 mm | SE-2020-10 | Standalone | DE0508764 | Patients requiring fracture fixation or orthopaedic corrective surgery
Orthopaedics | Trauma - Extramedullary fixation | Locking/combination plate | Locking/combination plate - Foot/ankle | Biomet Trauma | MIS LK CALC PLT SM EXTD 2H LT | 110008269 | Standalone | DE0501670 | Patients requiring fracture fixation or orthopaedic corrective surgery
Orthopaedics | Trauma - Extramedullary fixation | Locking/combination plate | Locking/combination plate - Foot/ankle | Biomet Trauma | MIS LK CALC PLT SM EXTD 2H RT | 110008271 | Standalone | DE0503410 | Patients requiring fracture fixation or orthopaedic corrective surgery
Orthopaedics | Trauma - Extramedullary fixation | Locking/combination plate | Locking/combination plate - Foot/ankle | Biomet Trauma | MIS LK CALC PLT LG EXTD 2H LT | 110008273 | Standalone | DE0501670 | Patients requiring fracture fixation or orthopaedic corrective surgery
Orthopaedics | Trauma - Extramedullary fixation | Locking/combination plate | Locking/combination plate - Foot/ankle | Biomet Trauma | MIS LK CALC PLT LG EXTD 2H RT | 110008275 | Standalone | DE0503410 | Patients requiring fracture fixation or orthopaedic corrective surgery
Orthopaedics | Trauma - Extramedullary fixation | Locking/combination plate | Locking/combination plate - Foot/ankle | Biomet Trauma | MIS LK CALC PLT LG EXTD 3H LT | 110008277 | Standalone | DE0501670 | Patients requiring fracture fixation or orthopaedic corrective surgery
Orthopaedics | Trauma - Extramedullary fixation | Locking/combination plate | Locking/combination plate - Foot/ankle | Biomet Trauma | MIS LK CALC PLT LG EXTD 3H RT | 110008279 | Standalone | DE0503410 | Patients requiring fracture fixation or orthopaedic corrective surgery
Orthopaedics | Trauma - Extramedullary fixation | Locking/combination plate | Locking/combination plate - Foot/ankle | Biomet Trauma | MIS LOCK CALC PLT SM LT | 110008281 | Standalone | DE0501670 | Patients requiring fracture fixation or orthopaedic corrective surgery
Orthopaedics | Trauma - Extramedullary fixation | Locking/combination plate | Locking/combination plate - Foot/ankle | Biomet Trauma | MIS LOCK CALC PLT SM RT | 110008283 | Standalone | DE0503410 | Patients requiring fracture fixation or orthopaedic corrective surgery
Orthopaedics | Trauma - Extramedullary fixation | Locking/combination plate | Locking/combination plate - Foot/ankle | Biomet Trauma | MIS LOCK CALC PLT LG LT | 110008285 | Standalone | DE0501670 | Patients requiring fracture fixation or orthopaedic corrective surgery
Orthopaedics | Trauma - Extramedullary fixation | Locking/combination plate | Locking/combination plate - Foot/ankle | Biomet Trauma | MIS LOCK CALC PLT LG RT | 110008287 | Standalone | DE0503410 | Patients requiring fracture fixation or orthopaedic corrective surgery
Orthopaedics | Trauma - Extramedullary fixation | Plate accessories | Non-locking screw | Biomet Trauma | A.L.P.S. T15 Low Profile Cortical Screw, 3.5mm x 10mm | 110017710 | Standalone | DE0505476 | Patients requiring fracture fixation or orthopaedic corrective surgery
Orthopaedics | Trauma - Extramedullary fixation | Plate accessories | Non-locking screw | Biomet Trauma | A.L.P.S. T15 Low Profile Cortical Screw, 3.5mm x 12mm | 110017712 | Standalone | DE0505476 | Patients requiring fracture fixation or orthopaedic corrective surgery
Orthopaedics | Trauma - Extramedullary fixation | Plate accessories | Non-locking screw | Biomet Trauma | A.L.P.S. T15 Low Profile Cortical Screw, 3.5mm x 14mm | 110017714 | Standalone | DE0505476 | Patients requiring fracture fixation or orthopaedic corrective surgery
Orthopaedics | Trauma - Extramedullary fixation | Plate accessories | Non-locking screw | Biomet Trauma | A.L.P.S. T15 Low Profile Cortical Screw, 3.5mm x 16mm | 110017716 | Standalone | DE0505476 | Patients requiring fracture fixation or orthopaedic corrective surgery
Orthopaedics | Trauma - Extramedullary fixation | Plate accessories | Non-locking screw | Biomet Trauma | A.L.P.S. T15 Low Profile Cortical Screw, 3.5mm x 18mm | 110017718 | Standalone | DE0505476 | Patients requiring fracture fixation or orthopaedic corrective surgery
Orthopaedics | Trauma - Extramedullary fixation | Plate accessories | Non-locking screw | Biomet Trauma | SCREW T15 LP CORT 3.5X20MM NS | 110017720 | Standalone | DE0504295 | Patients requiring fracture fixation or orthopaedic corrective surgery
Orthopaedics | Trauma - Extramedullary fixation | Plate accessories | Non-locking screw | Biomet Trauma | SCREW T15 LP CORT 3.5X22MM NS | 110017722 | Standalone | DE0504295 | Patients requiring fracture fixation or orthopaedic corrective surgery
Orthopaedics | Trauma - Extramedullary fixation | Plate accessories | Non-locking screw | Biomet Trauma | SCREW T15 LP CORT 3.5X24MM NS | 110017724 | Standalone | DE0504295 | Patients requiring fracture fixation or orthopaedic corrective surgery
Orthopaedics | Trauma - Extramedullary fixation | Plate accessories | Non-locking screw | Biomet Trauma | SCREW T15 LP CORT 3.5X26MM NS | 110017726 | Standalone | DE0504365 | Patients requiring fracture fixation or orthopaedic corrective surgery
Orthopaedics | Trauma - Extramedullary fixation | Plate accessories | Non-locking screw | Biomet Trauma | SCREW T15 LP CORT 3.5X28MM NS | 110017728 | Standalone | DE0504365 | Patients requiring fracture fixation or orthopaedic corrective surgery
Orthopaedics | Trauma - Extramedullary fixation | Plate accessories | Non-locking screw | Biomet Trauma | SCREW T15 LP CORT 3.5X30MM NS | 110017730 | Standalone | DE0504365 | Patients requiring fracture fixation or orthopaedic corrective surgery
Orthopaedics | Trauma - Extramedullary fixation | Plate accessories | Non-locking screw | Biomet Trauma | SCREW T15 LP CORT 3.5X32MM NS | 110017732 | Standalone | DE0504295 | Patients requiring fracture fixation or orthopaedic corrective surgery
Orthopaedics | Trauma - Extramedullary fixation | Plate accessories | Non-locking screw | Biomet Trauma | SCREW T15 LP CORT 3.5X34MM NS | 110017734 | Standalone | DE0504295 | Patients requiring fracture fixation or orthopaedic corrective surgery
Orthopaedics | Trauma - Extramedullary fixation | Plate accessories | Non-locking screw | Biomet Trauma | SCREW T15 LP CORT 3.5X36MM NS | 110017736 | Standalone | DE0504295 | Patients requiring fracture fixation or orthopaedic corrective surgery
Orthopaedics | Trauma - Extramedullary fixation | Plate accessories | Non-locking screw | Biomet Trauma | SCREW T15 LP CORT 3.5X38MM NS | 110017738 | Standalone | DE0504295 | Patients requiring fracture fixation or orthopaedic corrective surgery
Orthopaedics | Trauma - Extramedullary fixation | Plate accessories | Non-locking screw | Biomet Trauma | SCREW T15 LP CORT 3.5X40MM NS | 110017740 | Standalone | DE0504295 | Patients requiring fracture fixation or orthopaedic corrective surgery
Orthopaedics | Trauma - Extramedullary fixation | Plate accessories | Non-locking screw | Biomet Trauma | SCREW T15 LP CORT 3.5X42MM NS | 110017742 | Standalone | DE0504295 | Patients requiring fracture fixation or orthopaedic corrective surgery
Orthopaedics | Trauma - Extramedullary fixation | Plate accessories | Non-locking screw | Biomet Trauma | SCREW T15 LP CORT 3.5X44MM NS | 110017744 | Standalone | DE0504295 | Patients requiring fracture fixation or orthopaedic corrective surgery
Orthopaedics | Trauma - Extramedullary fixation | Plate accessories | Non-locking screw | Biomet Trauma | SCREW T15 LP CORT 3.5X46MM NS | 110017746 | Standalone | DE0504295 | Patients requiring fracture fixation or orthopaedic corrective surgery
Orthopaedics | Trauma - Extramedullary fixation | Plate accessories | Non-locking screw | Biomet Trauma | SCREW T15 LP CORT 3.5X48MM NS | 110017748 | Standalone | DE0504295 | Patients requiring fracture fixation or orthopaedic corrective surgery
Orthopaedics | Trauma - Extramedullary fixation | Plate accessories | Non-locking screw | Biomet Trauma | SCREW T15 LP CORT 3.5X50MM NS | 110017750 | Standalone | DE0504365 | Patients requiring fracture fixation or orthopaedic corrective surgery
Orthopaedics | Trauma - Extramedullary fixation | Plate accessories | Non-locking screw | Biomet Trauma | SCREW T15 LP CORT 3.5X52MM NS | 110017752 | Standalone | DE0504365 | Patients requiring fracture fixation or orthopaedic corrective surgery
Orthopaedics | Trauma - Extramedullary fixation | Plate accessories | Non-locking screw | Biomet Trauma | SCREW T15 LP CORT 3.5X54MM NS | 110017754 | Standalone | DE0504365 | Patients requiring fracture fixation or orthopaedic corrective surgery
Orthopaedics | Trauma - Extramedullary fixation | Plate accessories | Non-locking screw | Biomet Trauma | SCREW T15 LP CORT 3.5X56MM NS | 110017756 | Standalone | DE0504365 | Patients requiring fracture fixation or orthopaedic corrective surgery
Orthopaedics | Trauma - Extramedullary fixation | Plate accessories | Non-locking screw | Biomet Trauma | SCREW T15 LP CORT 3.5X58MM NS | 110017758 | Standalone | DE0504365 | Patients requiring fracture fixation or orthopaedic corrective surgery
Orthopaedics | Trauma - Extramedullary fixation | Plate accessories | Non-locking screw | Biomet Trauma | SCREW T15 LP CORT 3.5X60MM NS | 110017760 | Standalone | DE0504365 | Patients requiring fracture fixation or orthopaedic corrective surgery
Orthopaedics | Trauma - Extramedullary fixation | Plate accessories | Non-locking screw | Biomet Trauma | SCREW T15 LP CORT 3.5X65MM NS | 110017765 | Standalone | DE0504365 | Patients requiring fracture fixation or orthopaedic corrective surgery
Orthopaedics | Trauma - Extramedullary fixation | Plate accessories | Non-locking screw | Biomet Trauma | SCREW T15 LP CORT 3.5X70MM NS | 110017770 | Standalone | DE0504365 | Patients requiring fracture fixation or orthopaedic corrective surgery
Orthopaedics | Trauma - Extramedullary fixation | Plate accessories | Locking screw | Biomet Trauma | A.L.P.S. T15 Multi-Directional Locking Screw, 3.5mm x 10mm | 110018010 | Standalone | DE0505476 | Patients requiring fracture fixation or orthopaedic corrective surgery
Orthopaedics | Trauma - Extramedullary fixation | Plate accessories | Locking screw | Biomet Trauma | A.L.P.S. T15 Multi-Directional Locking Screw, 3.5mm x 12mm | 110018012 | Standalone | DE0505476 | Patients requiring fracture fixation or orthopaedic corrective surgery
Orthopaedics | Trauma - Extramedullary fixation | Plate accessories | Locking screw | Biomet Trauma | A.L.P.S. T15 Multi-Directional Locking Screw, 3.5mm x 14mm | 110018014 | Standalone | DE0505476 | Patients requiring fracture fixation or orthopaedic corrective surgery
Orthopaedics | Trauma - Extramedullary fixation | Plate accessories | Locking screw | Biomet Trauma | A.L.P.S. T15 Multi-Directional Locking Screw, 3.5mm x 16mm | 110018016 | Standalone | DE0505476 | Patients requiring fracture fixation or orthopaedic corrective surgery
Orthopaedics | Trauma - Extramedullary fixation | Plate accessories | Locking screw | Biomet Trauma | A.L.P.S. T15 Multi-Directional Locking Screw, 3.5mm x 18mm | 110018018 | Standalone | DE0505476 | Patients requiring fracture fixation or orthopaedic corrective surgery
Orthopaedics | Trauma - Extramedullary fixation | Plate accessories | Locking screw | Biomet Trauma | SCREW T15 MD 3.5X20MM NS | 110018020 | Standalone | DE0504365 | Patients requiring fracture fixation or orthopaedic corrective surgery
Orthopaedics | Trauma - Extramedullary fixation | Plate accessories | Locking screw | Biomet Trauma | SCREW T15 MD 3.5X22MM NS | 110018022 | Standalone | DE0504295 | Patients requiring fracture fixation or orthopaedic corrective surgery
Orthopaedics | Trauma - Extramedullary fixation | Plate accessories | Locking screw | Biomet Trauma | SCREW T15 MD 3.5X24MM NS | 110018024 | Standalone | DE0504295 | Patients requiring fracture fixation or orthopaedic corrective surgery
Orthopaedics | Trauma - Extramedullary fixation | Plate accessories | Locking screw | Biomet Trauma | SCREW T15 MD 3.5X26MM NS | 110018026 | Standalone | DE0504295 | Patients requiring fracture fixation or orthopaedic corrective surgery
Orthopaedics | Trauma - Extramedullary fixation | Plate accessories | Locking screw | Biomet Trauma | SCREW T15 MD 3.5X28MM NS | 110018028 | Standalone | DE0504295 | Patients requiring fracture fixation or orthopaedic corrective surgery
Orthopaedics | Trauma - Extramedullary fixation | Plate accessories | Locking screw | Biomet Trauma | SCREW T15 MD 3.5X30MM NS | 110018030 | Standalone | DE0504295 | Patients requiring fracture fixation or orthopaedic corrective surgery
Orthopaedics | Trauma - Extramedullary fixation | Plate accessories | Locking screw | Biomet Trauma | SCREW T15 MD 3.5X32MM NS | 110018032 | Standalone | DE0504295 | Patients requiring fracture fixation or orthopaedic corrective surgery
Orthopaedics | Trauma - Extramedullary fixation | Plate accessories | Locking screw | Biomet Trauma | SCREW T15 MD 3.5X34MM NS | 110018034 | Standalone | DE0504295 | Patients requiring fracture fixation or orthopaedic corrective surgery
Orthopaedics | Trauma - Extramedullary fixation | Plate accessories | Locking screw | Biomet Trauma | SCREW T15 MD 3.5X36MM NS | 110018036 | Standalone | DE0504295 | Patients requiring fracture fixation or orthopaedic corrective surgery
Orthopaedics | Trauma - Extramedullary fixation | Plate accessories | Locking screw | Biomet Trauma | SCREW T15 MD 3.5X38MM NS | 110018038 | Standalone | DE0504295 | Patients requiring fracture fixation or orthopaedic corrective surgery
Orthopaedics | Trauma - Extramedullary fixation | Plate accessories | Locking screw | Biomet Trauma | SCREW T15 MD 3.5X40MM NS | 110018040 | Standalone | DE0504295 | Patients requiring fracture fixation or orthopaedic corrective surgery
Orthopaedics | Trauma - Extramedullary fixation | Plate accessories | Locking screw | Biomet Trauma | SCREW T15 MD 3.5X42MM NS | 110018042 | Standalone | DE0504295 | Patients requiring fracture fixation or orthopaedic corrective surgery
Orthopaedics | Trauma - Extramedullary fixation | Plate accessories | Locking screw | Biomet Trauma | SCREW T15 MD 3.5X44MM NS | 110018044 | Standalone | DE0504295 | Patients requiring fracture fixation or orthopaedic corrective surgery
Orthopaedics | Trauma - Extramedullary fixation | Plate accessories | Locking screw | Biomet Trauma | SCREW T15 MD 3.5X46MM NS | 110018046 | Standalone | DE0019272 | Patients requiring fracture fixation or orthopaedic corrective surgery
Orthopaedics | Trauma - Extramedullary fixation | Plate accessories | Locking screw | Biomet Trauma | SCREW T15 MD 3.5X48MM NS | 110018048 | Standalone | DE0019272 | Patients requiring fracture fixation or orthopaedic corrective surgery
Orthopaedics | Trauma - Extramedullary fixation | Plate accessories | Locking screw | Biomet Trauma | SCREW T15 MD 3.5X50MM NS | 110018050 | Standalone | DE0019272 | Patients requiring fracture fixation or orthopaedic corrective surgery
Orthopaedics | Trauma - Extramedullary fixation | Plate accessories | Locking screw | Biomet Trauma | SCREW T15 MD 3.5X52MM NS | 110018052 | Standalone | DE0501125 | Patients requiring fracture fixation or orthopaedic corrective surgery
Orthopaedics | Trauma - Extramedullary fixation | Plate accessories | Locking screw | Biomet Trauma | SCREW T15 MD 3.5X54MM NS | 110018054 | Standalone | DE0501125 | Patients requiring fracture fixation or orthopaedic corrective surgery
Orthopaedics | Trauma - Extramedullary fixation | Plate accessories | Locking screw | Biomet Trauma | SCREW T15 MD 3.5X56MM NS | 110018056 | Standalone | DE0501125 | Patients requiring fracture fixation or orthopaedic corrective surgery
Orthopaedics | Trauma - Extramedullary fixation | Plate accessories | Locking screw | Biomet Trauma | SCREW T15 MD 3.5X58MM NS | 110018058 | Standalone | DE0501125 | Patients requiring fracture fixation or orthopaedic corrective surgery
Orthopaedics | Trauma - Extramedullary fixation | Plate accessories | Locking screw | Biomet Trauma | SCREW T15 MD 3.5X60MM NS | 110018060 | Standalone | DE0501125 | Patients requiring fracture fixation or orthopaedic corrective surgery
Orthopaedics | Trauma - Extramedullary fixation | Plate accessories | Locking screw | Biomet Trauma | SCREW T15 MD 3.5X65MM NS | 110018065 | Standalone | DE0501125 | Patients requiring fracture fixation or orthopaedic corrective surgery
Orthopaedics | Trauma - Extramedullary fixation | Plate accessories | Locking screw | Biomet Trauma | SCREW T15 MD 3.5X70MM NS | 110018070 | Standalone | DE0501125 | Patients requiring fracture fixation or orthopaedic corrective surgery
Orthopaedics | Trauma - Extramedullary fixation | Plate accessories | Locking screw | Biomet Trauma | 3.2MM PEGS 20MM | 110025320 | Standalone | DE0501475 | Patients requiring fracture fixation or orthopaedic corrective surgery
Orthopaedics | Trauma - Extramedullary fixation | Plate accessories | Locking screw | Biomet Trauma | 3.2MM PEGS 22MM | 110025322 | Standalone | DE0501475 | Patients requiring fracture fixation or orthopaedic corrective surgery
Orthopaedics | Trauma - Extramedullary fixation | Plate accessories | Locking screw | Biomet Trauma | 3.2MM PEGS 24MM | 110025324 | Standalone | DE0501475 | Patients requiring fracture fixation or orthopaedic corrective surgery
Orthopaedics | Trauma - Extramedullary fixation | Plate accessories | Locking screw | Biomet Trauma | 3.2MM PEGS 26MM | 110025326 | Standalone | DE0501475 | Patients requiring fracture fixation or orthopaedic corrective surgery
Orthopaedics | Trauma - Extramedullary fixation | Plate accessories | Locking screw | Biomet Trauma | 3.2MM PEGS 28MM | 110025328 | Standalone | DE0503410 | Patients requiring fracture fixation or orthopaedic corrective surgery
Orthopaedics | Trauma - Extramedullary fixation | Plate accessories | Locking screw | Biomet Trauma | 3.2MM PEGS 30MM | 110025330 | Standalone | DE0503410 | Patients requiring fracture fixation or orthopaedic corrective surgery
Orthopaedics | Trauma - Extramedullary fixation | Plate accessories | Locking screw | Biomet Trauma | 3.2MM PEGS 32MM | 110025332 | Standalone | DE0503410 | Patients requiring fracture fixation or orthopaedic corrective surgery
Orthopaedics | Trauma - Extramedullary fixation | Plate accessories | Locking screw | Biomet Trauma | 3.2MM PEGS 34MM | 110025334 | Standalone | DE0501475 | Patients requiring fracture fixation or orthopaedic corrective surgery
Orthopaedics | Trauma - Extramedullary fixation | Plate accessories | Locking screw | Biomet Trauma | 3.2MM PEGS 36MM | 110025336 | Standalone | DE0501475 | Patients requiring fracture fixation or orthopaedic corrective surgery
Orthopaedics | Trauma - Extramedullary fixation | Plate accessories | Locking screw | Biomet Trauma | 3.2MM PEGS 38MM | 110025338 | Standalone | DE0501475 | Patients requiring fracture fixation or orthopaedic corrective surgery
Orthopaedics | Trauma - Extramedullary fixation | Plate accessories | Locking screw | Biomet Trauma | 3.2MM PEGS 40MM | 110025340 | Standalone | DE0501475 | Patients requiring fracture fixation or orthopaedic corrective surgery
Orthopaedics | Trauma - Extramedullary fixation | Plate accessories | Locking screw | Biomet Trauma | 3.2MM PEGS 42MM | 110025342 | Standalone | DE0501475 | Patients requiring fracture fixation or orthopaedic corrective surgery
Orthopaedics | Trauma - Extramedullary fixation | Plate accessories | Locking screw | Biomet Trauma | 3.2MM PEGS 44MM | 110025344 | Standalone | DE0503410 | Patients requiring fracture fixation or orthopaedic corrective surgery
Orthopaedics | Trauma - Extramedullary fixation | Plate accessories | Locking screw | Biomet Trauma | 3.2MM PEGS 46MM | 110025346 | Standalone | DE0501475 | Patients requiring fracture fixation or orthopaedic corrective surgery
Orthopaedics | Trauma - Extramedullary fixation | Plate accessories | Locking screw | Biomet Trauma | 3.2MM PEGS 48MM | 110025348 | Standalone | DE0501475 | Patients requiring fracture fixation or orthopaedic corrective surgery
Orthopaedics | Trauma - Extramedullary fixation | Plate accessories | Locking screw | Biomet Trauma | 3.2MM PEGS 50MM | 110025350 | Standalone | DE0501475 | Patients requiring fracture fixation or orthopaedic corrective surgery
Orthopaedics | Trauma - Extramedullary fixation | Plate accessories | Locking screw | Biomet Trauma | 3.2MM PEGS 52MM | 110025352 | Standalone | DE0503410 | Patients requiring fracture fixation or orthopaedic corrective surgery
Orthopaedics | Trauma - Extramedullary fixation | Plate accessories | Locking screw | Biomet Trauma | 3.2MM PEGS 54MM | 110025354 | Standalone | DE0503410 | Patients requiring fracture fixation or orthopaedic corrective surgery
Orthopaedics | Trauma - Extramedullary fixation | Plate accessories | Locking screw | Biomet Trauma | 3.2MM PEGS 56MM | 110025356 | Standalone | DE0503410 | Patients requiring fracture fixation or orthopaedic corrective surgery
Orthopaedics | Trauma - Extramedullary fixation | Plate accessories | Locking screw | Biomet Trauma | 3.2MM PEGS 58MM | 110025358 | Standalone | DE0503410 | Patients requiring fracture fixation or orthopaedic corrective surgery
Orthopaedics | Trauma - Extramedullary fixation | Plate accessories | Locking screw | Biomet Trauma | 3.2MM PEGS 60MM | 110025360 | Standalone | DE0503410 | Patients requiring fracture fixation or orthopaedic corrective surgery
Orthopaedics | Trauma - Extramedullary fixation | Plate accessories | Locking screw | Biomet Trauma | 3.2MM PEGS 65MM | 110025365 | Standalone | DE0503410 | Patients requiring fracture fixation or orthopaedic corrective surgery
Orthopaedics | Trauma - Extramedullary fixation | Plate accessories | Locking screw | Biomet Trauma | 3.2MM PEGS 70MM | 110025370 | Standalone | DE0503410 | Patients requiring fracture fixation or orthopaedic corrective surgery
Orthopaedics | Trauma - Extramedullary fixation | Locking/combination plate | Locking/combination plate - Humerus | Biomet Trauma | PRX HUM LO PLT LT 11H 190MM | 110030103 | Standalone | DE0502691 | Patients requiring fracture fixation or orthopaedic corrective surgery
Orthopaedics | Trauma - Extramedullary fixation | Locking/combination plate | Locking/combination plate - Humerus | Biomet Trauma | PRX HUM LO PLT LT 14H 227MM | 110030104 | Standalone | DE0502691 | Patients requiring fracture fixation or orthopaedic corrective surgery
Orthopaedics | Trauma - Extramedullary fixation | Locking/combination plate | Locking/combination plate - Humerus | Biomet Trauma | PRX HUM LO PLT RT 11H 190MM | 110030203 | Standalone | DE0503410 | Patients requiring fracture fixation or orthopaedic corrective surgery
Orthopaedics | Trauma - Extramedullary fixation | Locking/combination plate | Locking/combination plate - Humerus | Biomet Trauma | PRX HUM LO PLT RT 14H 227MM | 110030204 | Standalone | DE0503410 | Patients requiring fracture fixation or orthopaedic corrective surgery
Orthopaedics | Trauma - Extramedullary fixation | Locking/combination plate | Locking/combination plate - Humerus | Biomet Trauma | PRX HUM HI PLT LT 11H 197MM | 110030303 | Standalone | DE0502691 | Patients requiring fracture fixation or orthopaedic corrective surgery
Orthopaedics | Trauma - Extramedullary fixation | Locking/combination plate | Locking/combination plate - Humerus | Biomet Trauma | PRX HUM HI PLT LT 14H 234MM | 110030304 | Standalone | DE0501670 | Patients requiring fracture fixation or orthopaedic corrective surgery
Orthopaedics | Trauma - Extramedullary fixation | Locking/combination plate | Locking/combination plate - Humerus | Biomet Trauma | PRX HUM HI PLT RT 11H 197MM | 110030403 | Standalone | DE0503410 | Patients requiring fracture fixation or orthopaedic corrective surgery
Orthopaedics | Trauma - Extramedullary fixation | Locking/combination plate | Locking/combination plate - Humerus | Biomet Trauma | PRX HUM HI PLT RT 14H 234MM | 110030404 | Standalone | DE0503410 | Patients requiring fracture fixation or orthopaedic corrective surgery
Orthopaedics | Trauma - Extramedullary fixation | Plate accessories | Non-locking screw | Biomet Trauma | LP NON LOCK 2.7MM X 8MM | 131227208 | Standalone | DE0018536 | Patients requiring fracture fixation or orthopaedic corrective surgery
Orthopaedics | Trauma - Extramedullary fixation | Plate accessories | Non-locking screw | Biomet Trauma | LP NON LOCK 2.7MM X 9MM | 131227209 | Standalone | DE0018536 | Patients requiring fracture fixation or orthopaedic corrective surgery
Orthopaedics | Trauma - Extramedullary fixation | Plate accessories | Non-locking screw | Biomet Trauma | LP NON LOCK 2.7MM X 10MM | 131227210 | Standalone | DE0018536 | Patients requiring fracture fixation or orthopaedic corrective surgery
Orthopaedics | Trauma - Extramedullary fixation | Plate accessories | Non-locking screw | Biomet Trauma | LP NON LOCK 2.7MM X 11MM | 131227211 | Standalone | DE0018536 | Patients requiring fracture fixation or orthopaedic corrective surgery
Orthopaedics | Trauma - Extramedullary fixation | Plate accessories | Non-locking screw | Biomet Trauma | LP NON LOCK 2.7MM X 12MM | 131227212 | Standalone | DE0018536 | Patients requiring fracture fixation or orthopaedic corrective surgery
Orthopaedics | Trauma - Extramedullary fixation | Plate accessories | Non-locking screw | Biomet Trauma | LP NON LOCK 2.7MM X 13MM | 131227213 | Standalone | DE0018536 | Patients requiring fracture fixation or orthopaedic corrective surgery
Orthopaedics | Trauma - Extramedullary fixation | Plate accessories | Non-locking screw | Biomet Trauma | LP NON LOCK 2.7MM X 14MM | 131227214 | Standalone | DE0018536 | Patients requiring fracture fixation or orthopaedic corrective surgery
Orthopaedics | Trauma - Extramedullary fixation | Plate accessories | Non-locking screw | Biomet Trauma | LP NON LOCK 2.7MM X 15MM | 131227215 | Standalone | DE0018536 | Patients requiring fracture fixation or orthopaedic corrective surgery
Orthopaedics | Trauma - Extramedullary fixation | Plate accessories | Non-locking screw | Biomet Trauma | LP NON LOCK 2.7MM X 16MM | 131227216 | Standalone | DE0018536 | Patients requiring fracture fixation or orthopaedic corrective surgery
Orthopaedics | Trauma - Extramedullary fixation | Plate accessories | Non-locking screw | Biomet Trauma | LP NON LOCK 2.7MM X 18MM | 131227218 | Standalone | DE0018536 | Patients requiring fracture fixation or orthopaedic corrective surgery
Orthopaedics | Trauma - Extramedullary fixation | Plate accessories | Non-locking screw | Biomet Trauma | LP NON LOCK 2.7MM X 20MM | 131227220 | Standalone | DE0018536 | Patients requiring fracture fixation or orthopaedic corrective surgery
Orthopaedics | Trauma - Extramedullary fixation | Plate accessories | Non-locking screw | Biomet Trauma | LP NON LOCK 2.7MM X 22MM | 131227222 | Standalone | DE0018536 | Patients requiring fracture fixation or orthopaedic corrective surgery
Orthopaedics | Trauma - Extramedullary fixation | Plate accessories | Non-locking screw | Biomet Trauma | LP NON LOCK 2.7MM X 24MM | 131227224 | Standalone | DE0018536 | Patients requiring fracture fixation or orthopaedic corrective surgery
Orthopaedics | Trauma - Extramedullary fixation | Plate accessories | Non-locking screw | Biomet Trauma | LP NON LOCK 2.7MM X 26MM | 131227226 | Standalone | DE0018536 | Patients requiring fracture fixation or orthopaedic corrective surgery
Orthopaedics | Trauma - Extramedullary fixation | Plate accessories | Non-locking screw | Biomet Trauma | LP NON LOCK 2.7MM X 28MM | 131227228 | Standalone | DE0018536 | Patients requiring fracture fixation or orthopaedic corrective surgery
Orthopaedics | Trauma - Extramedullary fixation | Plate accessories | Non-locking screw | Biomet Trauma | LP NON LOCK 2.7MM X 30MM | 131227230 | Standalone | DE0018536 | Patients requiring fracture fixation or orthopaedic corrective surgery
Orthopaedics | Trauma - Extramedullary fixation | Fixation screw | Headless compression screw | Biomet Trauma | VPC SCREW 2.5X8MM | 233225008 | Standalone | DE0503410 | Patients requiring fracture fixation or orthopaedic corrective surgery
Orthopaedics | Trauma - Extramedullary fixation | Fixation screw | Headless compression screw | Biomet Trauma | VPC SCREW 2.5X9MM | 233225009 | Standalone | DE0503410 | Patients requiring fracture fixation or orthopaedic corrective surgery
Orthopaedics | Trauma - Extramedullary fixation | Fixation screw | Headless compression screw | Biomet Trauma | VPC SCREW 2.5X10MM | 233225010 | Standalone | DE0503410 | Patients requiring fracture fixation or orthopaedic corrective surgery
Orthopaedics | Trauma - Extramedullary fixation | Fixation screw | Headless compression screw | Biomet Trauma | VPC SCREW 2.5X11MM | 233225011 | Standalone | DE0503410 | Patients requiring fracture fixation or orthopaedic corrective surgery
Orthopaedics | Trauma - Extramedullary fixation | Fixation screw | Headless compression screw | Biomet Trauma | VPC SCREW 2.5X12MM | 233225012 | Standalone | DE0503410 | Patients requiring fracture fixation or orthopaedic corrective surgery
Orthopaedics | Trauma - Extramedullary fixation | Fixation screw | Headless compression screw | Biomet Trauma | VPC SCREW 2.5X13MM | 233225013 | Standalone | DE0503410 | Patients requiring fracture fixation or orthopaedic corrective surgery
Orthopaedics | Trauma - Extramedullary fixation | Fixation screw | Headless compression screw | Biomet Trauma | VPC SCREW 2.5X14MM | 233225014 | Standalone | DE0503410 | Patients requiring fracture fixation or orthopaedic corrective surgery
Orthopaedics | Trauma - Extramedullary fixation | Fixation screw | Headless compression screw | Biomet Trauma | VPC SCREW 2.5X16MM | 233225016 | Standalone | DE0503410 | Patients requiring fracture fixation or orthopaedic corrective surgery
Orthopaedics | Trauma - Extramedullary fixation | Fixation screw | Headless compression screw | Biomet Trauma | VPC SCREW 2.5X18MM | 233225018 | Standalone | DE0503410 | Patients requiring fracture fixation or orthopaedic corrective surgery
Orthopaedics | Trauma - Extramedullary fixation | Fixation screw | Headless compression screw | Biomet Trauma | VPC SCREW 2.5X20MM | 233225020 | Standalone | DE0503410 | Patients requiring fracture fixation or orthopaedic corrective surgery
Orthopaedics | Trauma - Extramedullary fixation | Fixation screw | Headless compression screw | Biomet Trauma | VPC SCREW 2.5X22MM | 233225022 | Standalone | DE0503410 | Patients requiring fracture fixation or orthopaedic corrective surgery
Orthopaedics | Trauma - Extramedullary fixation | Fixation screw | Headless compression screw | Biomet Trauma | VPC SCREW 2.5X24MM | 233225024 | Standalone | DE0503410 | Patients requiring fracture fixation or orthopaedic corrective surgery
Orthopaedics | Trauma - Extramedullary fixation | Fixation screw | Headless compression screw | Biomet Trauma | VPC SCREW 2.5X26MM | 233225026 | Standalone | DE0503410 | Patients requiring fracture fixation or orthopaedic corrective surgery
Orthopaedics | Trauma - Extramedullary fixation | Fixation screw | Headless compression screw | Biomet Trauma | VPC SCREW 2.5X28MM | 233225028 | Standalone | DE0503410 | Patients requiring fracture fixation or orthopaedic corrective surgery
Orthopaedics | Trauma - Extramedullary fixation | Fixation screw | Headless compression screw | Biomet Trauma | VPC SCREW 2.5X30MM | 233225030 | Standalone | DE0503410 | Patients requiring fracture fixation or orthopaedic corrective surgery
Orthopaedics | Trauma - Extramedullary fixation | Fixation screw | Headless compression screw | Biomet Trauma | VPC SCREW 3.4X14MM | 233230014 | Standalone | DE0503410 | Patients requiring fracture fixation or orthopaedic corrective surgery
Orthopaedics | Trauma - Extramedullary fixation | Fixation screw | Headless compression screw | Biomet Trauma | VPC SCREW 3.4X16MM | 233230016 | Standalone | DE0503410 | Patients requiring fracture fixation or orthopaedic corrective surgery
Orthopaedics | Trauma - Extramedullary fixation | Fixation screw | Headless compression screw | Biomet Trauma | VPC SCREW 3.4X18MM | 233230018 | Standalone | DE0503410 | Patients requiring fracture fixation or orthopaedic corrective surgery
Orthopaedics | Trauma - Extramedullary fixation | Fixation screw | Headless compression screw | Biomet Trauma | VPC SCREW 3.4X20MM | 233230020 | Standalone | DE0503410 | Patients requiring fracture fixation or orthopaedic corrective surgery
Orthopaedics | Trauma - Extramedullary fixation | Fixation screw | Headless compression screw | Biomet Trauma | VPC SCREW 3.4X22MM | 233230022 | Standalone | DE0503410 | Patients requiring fracture fixation or orthopaedic corrective surgery
Orthopaedics | Trauma - Extramedullary fixation | Fixation screw | Headless compression screw | Biomet Trauma | VPC SCREW 3.4X24MM | 233230024 | Standalone | DE0503410 | Patients requiring fracture fixation or orthopaedic corrective surgery
Orthopaedics | Trauma - Extramedullary fixation | Fixation screw | Headless compression screw | Biomet Trauma | VPC SCREW 3.4X26MM | 233230026 | Standalone | DE0503410 | Patients requiring fracture fixation or orthopaedic corrective surgery
Orthopaedics | Trauma - Extramedullary fixation | Fixation screw | Headless compression screw | Biomet Trauma | VPC SCREW 3.4X28MM | 233230028 | Standalone | DE0503410 | Patients requiring fracture fixation or orthopaedic corrective surgery
Orthopaedics | Trauma - Extramedullary fixation | Fixation screw | Headless compression screw | Biomet Trauma | VPC SCREW 3.4X30MM | 233230030 | Standalone | DE0503410 | Patients requiring fracture fixation or orthopaedic corrective surgery
Orthopaedics | Trauma - Extramedullary fixation | Fixation screw | Headless compression screw | Biomet Trauma | VPC SCREW 3.4X32MM | 233230032 | Standalone | DE0503410 | Patients requiring fracture fixation or orthopaedic corrective surgery
Orthopaedics | Trauma - Extramedullary fixation | Fixation screw | Headless compression screw | Biomet Trauma | VPC SCREW 3.4X34MM | 233230034 | Standalone | DE0503410 | Patients requiring fracture fixation or orthopaedic corrective surgery
Orthopaedics | Trauma - Extramedullary fixation | Fixation screw | Headless compression screw | Biomet Trauma | VPC SCREW 4.0X16MM | 233240016 | Standalone | DE0503410 | Patients requiring fracture fixation or orthopaedic corrective surgery
Orthopaedics | Trauma - Extramedullary fixation | Fixation screw | Headless compression screw | Biomet Trauma | VPC SCREW 4.0X18MM | 233240018 | Standalone | DE0503410 | Patients requiring fracture fixation or orthopaedic corrective surgery
Orthopaedics | Trauma - Extramedullary fixation | Fixation screw | Headless compression screw | Biomet Trauma | VPC SCREW 4.0X20MM | 233240020 | Standalone | DE0503410 | Patients requiring fracture fixation or orthopaedic corrective surgery
Orthopaedics | Trauma - Extramedullary fixation | Fixation screw | Headless compression screw | Biomet Trauma | VPC SCREW 4.0X22MM | 233240022 | Standalone | DE0503410 | Patients requiring fracture fixation or orthopaedic corrective surgery
Orthopaedics | Trauma - Extramedullary fixation | Fixation screw | Headless compression screw | Biomet Trauma | VPC SCREW 4.0X24MM | 233240024 | Standalone | DE0503410 | Patients requiring fracture fixation or orthopaedic corrective surgery
Orthopaedics | Trauma - Extramedullary fixation | Fixation screw | Headless compression screw | Biomet Trauma | VPC SCREW 4.0X26MM | 233240026 | Standalone | DE0503410 | Patients requiring fracture fixation or orthopaedic corrective surgery
Orthopaedics | Trauma - Extramedullary fixation | Fixation screw | Headless compression screw | Biomet Trauma | VPC SCREW 4.0X28MM | 233240028 | Standalone | DE0503410 | Patients requiring fracture fixation or orthopaedic corrective surgery
Orthopaedics | Trauma - Extramedullary fixation | Fixation screw | Headless compression screw | Biomet Trauma | VPC SCREW 4.0X30MM | 233240030 | Standalone | DE0503410 | Patients requiring fracture fixation or orthopaedic corrective surgery
Orthopaedics | Trauma - Extramedullary fixation | Fixation screw | Headless compression screw | Biomet Trauma | VPC SCREW 4.0X32MM | 233240032 | Standalone | DE0503410 | Patients requiring fracture fixation or orthopaedic corrective surgery
Orthopaedics | Trauma - Extramedullary fixation | Fixation screw | Headless compression screw | Biomet Trauma | VPC SCREW 4.0X34MM | 233240034 | Standalone | DE0503410 | Patients requiring fracture fixation or orthopaedic corrective surgery
Orthopaedics | Trauma - Extramedullary fixation | Fixation screw | Headless compression screw | Biomet Trauma | VPC SCREW 4.0X36MM | 233240036 | Standalone | DE0503410 | Patients requiring fracture fixation or orthopaedic corrective surgery
Orthopaedics | Trauma - Extramedullary fixation | Fixation screw | Headless compression screw | Biomet Trauma | VPC SCREW 4.0X38MM | 233240038 | Standalone | DE0503410 | Patients requiring fracture fixation or orthopaedic corrective surgery
Orthopaedics | Trauma - Extramedullary fixation | Fixation screw | Headless compression screw | Biomet Trauma | VPC SCREW 4.0X40MM | 233240040 | Standalone | DE0503410 | Patients requiring fracture fixation or orthopaedic corrective surgery
Orthopaedics | Trauma - Extramedullary fixation | Plate accessories | Locking screw | Zimmer Inc | 3.5MM LOCKING SCREW 2.7MM HEAD10MM LENGT | 00-2359-010-38 | Standalone | DE0006335 | Patients requiring fracture fixation or orthopaedic corrective surgery
Orthopaedics | Trauma - Extramedullary fixation | Plate accessories | Locking screw | Zimmer Inc | 3.5MM X 12MM LOCKING SCREW | 00-2359-012-35 | Standalone | DE0005269 | Patients requiring fracture fixation or orthopaedic corrective surgery
Orthopaedics | Trauma - Extramedullary fixation | Plate accessories | Locking screw | Zimmer Inc | 3.5MM LOCKING SCREW 2.7MM HEAD12MM LENGT | 00-2359-012-38 | Standalone | DE0006335 | Patients requiring fracture fixation or orthopaedic corrective surgery
Orthopaedics | Trauma - Extramedullary fixation | Plate accessories | Non-locking screw | Zimmer Inc | 2.7MM CONICAL SCREW, 14MM LONG | 00-2359-014-26 | Standalone | DE0005661 | Patients requiring fracture fixation or orthopaedic corrective surgery
Orthopaedics | Trauma - Extramedullary fixation | Plate accessories | Locking screw | Zimmer Inc | 3.5MM X 14MM LOCKING SCREW | 00-2359-014-35 | Standalone | DE0005269 | Patients requiring fracture fixation or orthopaedic corrective surgery
Orthopaedics | Trauma - Extramedullary fixation | Plate accessories | Locking screw | Zimmer Inc | 3.5MM LOCKING SCREW 2.7MM HEAD14MM LENGT | 00-2359-014-38 | Standalone | DE0006335 | Patients requiring fracture fixation or orthopaedic corrective surgery
Orthopaedics | Trauma - Extramedullary fixation | Plate accessories | Non-locking screw | Zimmer Inc | 2.7MM CONICAL SCREW, 16MM LONG | 00-2359-016-26 | Standalone | DE0005661 | Patients requiring fracture fixation or orthopaedic corrective surgery
Orthopaedics | Trauma - Extramedullary fixation | Plate accessories | Locking screw | Zimmer Inc | 3.5MM X 16MM LOCKING SCREW | 00-2359-016-35 | Standalone | DE0005269 | Patients requiring fracture fixation or orthopaedic corrective surgery
Orthopaedics | Trauma - Extramedullary fixation | Plate accessories | Locking screw | Zimmer Inc | 3.5MM LOCKING SCREW 2.7MM HEAD16MM LENGT | 00-2359-016-38 | Standalone | DE0006335 | Patients requiring fracture fixation or orthopaedic corrective surgery
Orthopaedics | Trauma - Extramedullary fixation | Plate accessories | Non-locking screw | Zimmer Inc | 2.7MM CONICAL SCREW, 18MM LONG | 00-2359-018-26 | Standalone | DE0005661 | Patients requiring fracture fixation or orthopaedic corrective surgery
Orthopaedics | Trauma - Extramedullary fixation | Plate accessories | Locking screw | Zimmer Inc | 3.5MM X 18MM LOCKING SCREW | 00-2359-018-35 | Standalone | DE0005269 | Patients requiring fracture fixation or orthopaedic corrective surgery
Orthopaedics | Trauma - Extramedullary fixation | Plate accessories | Locking screw | Zimmer Inc | 3.5MM LOCKING SCREW 2.7MM HEAD18MM LENGT | 00-2359-018-38 | Standalone | DE0006335 | Patients requiring fracture fixation or orthopaedic corrective surgery
Orthopaedics | Trauma - Extramedullary fixation | Plate accessories | Non-locking screw | Zimmer Inc | 2.7MM CONICAL SCREW,20MM LONG | 00-2359-020-26 | Standalone | DE0005661 | Patients requiring fracture fixation or orthopaedic corrective surgery
Orthopaedics | Trauma - Extramedullary fixation | Plate accessories | Locking screw | Zimmer Inc | 3.5MM X 20MM LOCKING SCREW | 00-2359-020-35 | Standalone | DE0005269 | Patients requiring fracture fixation or orthopaedic corrective surgery
Orthopaedics | Trauma - Extramedullary fixation | Plate accessories | Locking screw | Zimmer Inc | 3.5MM LOCKING SCREW 2.7MM HEAD20MM LENGT | 00-2359-020-38 | Standalone | DE0006335 | Patients requiring fracture fixation or orthopaedic corrective surgery
Orthopaedics | Trauma - Extramedullary fixation | Plate accessories | Non-locking screw | Zimmer Inc | 2.7MM CONICAL SCREW, 22MM LONG | 00-2359-022-26 | Standalone | DE0005661 | Patients requiring fracture fixation or orthopaedic corrective surgery
Orthopaedics | Trauma - Extramedullary fixation | Plate accessories | Locking screw | Zimmer Inc | 3.5MM X 22MM LOCKING SCREW | 00-2359-022-35 | Standalone | DE0005269 | Patients requiring fracture fixation or orthopaedic corrective surgery
Orthopaedics | Trauma - Extramedullary fixation | Plate accessories | Locking screw | Zimmer Inc | 3.5MM LOCKING SCREW 2.7MM HEAD22MM LENGT | 00-2359-022-38 | Standalone | DE0006335 | Patients requiring fracture fixation or orthopaedic corrective surgery
Orthopaedics | Trauma - Extramedullary fixation | Plate accessories | Non-locking screw | Zimmer Inc | 2.7MM CONICAL SCREW, 24MM LONG | 00-2359-024-26 | Standalone | DE0005661 | Patients requiring fracture fixation or orthopaedic corrective surgery
Orthopaedics | Trauma - Extramedullary fixation | Plate accessories | Locking screw | Zimmer Inc | 3.5MM X 24MM LOCKING SCREW | 00-2359-024-35 | Standalone | DE0005269 | Patients requiring fracture fixation or orthopaedic corrective surgery
Orthopaedics | Trauma - Extramedullary fixation | Plate accessories | Locking screw | Zimmer Inc | 3.5MM LOCKING SCREW 2.7MM HEAD24MM LENGT | 00-2359-024-38 | Standalone | DE0006335 | Patients requiring fracture fixation or orthopaedic corrective surgery
Orthopaedics | Trauma - Extramedullary fixation | Plate accessories | Non-locking screw | Zimmer Inc | 2.7MM CONCIAL SCREW, 26MM LONG | 00-2359-026-26 | Standalone | DE0005661 | Patients requiring fracture fixation or orthopaedic corrective surgery
Orthopaedics | Trauma - Extramedullary fixation | Plate accessories | Locking screw | Zimmer Inc | 3.5MM X 26MM LOCKING SCREW | 00-2359-026-35 | Standalone | DE0005269 | Patients requiring fracture fixation or orthopaedic corrective surgery
Orthopaedics | Trauma - Extramedullary fixation | Plate accessories | Locking screw | Zimmer Inc | 3.5MM LOCKING SCREW 2.7MM HEAD26MM LENGT | 00-2359-026-38 | Standalone | DE0006335 | Patients requiring fracture fixation or orthopaedic corrective surgery
Orthopaedics | Trauma - Extramedullary fixation | Plate accessories | Non-locking screw | Zimmer Inc | 2.7MM CONCIAL SCREW, 28MM LONG | 00-2359-028-26 | Standalone | DE0005661 | Patients requiring fracture fixation or orthopaedic corrective surgery
Orthopaedics | Trauma - Extramedullary fixation | Plate accessories | Locking screw | Zimmer Inc | 3.5MM X 28MM LOCKING SCREW | 00-2359-028-35 | Standalone | DE0005269 | Patients requiring fracture fixation or orthopaedic corrective surgery
Orthopaedics | Trauma - Extramedullary fixation | Plate accessories | Locking screw | Zimmer Inc | 3.5MM LOCKING SCREW 2.7MM HEAD28MM LENGT | 00-2359-028-38 | Standalone | DE0006335 | Patients requiring fracture fixation or orthopaedic corrective surgery
Orthopaedics | Trauma - Extramedullary fixation | Plate accessories | Non-locking screw | Zimmer Inc | 2.7MM CONICAL SCREW, 30MM LONG | 00-2359-030-26 | Standalone | DE0005661 | Patients requiring fracture fixation or orthopaedic corrective surgery
Orthopaedics | Trauma - Extramedullary fixation | Plate accessories | Locking screw | Zimmer Inc | 3.5MM X 30MM LOCKING SCREW | 00-2359-030-35 | Standalone | DE0005269 | Patients requiring fracture fixation or orthopaedic corrective surgery
Orthopaedics | Trauma - Extramedullary fixation | Plate accessories | Locking screw | Zimmer Inc | 3.5MM X 30MM CANN LKNG SCREW | 00-2359-030-36 | Standalone | DE0005269 | Patients requiring fracture fixation or orthopaedic corrective surgery
Orthopaedics | Trauma - Extramedullary fixation | Plate accessories | Non-locking screw | Zimmer Inc | 3.5MM X 30MM CONICAL SCREW | 00-2359-030-37 | Standalone | DE0005269 | Patients requiring fracture fixation or orthopaedic corrective surgery
Orthopaedics | Trauma - Extramedullary fixation | Plate accessories | Locking screw | Zimmer Inc | 3.5MM LOCKING SCREW 2.7MM HEAD30MM LENGT | 00-2359-030-38 | Standalone | DE0006335 | Patients requiring fracture fixation or orthopaedic corrective surgery
Orthopaedics | Trauma - Extramedullary fixation | Plate accessories | Non-locking screw | Zimmer Inc | 2.7MM CONICAL SCREW, 32MM LONG | 00-2359-032-26 | Standalone | DE0005661 | Patients requiring fracture fixation or orthopaedic corrective surgery
Orthopaedics | Trauma - Extramedullary fixation | Plate accessories | Locking screw | Zimmer Inc | 3.5MM X 32MM LOCKING SCREW | 00-2359-032-35 | Standalone | DE0005269 | Patients requiring fracture fixation or orthopaedic corrective surgery
Orthopaedics | Trauma - Extramedullary fixation | Plate accessories | Locking screw | Zimmer Inc | 3.5MM LOCKING SCREW 2.7MM HEAD32MM LENGT | 00-2359-032-38 | Standalone | DE0006335 | Patients requiring fracture fixation or orthopaedic corrective surgery
Orthopaedics | Trauma - Extramedullary fixation | Plate accessories | Non-locking screw | Zimmer Inc | 2.7MM CONICAL SCREW, 34MM LONG | 00-2359-034-26 | Standalone | DE0005661 | Patients requiring fracture fixation or orthopaedic corrective surgery
Orthopaedics | Trauma - Extramedullary fixation | Plate accessories | Locking screw | Zimmer Inc | 3.5MM X 34MM LOCKING SCREW | 00-2359-034-35 | Standalone | DE0005269 | Patients requiring fracture fixation or orthopaedic corrective surgery
Orthopaedics | Trauma - Extramedullary fixation | Plate accessories | Locking screw | Zimmer Inc | 3.5MM LOCKING SCREW 2.7MM HEAD34MM LENGT | 00-2359-034-38 | Standalone | DE0006335 | Patients requiring fracture fixation or orthopaedic corrective surgery
Orthopaedics | Trauma - Extramedullary fixation | Plate accessories | Locking screw | Zimmer Inc | 3.5MM X 35MM CANN LKNG SCREW | 00-2359-035-36 | Standalone | DE0005269 | Patients requiring fracture fixation or orthopaedic corrective surgery
Orthopaedics | Trauma - Extramedullary fixation | Plate accessories | Non-locking screw | Zimmer Inc | 3.5MM X 35MM CONICAL SCREW | 00-2359-035-37 | Standalone | DE0005269 | Patients requiring fracture fixation or orthopaedic corrective surgery
Orthopaedics | Trauma - Extramedullary fixation | Plate accessories | Non-locking screw | Zimmer Inc | 2.7MM CONICAL SCREW, 36MM LONG | 00-2359-036-26 | Standalone | DE0005661 | Patients requiring fracture fixation or orthopaedic corrective surgery
Orthopaedics | Trauma - Extramedullary fixation | Plate accessories | Locking screw | Zimmer Inc | 3.5MM X 36MM LOCKING SCREW | 00-2359-036-35 | Standalone | DE0005269 | Patients requiring fracture fixation or orthopaedic corrective surgery
Orthopaedics | Trauma - Extramedullary fixation | Plate accessories | Locking screw | Zimmer Inc | 3.5MM LOCKING SCREW 2.7MM HEAD36MM LENGT | 00-2359-036-38 | Standalone | DE0006335 | Patients requiring fracture fixation or orthopaedic corrective surgery
Orthopaedics | Trauma - Extramedullary fixation | Plate accessories | Non-locking screw | Zimmer Inc | 2.7MM CONCIAL SCREW, 38MM LONG | 00-2359-038-26 | Standalone | DE0005661 | Patients requiring fracture fixation or orthopaedic corrective surgery
Orthopaedics | Trauma - Extramedullary fixation | Plate accessories | Locking screw | Zimmer Inc | 3.5MM X 38MM LOCKING SCREW | 00-2359-038-35 | Standalone | DE0005269 | Patients requiring fracture fixation or orthopaedic corrective surgery
Orthopaedics | Trauma - Extramedullary fixation | Plate accessories | Locking screw | Zimmer Inc | 3.5MM LOCKING SCREW 2.7MM HEAD38MM LENGT | 00-2359-038-38 | Standalone | DE0006335 | Patients requiring fracture fixation or orthopaedic corrective surgery
Orthopaedics | Trauma - Extramedullary fixation | Plate accessories | Non-locking screw | Zimmer Inc | 2.7MM CONCIAL SCREW, 40MM LONG | 00-2359-040-26 | Standalone | DE0005661 | Patients requiring fracture fixation or orthopaedic corrective surgery
Orthopaedics | Trauma - Extramedullary fixation | Plate accessories | Locking screw | Zimmer Inc | 3.5MM X 40MM LOCKING SCREW | 00-2359-040-35 | Standalone | DE0005269 | Patients requiring fracture fixation or orthopaedic corrective surgery
Orthopaedics | Trauma - Extramedullary fixation | Plate accessories | Locking screw | Zimmer Inc | 3.5MM X 40MM CANN LKNG SCREW | 00-2359-040-36 | Standalone | DE0005269 | Patients requiring fracture fixation or orthopaedic corrective surgery
Orthopaedics | Trauma - Extramedullary fixation | Plate accessories | Non-locking screw | Zimmer Inc | 3.5MM X 40MM CONICAL SCREW | 00-2359-040-37 | Standalone | DE0005269 | Patients requiring fracture fixation or orthopaedic corrective surgery
Orthopaedics | Trauma - Extramedullary fixation | Plate accessories | Locking screw | Zimmer Inc | 3.5MM LOCKING SCREW 2.7MM HEAD40MM LENGT | 00-2359-040-38 | Standalone | DE0006335 | Patients requiring fracture fixation or orthopaedic corrective surgery
Orthopaedics | Trauma - Extramedullary fixation | Plate accessories | Locking screw | Zimmer Inc | 3.5MM X 42MM LOCKING SCREW | 00-2359-042-35 | Standalone | DE0005269 | Patients requiring fracture fixation or orthopaedic corrective surgery
Orthopaedics | Trauma - Extramedullary fixation | Plate accessories | Locking screw | Zimmer Inc | 3.5MM LOCKING SCREW 2.7MM HEAD42MM LENGT | 00-2359-042-38 | Standalone | DE0006335 | Patients requiring fracture fixation or orthopaedic corrective surgery
Orthopaedics | Trauma - Extramedullary fixation | Plate accessories | Locking screw | Zimmer Inc | 3.5MM X 44MM LOCKING SCREW | 00-2359-044-35 | Standalone | DE0005269 | Patients requiring fracture fixation or orthopaedic corrective surgery
Orthopaedics | Trauma - Extramedullary fixation | Plate accessories | Locking screw | Zimmer Inc | 3.5MM LOCKING SCREW 2.7MM HEAD44MM LENGT | 00-2359-044-38 | Standalone | DE0006335 | Patients requiring fracture fixation or orthopaedic corrective surgery
Orthopaedics | Trauma - Extramedullary fixation | Plate accessories | Locking screw | Zimmer Inc | 3.5MM X 45MM CANN LKNG SCREW | 00-2359-045-36 | Standalone | DE0005269 | Patients requiring fracture fixation or orthopaedic corrective surgery
Orthopaedics | Trauma - Extramedullary fixation | Plate accessories | Non-locking screw | Zimmer Inc | 3.5MM X 45MM CONICAL SCREW | 00-2359-045-37 | Standalone | DE0005269 | Patients requiring fracture fixation or orthopaedic corrective surgery
Orthopaedics | Trauma - Extramedullary fixation | Plate accessories | Locking screw | Zimmer Inc | 3.5MM X 46MM LOCKING SCREW | 00-2359-046-35 | Standalone | DE0005269 | Patients requiring fracture fixation or orthopaedic corrective surgery
Orthopaedics | Trauma - Extramedullary fixation | Plate accessories | Locking screw | Zimmer Inc | 3.5MM LOCKING SCREW 2.7MM HEAD46MM LENGT | 00-2359-046-38 | Standalone | DE0006335 | Patients requiring fracture fixation or orthopaedic corrective surgery
Orthopaedics | Trauma - Extramedullary fixation | Plate accessories | Locking screw | Zimmer Inc | 3.5MM X 48MM LOCKING SCREW | 00-2359-048-35 | Standalone | DE0005269 | Patients requiring fracture fixation or orthopaedic corrective surgery
Orthopaedics | Trauma - Extramedullary fixation | Plate accessories | Locking screw | Zimmer Inc | 3.5MM LOCKING SCREW 2.7MM HEAD48MM LENGT | 00-2359-048-38 | Standalone | DE0006335 | Patients requiring fracture fixation or orthopaedic corrective surgery
Orthopaedics | Trauma - Extramedullary fixation | Plate accessories | Locking screw | Zimmer Inc | 3.5MM X 50MM LOCKING SCREW | 00-2359-050-35 | Standalone | DE0005269 | Patients requiring fracture fixation or orthopaedic corrective surgery
Orthopaedics | Trauma - Extramedullary fixation | Plate accessories | Locking screw | Zimmer Inc | 3.5 X 50MM CANN LKNG SCREW | 00-2359-050-36 | Standalone | DE0005269 | Patients requiring fracture fixation or orthopaedic corrective surgery
Orthopaedics | Trauma - Extramedullary fixation | Plate accessories | Non-locking screw | Zimmer Inc | 3.5MM X 50MM CONICAL SCREW | 00-2359-050-37 | Standalone | DE0005269 | Patients requiring fracture fixation or orthopaedic corrective surgery
Orthopaedics | Trauma - Extramedullary fixation | Plate accessories | Locking screw | Zimmer Inc | 3.5MM LOCKING SCREW 2.7MM HEAD50MM LENGT | 00-2359-050-38 | Standalone | DE0006335 | Patients requiring fracture fixation or orthopaedic corrective surgery
Orthopaedics | Trauma - Extramedullary fixation | Plate accessories | Locking screw | Zimmer Inc | 3.5MM X 52MM LOCKING SCREW | 00-2359-052-35 | Standalone | DE0005269 | Patients requiring fracture fixation or orthopaedic corrective surgery
Orthopaedics | Trauma - Extramedullary fixation | Plate accessories | Locking screw | Zimmer Inc | 3.5MM X 54MM LOCKING SCREW | 00-2359-054-35 | Standalone | DE0005269 | Patients requiring fracture fixation or orthopaedic corrective surgery
Orthopaedics | Trauma - Extramedullary fixation | Plate accessories | Locking screw | Zimmer Inc | 3.5 X 55MM CANN LKNG SCREW | 00-2359-055-36 | Standalone | DE0005269 | Patients requiring fracture fixation or orthopaedic corrective surgery
Orthopaedics | Trauma - Extramedullary fixation | Plate accessories | Non-locking screw | Zimmer Inc | 3.5MM X 55MM CONICAL SCREW | 00-2359-055-37 | Standalone | DE0005269 | Patients requiring fracture fixation or orthopaedic corrective surgery
Orthopaedics | Trauma - Extramedullary fixation | Plate accessories | Locking screw | Zimmer Inc | 3.5MM LOCKING SCREW 2.7MM HEAD55MM LONG | 00-2359-055-38 | Standalone | DE0006335 | Patients requiring fracture fixation or orthopaedic corrective surgery
Orthopaedics | Trauma - Extramedullary fixation | Plate accessories | Locking screw | Zimmer Inc | 3.5MM X 56MM LOCKING SCREW | 00-2359-056-35 | Standalone | DE0005269 | Patients requiring fracture fixation or orthopaedic corrective surgery
Orthopaedics | Trauma - Extramedullary fixation | Plate accessories | Locking screw | Zimmer Inc | 3.5MM X 58MM LOCKING SCREW | 00-2359-058-35 | Standalone | DE0005269 | Patients requiring fracture fixation or orthopaedic corrective surgery
Orthopaedics | Trauma - Extramedullary fixation | Plate accessories | Locking screw | Zimmer Inc | 3.5MM X 60MM LOCKING SCREW | 00-2359-060-35 | Standalone | DE0005269 | Patients requiring fracture fixation or orthopaedic corrective surgery
Orthopaedics | Trauma - Extramedullary fixation | Plate accessories | Locking screw | Zimmer Inc | 3.5 X 60MM CANN LKNG SCREW | 00-2359-060-36 | Standalone | DE0005269 | Patients requiring fracture fixation or orthopaedic corrective surgery
Orthopaedics | Trauma - Extramedullary fixation | Plate accessories | Non-locking screw | Zimmer Inc | 3.5MM X 60MM CONICAL SCREW | 00-2359-060-37 | Standalone | DE0005269 | Patients requiring fracture fixation or orthopaedic corrective surgery
Orthopaedics | Trauma - Extramedullary fixation | Plate accessories | Locking screw | Zimmer Inc | 3.5MM LOCKING SCREW 2.7MM HEAD60MM LONG | 00-2359-060-38 | Standalone | DE0006335 | Patients requiring fracture fixation or orthopaedic corrective surgery
Orthopaedics | Trauma - Extramedullary fixation | Plate accessories | Locking screw | Zimmer Inc | 3.5MM X 65MM LOCKING SCREW | 00-2359-065-35 | Standalone | DE0005269 | Patients requiring fracture fixation or orthopaedic corrective surgery
Orthopaedics | Trauma - Extramedullary fixation | Plate accessories | Locking screw | Zimmer Inc | 3.5 X 65MM CANN LKNG SCREW | 00-2359-065-36 | Standalone | DE0005269 | Patients requiring fracture fixation or orthopaedic corrective surgery
Orthopaedics | Trauma - Extramedullary fixation | Plate accessories | Non-locking screw | Zimmer Inc | 3.5MM X 65MM CONICAL SCREW | 00-2359-065-37 | Standalone | DE0005269 | Patients requiring fracture fixation or orthopaedic corrective surgery
Orthopaedics | Trauma - Extramedullary fixation | Plate accessories | Locking screw | Zimmer Inc | 3.5MM LOCKING SCREW 2.7MM HEAD65MM LONG | 00-2359-065-38 | Standalone | DE0006335 | Patients requiring fracture fixation or orthopaedic corrective surgery
Orthopaedics | Trauma - Extramedullary fixation | Plate accessories | Locking screw | Zimmer Inc | 3.5MM X 70MM LOCKING SCREW | 00-2359-070-35 | Standalone | DE0005269 | Patients requiring fracture fixation or orthopaedic corrective surgery
Orthopaedics | Trauma - Extramedullary fixation | Plate accessories | Locking screw | Zimmer Inc | 3.5 X 70MM CANN LKNG SCREW | 00-2359-070-36 | Standalone | DE0005269 | Patients requiring fracture fixation or orthopaedic corrective surgery
Orthopaedics | Trauma - Extramedullary fixation | Plate accessories | Non-locking screw | Zimmer Inc | 3.5MM X 70MM CONICAL SCREW | 00-2359-070-37 | Standalone | DE0005269 | Patients requiring fracture fixation or orthopaedic corrective surgery
Orthopaedics | Trauma - Extramedullary fixation | Plate accessories | Locking screw | Zimmer Inc | 3.5MM LOCKING SCREW 2.7MM HEAD70MM LONG | 00-2359-070-38 | Standalone | DE0006335 | Patients requiring fracture fixation or orthopaedic corrective surgery
Orthopaedics | Trauma - Extramedullary fixation | Plate accessories | Locking screw | Zimmer Inc | 3.5MM X 75MM LOCKING SCREW | 00-2359-075-35 | Standalone | DE0005269 | Patients requiring fracture fixation or orthopaedic corrective surgery
Orthopaedics | Trauma - Extramedullary fixation | Plate accessories | Locking screw | Zimmer Inc | 3.5 X 75MM CANN LKNG SCREW | 00-2359-075-36 | Standalone | DE0005269 | Patients requiring fracture fixation or orthopaedic corrective surgery
Orthopaedics | Trauma - Extramedullary fixation | Plate accessories | Locking screw | Zimmer Inc | 3.5MM X 80MM LOCKING SCREW | 00-2359-080-35 | Standalone | DE0005269 | Patients requiring fracture fixation or orthopaedic corrective surgery
Orthopaedics | Trauma - Extramedullary fixation | Plate accessories | Locking screw | Zimmer Inc | 3.5 X 80MM CANN LKNG SCREW | 00-2359-080-36 | Standalone | DE0005269 | Patients requiring fracture fixation or orthopaedic corrective surgery
Orthopaedics | Trauma - Extramedullary fixation | Plate accessories | Locking screw | Zimmer Inc | 3.5MM X 85MM LOCKING SCREW | 00-2359-085-35 | Standalone | DE0005269 | Patients requiring fracture fixation or orthopaedic corrective surgery
Orthopaedics | Trauma - Extramedullary fixation | Plate accessories | Locking screw | Zimmer Inc | 3.5 X 85MM CANN LKNG SCREW | 00-2359-085-36 | Standalone | DE0005269 | Patients requiring fracture fixation or orthopaedic corrective surgery
Orthopaedics | Trauma - Extramedullary fixation | Plate accessories | Locking screw | Zimmer Inc | 3.5MM X 90MM LOCKING SCREW | 00-2359-090-35 | Standalone | DE0005269 | Patients requiring fracture fixation or orthopaedic corrective surgery
Orthopaedics | Trauma - Extramedullary fixation | Plate accessories | Locking screw | Zimmer Inc | 3.5 X 90MM CANN LKNG SCREW | 00-2359-090-36 | Standalone | DE0005269 | Patients requiring fracture fixation or orthopaedic corrective surgery
Orthopaedics | Trauma - Extramedullary fixation | Plate accessories | Locking screw | Zimmer Inc | 3.5MM X 12MM TI LOCKING SCREW | 00-2369-012-35 | Standalone | DE0005790 | Patients requiring fracture fixation or orthopaedic corrective surgery
Orthopaedics | Trauma - Extramedullary fixation | Plate accessories | Locking screw | Zimmer Inc | 3.5MM X 14MM TI LOCKING SCREW | 00-2369-014-35 | Standalone | DE0005790 | Patients requiring fracture fixation or orthopaedic corrective surgery
Orthopaedics | Trauma - Extramedullary fixation | Plate accessories | Locking screw | Zimmer Inc | 3.5MM X 16MM TI LOCKING SCREW | 00-2369-016-35 | Standalone | DE0005790 | Patients requiring fracture fixation or orthopaedic corrective surgery
Orthopaedics | Trauma - Extramedullary fixation | Plate accessories | Locking screw | Zimmer Inc | 3.5MM X 18MM TI LOCKING SCREW | 00-2369-018-35 | Standalone | DE0005790 | Patients requiring fracture fixation or orthopaedic corrective surgery
Orthopaedics | Trauma - Extramedullary fixation | Plate accessories | Locking screw | Zimmer Inc | 3.5MM X 20MM TI LOCKING SCREW | 00-2369-020-35 | Standalone | DE0005790 | Patients requiring fracture fixation or orthopaedic corrective surgery
Orthopaedics | Trauma - Extramedullary fixation | Plate accessories | Locking screw | Zimmer Inc | 3.5MM X 22MM TI LOCKING SCREW | 00-2369-022-35 | Standalone | DE0005790 | Patients requiring fracture fixation or orthopaedic corrective surgery
Orthopaedics | Trauma - Extramedullary fixation | Plate accessories | Locking screw | Zimmer Inc | 3.5MM X 24MM TI LOCKING SCREW | 00-2369-024-35 | Standalone | DE0005790 | Patients requiring fracture fixation or orthopaedic corrective surgery
Orthopaedics | Trauma - Extramedullary fixation | Plate accessories | Locking screw | Zimmer Inc | 3.5MM X 26MM TI LOCKING SCREW | 00-2369-026-35 | Standalone | DE0005790 | Patients requiring fracture fixation or orthopaedic corrective surgery
Orthopaedics | Trauma - Extramedullary fixation | Plate accessories | Locking screw | Zimmer Inc | 3.5MM X 28MM TI LOCKING SCREW | 00-2369-028-35 | Standalone | DE0005790 | Patients requiring fracture fixation or orthopaedic corrective surgery
Orthopaedics | Trauma - Extramedullary fixation | Plate accessories | Locking screw | Zimmer Inc | 3.5MM X 30MM TI LOCKING SCREW | 00-2369-030-35 | Standalone | DE0005790 | Patients requiring fracture fixation or orthopaedic corrective surgery
Orthopaedics | Trauma - Extramedullary fixation | Plate accessories | Locking screw | Zimmer Inc | 3.5MM X 32MM TI LOCKING SCREW | 00-2369-032-35 | Standalone | DE0005790 | Patients requiring fracture fixation or orthopaedic corrective surgery
Orthopaedics | Trauma - Extramedullary fixation | Plate accessories | Locking screw | Zimmer Inc | 3.5MM X 34MM TI LOCKING SCREW | 00-2369-034-35 | Standalone | DE0005790 | Patients requiring fracture fixation or orthopaedic corrective surgery
Orthopaedics | Trauma - Extramedullary fixation | Plate accessories | Locking screw | Zimmer Inc | 3.5MM X 36MM TI LOCKING SCREW | 00-2369-036-35 | Standalone | DE0005790 | Patients requiring fracture fixation or orthopaedic corrective surgery
Orthopaedics | Trauma - Extramedullary fixation | Plate accessories | Locking screw | Zimmer Inc | 3.5MM X 38MM TI LOCKING SCREW | 00-2369-038-35 | Standalone | DE0005790 | Patients requiring fracture fixation or orthopaedic corrective surgery
Orthopaedics | Trauma - Extramedullary fixation | Plate accessories | Locking screw | Zimmer Inc | 3.5MM X 40MM TI LOCKING SCREW | 00-2369-040-35 | Standalone | DE0005790 | Patients requiring fracture fixation or orthopaedic corrective surgery
Orthopaedics | Trauma - Extramedullary fixation | Plate accessories | Locking screw | Zimmer Inc | 3.5MM X 42MM TI LOCKING SCREW | 00-2369-042-35 | Standalone | DE0005790 | Patients requiring fracture fixation or orthopaedic corrective surgery
Orthopaedics | Trauma - Extramedullary fixation | Plate accessories | Locking screw | Zimmer Inc | 3.5MM X 44MM TI LOCKING SCREW | 00-2369-044-35 | Standalone | DE0005790 | Patients requiring fracture fixation or orthopaedic corrective surgery
Orthopaedics | Trauma - Extramedullary fixation | Plate accessories | Locking screw | Zimmer Inc | 3.5MM X 46MM TI LOCKING SCREW | 00-2369-046-35 | Standalone | DE0005790 | Patients requiring fracture fixation or orthopaedic corrective surgery
Orthopaedics | Trauma - Extramedullary fixation | Plate accessories | Locking screw | Zimmer Inc | 3.5MM X 48MM TI LOCKING SCREW | 00-2369-048-35 | Standalone | DE0005790 | Patients requiring fracture fixation or orthopaedic corrective surgery
Orthopaedics | Trauma - Extramedullary fixation | Plate accessories | Locking screw | Zimmer Inc | 3.5MM X 50MM TI LOCKING SCREW | 00-2369-050-35 | Standalone | DE0005790 | Patients requiring fracture fixation or orthopaedic corrective surgery
Orthopaedics | Trauma - Extramedullary fixation | Plate accessories | Locking screw | Zimmer Inc | 3.5MM X 52MM TI LOCKING SCREW | 00-2369-052-35 | Standalone | DE0005790 | Patients requiring fracture fixation or orthopaedic corrective surgery
Orthopaedics | Trauma - Extramedullary fixation | Plate accessories | Locking screw | Zimmer Inc | 3.5MM X 54MM TI LOCKING SCREW | 00-2369-054-35 | Standalone | DE0005790 | Patients requiring fracture fixation or orthopaedic corrective surgery
Orthopaedics | Trauma - Extramedullary fixation | Plate accessories | Locking screw | Zimmer Inc | 3.5MM X 56MM TI LOCKING SCREW | 00-2369-056-35 | Standalone | DE0005790 | Patients requiring fracture fixation or orthopaedic corrective surgery
Orthopaedics | Trauma - Extramedullary fixation | Plate accessories | Locking screw | Zimmer Inc | 3.5MM X 58MM TI LOCKING SCREW | 00-2369-058-35 | Standalone | DE0005790 | Patients requiring fracture fixation or orthopaedic corrective surgery
Orthopaedics | Trauma - Extramedullary fixation | Plate accessories | Locking screw | Zimmer Inc | 3.5MM X 60MM TI LOCKING SCREW | 00-2369-060-35 | Standalone | DE0005790 | Patients requiring fracture fixation or orthopaedic corrective surgery
Orthopaedics | Trauma - Extramedullary fixation | Plate accessories | Locking screw | Zimmer Inc | 2.7MM LOCKING SCREW 10MM LONG | 00-4828-010-02 | Standalone | DE0005788 | Patients requiring fracture fixation or orthopaedic corrective surgery
Orthopaedics | Trauma - Extramedullary fixation | Plate accessories | Locking screw | Zimmer Inc | 2.7MM LOCKING SCREW 12MM LONG | 00-4828-012-02 | Standalone | DE0005788 | Patients requiring fracture fixation or orthopaedic corrective surgery
Orthopaedics | Trauma - Extramedullary fixation | Plate accessories | Locking screw | Zimmer Inc | 2.7MM LOCKING SCREW 14MM LONG | 00-4828-014-02 | Standalone | DE0005788 | Patients requiring fracture fixation or orthopaedic corrective surgery
Orthopaedics | Trauma - Extramedullary fixation | Plate accessories | Locking screw | Zimmer Inc | 2.7MM LOCKING SCREW 16MM LONG | 00-4828-016-02 | Standalone | DE0005788 | Patients requiring fracture fixation or orthopaedic corrective surgery
Orthopaedics | Trauma - Extramedullary fixation | Plate accessories | Locking screw | Zimmer Inc | 2.7MM LOCKING SCREW 18MM LONG | 00-4828-018-02 | Standalone | DE0005788 | Patients requiring fracture fixation or orthopaedic corrective surgery
Orthopaedics | Trauma - Extramedullary fixation | Plate accessories | Locking screw | Zimmer Inc | 2.7MM LOCKING SCREW 20MM LONG | 00-4828-020-02 | Standalone | DE0005788 | Patients requiring fracture fixation or orthopaedic corrective surgery
Orthopaedics | Trauma - Extramedullary fixation | Plate accessories | Locking screw | Zimmer Inc | 2.7MM LOCKING SCREW 22MM LONG | 00-4828-022-02 | Standalone | DE0005788 | Patients requiring fracture fixation or orthopaedic corrective surgery
Orthopaedics | Trauma - Extramedullary fixation | Plate accessories | Locking screw | Zimmer Inc | 2.7MM LOCKING SCREW 24MM LONG | 00-4828-024-02 | Standalone | DE0005788 | Patients requiring fracture fixation or orthopaedic corrective surgery
Orthopaedics | Trauma - Extramedullary fixation | Plate accessories | Locking screw | Zimmer Inc | 2.7MM LOCKING SCREW 26MM LONG | 00-4828-026-02 | Standalone | DE0005788 | Patients requiring fracture fixation or orthopaedic corrective surgery
Orthopaedics | Trauma - Extramedullary fixation | Plate accessories | Locking screw | Zimmer Inc | 2.7MM LOCKING SCREW 28MM LONG | 00-4828-028-02 | Standalone | DE0005788 | Patients requiring fracture fixation or orthopaedic corrective surgery
Orthopaedics | Trauma - Extramedullary fixation | Plate accessories | Locking screw | Zimmer Inc | 2.7MM LOCKING SCREW 30MM LONG | 00-4828-030-02 | Standalone | DE0005788 | Patients requiring fracture fixation or orthopaedic corrective surgery
Orthopaedics | Trauma - Extramedullary fixation | Plate accessories | Locking screw | Zimmer Inc | 2.7MM LOCKING SCREW 32MM LONG | 00-4828-032-02 | Standalone | DE0005788 | Patients requiring fracture fixation or orthopaedic corrective surgery